## 0-DISLAIMER
Multizone to Variable Volume HVAC Controls Retrofit Savings Estimator
DISCLAIMER
THIS IS AN ESTIMATING TOOL.
This savings estimator is based on common engineering methods and thoughtfully considered assumptions developed through field experience and study of current literature. However, no two systems are the same and there is no guarantee that these values will work for every system or situation.

## 1-Overview
Multizone to Variable Volume HVAC Controls Retrofit Savings Estimator
Estimator Overview
This Savings Estimator is designed to help a potential implementer of the Multizone to Variable Volume HVAC Controls Retrofit gauge the energy and cost impact of the change.
Basic Retrofit: The basic retrofit consists of the addition of a variable frequency drive (VFD) on the air handler fan(s), an air flow monitoring array in the outside air intake duct, and controls programming to turn down and off space conditioning when not needed.
DCV Option: An optional addition to this basic retrofit is the utilization of sensors in the building (occupancy or CO2 sensors) to provide demand controlled ventilation (DCV) by sensing if people are in the building and reducing outside air flow when zones are empty.
Basis of Calculations: The estimator combines: user entered information (building activity and floor area, location, existing equipment sizes, configuration, retrofit/repair choices, and local utility costs), along with typical HVAC requirements for the designated building activity in the local climate zone (from Commercial Building Energy Consumption Survey (CBECS) data), experimentally determined technology savings, common energy modeling methods, and RS Means Cost Data, to calculate the expected annual energy and cost savings, and life cycle economics of the improvements for typical building and load applications.
Levels of Detail of Calculations: The estimator can be used early in the retrofit decision process using limited user-provided information to help determine if the effort is worth pursuing. These limited required inputs (about a dozen items) are indicated by a red asterisk and show the impact of the basic retrofit on a system that is not on a central plant and otherwise functioning correctly. The estimator can also be used after performing more detailed scoping activities, to help refine the cost estimate.
Calculation Customization: Several tailoring options for the calculations are available and include:
* Selection of the basic retrofit or the version with optional demand control ventilation
* Selection of common complementary activities during upgrade:
  retrocommissioning, equipment on/off scheduling, addition of economizer function, conversion from pneumatic controls to direct digital control (DDC), or upgrade of fan motor(s)
* Unit specific repair needs determined by the user (such as cleaning of a fouled heat exchanger)
* Estimates of distribution system energy losses for central plant hydronic or steam systems
* Ability to use auto-generated estimates for energy efficiency, savings percentage and cost; or override these estimates with user provided inputs
* Ability to use a ballpark estimate of costs for retrocommissioning, or develop a refined estimate based on site-specific conditions,
* Ability to gauge impact of the most common energy efficiency controls measures of scheduling equipment or adding economizer function
* Ability to review specific common retrofit measures as stand-alone activities or to combine multiple measures into a retrofit package and see the full budget requirements and estimated energy impact accounting for diminishing returns of collective measures.
Estimator Usage:
Enter Site Data: Start on ‘Tab 2-Location Information’ and enter the location of the potential site and the number of units/configurations to model (up to 5) for this site, as well as local energy cost information.
Enter System Data: Proceed to ‘Tab 3-Estimator - Unit 1’ and enter details of the equipment and its use.
View Results: The results of energy and cost calculation are provided at the bottom of the worksheet (line 245) below the user entry section.
Designate Packages: Select individual measures can be combined into a package in ‘Column W’ Rows 250-255 to see the overall impact of multiple measures implemented at once.
Enter Additional System Descriptions: Proceed to additional Unit descriptions tabs to describe and consider other units or scenarios (if desired) according to the number of units selected.
View Results Roll Up: ‘See Tab 8-Results Roll Up’ to see the impact of all modeled units in one worksheet.
References: Multiple unnumbered tabs show input data, assumptions, and equations. In general, they should not be changed. A tab of abbreviations used is also provided.
Suite of Resources:
The estimator is part of a suite of tools developed for the Multizone to Variable Volume HVAC Controls Retrofit to help users implement the technology. Other documents and tools include a technology Fact Sheet (2 pgs.), a Technical Note (8 pgs.), a Field Scoping Guide, Pitch Briefing slide to explain the upgrade to potential stakeholders, a Design Guide, Templates for: Drawings, Specifications, Sequences of Operation, Points Schedules and Performance Work Statement (PWS) contracting language, as well as a Commissioning Guide (including a Performance Verification Test). See the Whole Building Design Guide website, www.wbdg.org/ffc/army-coe/design-guides, for these resources.
Free on-demand training on the technology is available at: https://slipstreaminc.org/estcp

## 2-Location Information
Multizone to Variable Volume HVAC Controls Retrofit Savings Estimator | [6 empty] | THIS BAR AND EVERYTHING TO THE RIGHT GETS HIDDDEN | Logical choice indicators | Comment | Calculated Value | Comment
User Input
Location information
Estimator Note: All white cells may be filled in with site-specific information.
Items marked with "*" must be filled out to get the basic retrofit savings estimation. Typical default responses have been pre-entered for quick estimates.
*1. Choose your State |  |  | * 2. Choose Your Representative City |  |  |  |  | 14 | <==State_num | Illinois
[8 empty] | 3 | <==City_num | Centralia
| Based on your selection of city, your location is in the Mixed-Humid climate zone. | [10 empty] | FOR CZ NUMBER CALC
[12 empty] | Very Cold | 1
3. (Optional) Choose a Climate Zone if you want to override the assigned climate zone (see map): | [5 empty] | NOTE: Make sure that "N/A" is selected for item 3 if you want to use the assigned climate zone. |  | 6 | <==Climate Zone OVRD | Mixed-Humid | <==auto calc climate zone | Cold | 1
[10 empty] | 2 | <==Auto Climate Zone number | Mixed-Humid | 2
| Example Cities Based on your automatically assigned climate zone (Mixed-Humid): | [10 empty] | Mixed-dry | 3
| Atlanta, GA | Washington, D.C. |  | Kansas City, MO | Nashville, TN | [6 empty] | Hot-Dry | 3
[10 empty] | 2 | <==Final Climate Zone # | Hot-Humid | 4
* 4. Quantity of MZ Units to describe (the tool supports data input for up to five configurations, please use tabs in numerical order, e.g. for two units: enter data on tabs: 3-Estimator -Unit 1 and 4-Estimator -Unit 2, for three units: enter data on tabs: 3-Estimator Unit 1, 4-Estimator - Unit 2 and 5-Estimator - Unit 3, etc. | [7 empty] | 5 |  |  |  | Marine | 5
* 5. Electric Cost Rate ($/kWh) |  |  |  | 0.1054 | Escalation Override: |  |  | 0.1054
6. (Optional) Assumed Annual Electric Cost Escalation for next 10 yrs. |  |  |  | 0.9978 |  |  |  | 0.9978
* 7. Natural Gas Cost Rate ($/therm) |  |  |  | 0.7213 |  |  |  | 0.7213
8. (Optional) Assumed Natural Gas Cost Escalation for next 10 yrs. |  |  |  | 1.0094 |  |  |  | 1.0094
Note on B16: US average retail electricity cost is $0.1054/kWh in 2019 https://www.eia.gov/electricity/state/
Note on B17: NIST.IR.85-3273-36 Table Cb-5 https://doi.org/10.6028/NIST.IR.85-3273-36
Note on B18: US Average commercial NG cost is $0.7213/therm in 2020 https://www.eia.gov/naturalgas/monthly/pdf/table_03.pdf
Note on G18: Assume 100 CF/therm
Note on B19: NIST.IR.85-3273-36 Table Cb-5 https://doi.org/10.6028/NIST.IR.85-3273-36

## 3-Estimator - Unit 1
[5 empty] | THIS BAR AND EVERYTHING TO THE LEFT GETS DELETED OR HIDDEN |  | Multizone to Variable Volume HVAC Controls Retrofit Savings Estimator | [13 empty] | THIS BAR AND EVERYTHING TO THE RIGHT GETS HIDDDEN | OVERRIDE/USER ENTRY CHECKS CHECKS | DEFAULTS TO USE IN RESETTING (STILL TBD) |  | Comment | Calculated Value | Comment
CONTAINS COL REF (1) | CONTAINS ITEM REF (0) | Expected # | Status | Act # |  |  | Items marked with "*" must be filled out to get the basic retrofit savings estimation. Typical default responses have been pre-entered for quick estimates if information is unknown. Add details and tweak assumptions (if desired) for refined estimates. Explanatory notes are provided for some items (indicated by a red triangle in the upper right corner of a cell containing "(more info)"). | [14 empty] | TRUE/YELLOW MEANS USER ENTRY IS PROVIDED | Logical choice indicators | Logical choice indicators
|  | 8 | prior sheet | 8 |  | Unit Identification and Retrofit Suitability Screening | [15 empty] | 6 true 9 total
User Input
|  | 9 | OK | 9 |  | * | 9. Primary Building Activity Type | [16 empty] | 7
|  | 10 | OK | 10 |  |  | 10. Building Number | [5 empty] | 101 | [8 empty] | TRUE
|  | 11 | OK | 11 |  |  | 11. Building Name | [5 empty] | Sample Bldg | [8 empty] | TRUE
|  | 12 | OK | 12 |  |  | 12. MZ AHU Unit Number | [5 empty] | 1 | [8 empty] | TRUE
DEAL BREAKERS (check for the following conditions to determine if the unit is a good candidate for retrofit)
|  | 13 | OK | 13 |  |  | 13. Is the unit in good repair OR can the unit be repaired to last an additional 10 yrs. at a reasonable cost? | [5 empty] | Yes |  | No | [7 empty] | 0 | 1 | Good Repair/Repairable (Y=1, N=2) | 0 | Error Check (1=Error, 0=No)
(A 10-year service life for the retrofit is assumed)
|  | 14 | OK | 14 |  |  | 14. Are all the zones of the unit thermally satisfied? |  |  |  | (more info) |  | Yes |  | No | [8 empty] | 1 | Satisfied Zones (Y=1, N=2)
(If there are unsatisfied zones, that needs to be remedied prior to applying this retrofit. )
|  | 15 | OK | 15 |  |  | 15. Can the unit accommodate an Air Flow Measurement Array (AFMA) in the OA duct? |  |  |  | (more info) |  | Yes |  | No | [8 empty] | 1 | Can have AFMS (Y=1, N=2)
(Typical requirement is two duct diameters of unobstructed distance upstream of the flow station and one duct diameter downstream, but varies by manufacturer.)
(This unit may not be a good candidate for retrofit.)
General Equipment Information
|  | 16 | OK | 16 |  | * | 16. Unit Type |  |  | (more info) | [13 empty] | 1 | MZ type (current=Conventional)
|  | 17 | OK | 17 |  |  | 17. Zones Served (quantity if known) | [7 empty] | For ID purposes. Not used in calculations. | [6 empty] | FALSE
|  | 18 | OK | 18 |  |  | 18. Age of System (Years) | [7 empty] | For ID purposes. Not used in calculations. | [6 empty] | FALSE
|  | 19 | OK | 19 |  |  | 19. Unit Flow (CFM of Supply Fan) | [7 empty] | For ID purposes. Not used in calculations. | [6 empty] | FALSE
|  | 20 | OK | 20 |  | * | 20. Square footage (floor space) served | [5 empty] | 3600 | [8 empty] | TRUE
|  | 21 | OK | 21 |  |  | 21. Current Control System Type | [16 empty] | 1 | CS type (current=Direct Digital Control)
Fan Motor Information
|  | 22 | OK | 22 |  | * | 22. Supply Fan Motor HP | [5 empty] | 5 | [8 empty] | TRUE
|  | 23 | OK | 23 |  | * | 23. Return Fan Motor HP (if none present, enter "0") | [5 empty] | 0 | [8 empty] | TRUE
[6 empty] | Heating Source Information | [15 empty] | TRUE/RED MEANS USER OVERRIDE IS PROVIDED
|  | 24 | OK | 24 |  | * | 24. Heating Source and type |  |  | (more info) | [13 empty] | 2 | Heat Source(current=Hot Water Boiler, Non-Condensing) | 2 | Indirect Fired Natural Gas = 1, Boiler = 2
0 true 47 total
[13 empty] | Auto-Generated Efficiency |  | User Provided Efficiency (overrides auto-generated estimate) | [6 empty] | 0 true out of 8 ttll |  |  |  | 1 | Hot Water = 1, Stem = 2
|  | 25 | OK | 25 |  |  | 25. Heat Source Efficiency (estimated): |  |  | (more info) |  |  | 80% | [8 empty] | FALSE |  |  |  | 1 | Non-Condensing =1, Condensing = 2
|  | 26 | OK | 26 |  |  | 26. Is Heating provided from a central plant? | [5 empty] | Yes |  | No | [8 empty] | 2 | Heating Central Plant (1=Yes, 2=no)
|  | 27 | OK | 27 |  |  |  | 27. If central plant, what is the size of the distribution system ? |  |  | Small (<25 Buildings) |  |  | Medium (25-100 bldgs.) |  | Large (>100 bldgs.) | [7 empty] | 1 | Heat Plant Size (1=Small, 2=Med, 3=Large)
[13 empty] | Auto-generated Losses: |  | User Provided Losses (overrides auto-generated estimate)
|  | 28 | OK | 28 |  |  | 28. Heating System Distribution Losses (estimation) |  |  | (more info) |  |  | 0% | [8 empty] | FALSE
[13 empty] | Auto-generated Efficiency |  | User Provided Efficiency (overrides auto-generated estimate)
|  | 29 | OK | 29 |  |  | 29. Overall Heating system efficiency (w/ distribution losses included): |  |  | (more info) |  |  | 80% | [8 empty] | FALSE
Cooling Source Information
|  | 30 | OK | 30 |  | * | 30. Cooling Source (chilled water or direct expansion): | [16 empty] | 2 | Coooling Source (current=Chilled Water, Air Cooled Chiller) | 2 | DX =1, Chiller = 2
User Provided Chiller Efficiency (Provide efficiency as kW/Ton or COP. Input here overrides auto-generated estimate.)
|  | 31 | OK | 31 |  |  | 31. Chiller efficiency (estimated): |  |  | (more info) |  |  | Auto-Generated Chiller Efficiency | [12 empty] | 1 | Air Cooled=1, Water Cooled=2
[13 empty] | kW/Ton | COP |  |  | (units) |  |  |  |  | FALSE
[13 empty] | 1.2 | 2.9333 |  |  | (efficiency) |  |  |  |  | FALSE
|  | 32 | OK | 32 |  |  | 32. Is Cooling provided from a central plant? | [5 empty] | Yes |  | No | [8 empty] | 2 | Central Plant (1=Yes, 2=no)
|  | 33 | OK | 33 |  |  |  | 33. If central plant, what is the size of the distribution system? |  |  | Small (<25 Buildings) |  |  | Medium (25-100 bldgs.) |  | Large (>100 bldgs.) | [7 empty] | 3 | Cooling Size (3=Small, 1=Med, 2=Large) (NOTE ORDER!!)
[13 empty] | Auto-Generated Losses |  | User Provided Losses (overrides auto-generated estimate)
|  | 34 | OK | 34 |  |  | 34. Cooling System Distribution Losses: |  |  | (more info) |  |  | 0% | [8 empty] | FALSE
|  | 35 | OK | 35 |  |  | 35. Overall Cooling System Efficiency (with distribution losses included): |  |  | (more info) |  |  |  |  | User Provided Overall Efficiency (Provide efficiency as kW/Ton or COP. Input here overrides auto-generated estimate.)
Calculated Overall Cooling System Efficiency
[13 empty] | kW/Ton | COP |  |  | (units) |  |  |  |  | FALSE
[13 empty] | 1.2 | 2.9333 |  |  | (efficiency) |  |  |  |  | FALSE
Zone/Space Information -HIDE
[7 empty] | Square Footage Served (this unit) | [5 empty] | 8800
.
Approximate break out of End Uses (As determined by Equest)
[7 empty] | Office | [5 empty] | #REF!
[7 empty] | Conference Room | [5 empty] | #REF!
[7 empty] | Break Room | [5 empty] | #REF!
[7 empty] | Classroom | [5 empty] | #REF!
[7 empty] | Corridor | [5 empty] | #REF!
[7 empty] | Restrooms | [5 empty] | #REF!
[7 empty] | Total percentage | [5 empty] | #REF!
Optional Demand Control added to Base Retrofit
|  | 36 | OK | 36 |  |  | 36. Do you plan to include demand controlled ventilation, and if so what kind? | [16 empty] | 1 | DCV Type (current=NO DCV)
Cost Calculations for Base Retrofit from Constant to Variable Volume
This section costs out the VV retrofit with or without DCV as selected in item 36
[13 empty] | Default % | User %
|  | 37 | OK | 37 |  |  | 37. Commissioning costs to be applied to mechanical equipment installation costs. | [5 empty] | 2.5% | [8 empty] | FALSE |  |  |  | 2.5% | <== the CX costs being used
(This will apply to the mechanical equipment installed for the Base Retrofit and is also used in the Detailed RCx calculations, if that option is selected below.}
|  | 38 | OK | 38 |  |  | 38. Additional Plus up costs | [5 empty] | Default % | User %
[8 empty] | (Estimated costs already include OH & Profit (generally each ~10%). This item is an additional plus-up above those baseline assumptions, and may be used for Bond (typ. 3%), administration, design, etc. This applies to the Base Retrofit and to ALL the Additional Retrofit Opportunities below.} |  |  |  |  | 3% | [8 empty] | FALSE |  |  |  | 3% | <==the extra costs being used
[13 empty] | (more info) |  | (more info)
[7 empty] | Number of CO2 or occ sensors to be added for this unit? | [5 empty] | Auto-generated QTY (EA) | User Provided QTY | Cost/EA Including O&P | Calculated Cost | User Provided Cost Override
|  | 39 | OK | 39 |  |  |  | 39. CO2 Sensors |  |  |  |  | 0 |  | 554.4 | 0 | [5 empty] | FALSE
|  | 40 | OK | 40 |  |  |  | 40. Occupancy Sensors |  |  |  |  | 0 |  | 120.96 | 0 | [5 empty] | FALSE
|  | 41 | OK | 41 |  |  | 41. Controls Programming for VV retrofit | [5 empty] | 1 |  | 1008 | 1008 | [5 empty] | FALSE
|  | 42 | OK | 42 |  |  | 42. AFMA cost | [5 empty] | 1 |  | 1966.0032 | 1966.0032 | [5 empty] | FALSE
|  | 43 | OK | 43 |  |  | 43. Supply Fan VFD cost (based on HP information) | [5 empty] | 1 |  | 3250.8 | 3250.8 | [5 empty] | FALSE
|  | 44 | OK | 44 |  |  | 44. Return Fan VFD cost (if required, based on HP information) | [5 empty] | 0 |  | 3250.8 | 0 | [5 empty] | FALSE
|  | 45 | OK | 45 |  |  | 45. Training Cost | [5 empty] | 4 |  | 151.2 | 604.8 | [5 empty] | FALSE
|  | 46 | OK | 46 |  |  | 46. Commissioning cost for VV upgrade (items 39-44) | [8 empty] | 155.6201 | [5 empty] | FALSE
[8 empty] | (Based on default value of 2.5%. Value can be changed in #37 or overriden for this measure here.) | (Based on default value of 2.5%. Value can be changed in #37 or overriden for this measure here.) | (Based on default value of 2.5%. Value can be changed in #37 or overriden for this measure here.) | (Based on default value of 2.5%. Value can be changed in #37 or overriden for this measure here.)
|  | 47 | OK | 47 |  |  | 47. Additional Plus up costs on VV upgrade (items 39-45) | [8 empty] | 204.8881 | [5 empty] | FALSE
(Based on default value of 3.0%. Value can be changed in #38 or overriden for this measure here.)
|  | 48 | OK | 48 |  |  | 48. Total VV Project Cost | [8 empty] | 7190.1114 | 0
Additional Retrofit Opportunities
This section accounts for several common retrofit activities that often take place at the same time as the VV retrofit such as motor upgrade, conversion to DDC, general RCx of existing equipment, addition of economizer functionality to a unit that does not have that functionality.
[7 empty] | Control System Conversion to DDC | [18 empty] | 0 | <==1 if if conversion to DDC applies
(Since the existing control system is DDC (entered in item #21), conversion to DDC is not applicable and this section is greyed out. A General RCx should be evaluated below.)
|  | 49 | OK | 49 |  |  | 49. Estimated savings from DDC Conversion | [5 empty] | Default % | User %
[8 empty] | (Conversion to DDC affects heating, cooling and fan energy use. The default estimated savings is 20%. If you would like to modify this assumption provide an alternate savings percentage here.) |  |  |  |  | 20% | [8 empty] | FALSE |  |  |  | 0.2 | <==Active DDC_Savings
[13 empty] | Square Feet (For Reference) | Cost/Square Foot | User Cost/Sq Foot Override | Calculated Cost | User Provided Cost Override
|  | 50 | OK | 50 |  |  | 50. Upgrade controls to DDC (includes general RCx). | [5 empty] | 0 | 3.528 |  | 0 | [5 empty] | FALSE
|  | 51 | OK | 51 |  |  | 51. Additional Plus up Costs | [8 empty] | 0 | [5 empty] | FALSE
(Based on default value of 3.0%. Value can be changed in #38 or overriden for this measure here.)
[15 empty] | Subtotal for DDC Conversion: | 0
[7 empty] | Implement Equipment Scheduling | [18 empty] | 0 | <==1 if adding schedule applies
Which better describes your equipment operation?
|  | 52 | OK | 52 |  |  | 52. Typical work week scheduling (~55hrs/wk.)? or 24/7 operations (168hrs/wk.) ? | [16 empty] | 1 | Current Schedule (1=55h/week, 2=24/7)
|  | 53 | OK | 53 |  |  |  | 53. If 24/7 operations, can operations be reduced to typical work week scheduling? |  |  |  |  | Yes |  | No | [8 empty] | 1 | Can be reduced? (1=Yes, 2=No)
(Since the system already functions on a typical work week schedule (item #52), addition of scheduling not applicable and greyed out.)
|  | 54 | OK | 54 |  |  | 54. Estimated savings from changing equipment schedule | [5 empty] | Default % | User %
[8 empty] | (Changing the schedule to reduce operating time affects heating, cooling and fan energy use. The default estimated savings is 8%. If you would like to modify this assumption provide an alternate savings percentage here.) |  |  |  |  | 8% | [12 empty] | 0.08 | <==Active sched_Savings
[13 empty] | Auto -generated QTY (EA) | User QTY Override | Cost/EA Including O&P | Calculated Cost | User Provided Cost Override
|  | 55 | OK | 55 |  |  | 55. Scheduling Equipment Programming (occurring as a single activity, RCx costs not included) | [5 empty] | 0 |  | 504 | 0 | [5 empty] | FALSE
|  | 56 | OK | 56 |  |  | 56. Additional Plus up Costs | [8 empty] | 0 | [5 empty] | FALSE
(Based on default value of 3.0%. Value can be changed in #38 or overriden for this measure here.)
[15 empty] | Subtotal for Scheduling: | 0
[7 empty] | Fan Motor Upgrade to Premium Efficiency Motor | [18 empty] | 0 | <==1 if if either motor upgrade, 0 otherwise
(Note - A new motor may be required if the existing motor is not compatible with a VFD. See below for an estimate of annual savings w/ premium motor. See Scoping guide for more information.)
|  | 57 | OK | 57 |  |  | 57. Would you like to consider replacing your existing SF motor with a premium efficiency motor?** | [5 empty] | Yes |  | No | [8 empty] | 2 | Replace SF (1=Yes, 2=No)
|  | 58 | OK | 58 |  |  | 58. Would you like to consider replacing your existing RF motor with a premium efficiency motor?** | [5 empty] | Yes |  | No | [8 empty] | 2 | Replace RF (1=Yes, 2=No)
(This item is greyed out since you indicated a return fan size of 0 (zero) in #23)
Estimated Potential Savings of premium motor (using the fan sizes, energy cost and current building schedule provided in item 52):
[9 empty] | Supply Fan | 320.034 | kWh/yr |  |  | Return Fan | 0 | kWh/yr
[10 empty] | 33.7316 | /yr |  |  |  | 0 | /yr
[7 empty] | Costs for Motor Upgrade | [5 empty] | Auto -generated QTY (EA) | User QTY Override | Cost/EA Including O&P | Calculated Cost | User Provided Cost Override
|  | 59 | OK | 59 |  |  | 59. Replace SF Motor with Premium Efficiency Motor |  |  | (Greyed out since return fan motor replacement not evaluated per item #57) |  |  | 0 |  | 6778.8 | 0 | [5 empty] | FALSE
|  | 60 | OK | 60 |  |  | 60. Replace RF Motor with Premium Efficiency Motor |  |  | (Greyed out since you indicated a return fan size of 0 (zero) in #23) | [11 empty] | FALSE
|  | 61 | OK | 61 |  |  | 61. Additional Plus up Costs | [8 empty] | 0 | [5 empty] | FALSE
(Based on default value of 3.0%. Value can be changed in #38 or overriden for this measure here.)
[14 empty] | Subtotal for Motor Upgrade: |  | 0
[7 empty] | Addition of Economizer | [18 empty] | 0 | <==1 if if adding economizer applies, 0 otherwise
|  | 62 | OK | 62 |  |  | 62. Is there an existing air-side or water-side economizer in place? | [5 empty] | Yes |  | No | [8 empty] | 1 | Existing Eco, 1=YES, 2=NO
(Since the system already has an economizer, (item #62), addition of an econmizer is not applicable and is greyed out.)
|  | 63 | OK | 63 |  |  | 63. Would you like to consider adding an economizer? (to a unit w/o economizer function) |  |  |  | (more info) |  | Yes |  | No | [8 empty] | 2 | Consider Adding Eco, 1=YES, 2=NO
(Economizer info greyed out since you selected not to consider adding an economizer (item #63))
|  | 64 | OK | 64 |  |  | 64. Estimated savings from adding an economizer | [5 empty] | Default % | User %
[8 empty] | (Adding an economizer affects fan energy use. The default estimated savings is 7%. If you would like to modify this assumption provide an alternate savings percentage here.) |  |  |  |  | 7% | [8 empty] | FALSE |  |  |  | 0.07 | <==Active econ_Savings
[13 empty] | Auto -generated QTY (EA) | User QTY Override | Cost/EA Including O&P | Calculated Cost | User Provided Cost Override
|  | 65 | OK | 65 |  |  | 65. Economizer Addition Programming | [5 empty] | 0 |  | 504 | 0 | [5 empty] | FALSE
|  | 66 | OK | 66 |  |  | 66. Additional Plus up Costs | [8 empty] | 0 | [5 empty] | FALSE
(Based on default value of 3.0%. Value can be changed in #38 or overriden for this measure here.)
[15 empty] | Subtotal for Economizer: | 0
General RCx of Existing Equipment
|  | 67 | OK | 67 |  |  | 67. Has a general RCx optimization been done in the last 3 yrs? | [5 empty] | Yes |  | No | [8 empty] | 1 | Recent RCX, 1=YES, 2=NO
|  | 68 | OK | 68 |  |  | 68. Would you like to consider a general RCx to the unit? (in addition to Cx of new VV components) | [5 empty] | Yes |  | No | [8 empty] | 2 | Consider RCX, 1=YES, 2=NO | 0 | <==1 if consider RCX, 0 otherwise
(RCx info greyed out since you selected not to consider a General RCx (item #67))
|  | 69 | OK | 69 |  |  | 69. Estimated savings from conducting a general RCX on the unit. | [5 empty] | Default % | User %
[8 empty] | (RCx affects heating, cooling and fan energy use. The default estimated savings is 16%. If you would like to modify this assumption provide an alternate savings percentage here.) |  |  |  |  | 16% | [12 empty] | 0.16 | <==Active rxc_Savings
|  | 70 | OK | 70 |  |  | 70. Would you like to use the quick RCx estimate form or the detailed RCx estimate form? | [5 empty] | Quick Form |  | Detailed Form | [8 empty] | 1 | Estimate Type, 1=QUICK, 2=DETAILED | 0 | Effective Est (0=none, 1=quick, 2=detailed)
[7 empty] | Quick Estimate form for General RCx | [5 empty] | Square Feet (For Reference) | Cost/Square Foot | User Cost/Sq Foot Override | Calculated Cost | User Provided Cost Override
|  | 71 | OK | 71 |  |  | 71. General RCx, not including new economizer or scheduling changes | [5 empty] | 3600 | 1.008 |  | 3628.8 | [5 empty] | FALSE
|  | 72 | OK | 72 |  |  | 72. Additional Plus Up Costs | [8 empty] | 108.864 | [5 empty] | FALSE
(Based on default value of 3.0%. Value can be changed in #38 or overriden for this measure here.)
[15 empty] | RCx Quick Estimate: | 3737.664
(more info)
[7 empty] | Detailed Estimate Form for General RCX | [6 empty] | User Provided QTY | Installed Cost/EA | Calculated Cost | User Provided Cost Override
|  | 73 | OK | 73 |  |  | 73. | RCx Analysis (Cx cost are applied to this item in #86) |  |  |  |  | Note - QTY for this item is sq ft. (3600 sq ft entered in #20) |  | 0.2016 | 0 | [5 empty] | FALSE
|  | 74 | OK | 74 |  |  | 74. | Damper Actuator (new) | [6 empty] | 781.2 | 0 | [5 empty] | FALSE
|  | 75 | OK | 75 |  |  | 75. | Valve Actuator (new) | [6 empty] | 781.2 | 0 | [5 empty] | FALSE
|  | 76 | OK | 76 |  |  | 76. | Duct Temperature Sensor | [6 empty] | 418.32 | 0 | [5 empty] | FALSE
|  | 77 | OK | 77 |  |  | 77. | Space Temperature Sensor | [6 empty] | 670.32 | 0 | [5 empty] | FALSE
|  | 78 | OK | 78 |  |  | 78. | Space Humidity Sensor | [6 empty] | 1083.6 | 0 | [5 empty] | FALSE
|  | 79 | OK | 79 |  |  | 79. | Duct Static Pressure Sensor | [6 empty] | 569.52 | 0 | [5 empty] | FALSE
|  | 80 | OK | 80 |  |  | 80. | Freeze stat | [6 empty] | #N/A | #N/A | [5 empty] | FALSE
|  | 81 | OK | 81 |  |  | 81. | BTU Meter | (generally not needed for system operation, may be wanted for monitoring) | [5 empty] | 1965.6 | 0 | [5 empty] | FALSE
|  | 82 | OK | 82 |  |  | 82. | Other Equipment. (Cx cost ARE applied for this item in #86) |  | (describe) | [11 empty] | FALSE
|  | 83 | OK | 83 |  |  | 83. | Other Equipment. (Cx cost ARE applied for this item in #86) |  | (describe) | [11 empty] | FALSE
|  | 84 | OK | 84 |  |  | 84. | Other NON-Equipment. (Cx cost NOT applied for this item in #86) |  | (describe) | [11 empty] | FALSE
|  | 85 | OK | 85 |  |  | 85. | Other NON-Equipment. (Cx cost NOT applied for this item in #86) |  | (describe) | [11 empty] | FALSE
|  | 86 | OK | 86 |  |  | 86. | Commissioning cost for VV upgrade (items 74-83) | [7 empty] | #N/A | [5 empty] | FALSE
(Based on default value of 2.5%. Value can be changed in #37 or overriden for this measure here.)
|  | 87 | OK | 87 |  |  | 87. | Additional Plus up costs on VV upgrade (items 73-86) | [7 empty] | #N/A | [5 empty] | FALSE
(Based on default value of 3.0%. Value can be changed in #38 or overriden for this measure here.)
[15 empty] | RXC Detailed Estimate: | #N/A | 0
Results This section provides the ability to review specific common retrofit measures as stand-alone activities, or to combine multiple measures into a retrofit package (see Column W), and see the full budget requirements and estimated energy impact accounting for diminishing returns of collective measures.
[8 empty] | Building Number | 101 |  | Building Name | Sample Bldg |  |  | Unit Number | 1
[27 empty] | SAVINGS BY MEASURE |  |  |  | Packaged Incremental Savings |  |  | All measure Incremental Savings
[9 empty] | Baseline Energy Costs | First Cost Investment | Electric Savings (kWh/yr) | Natural Gas Savings (terms/yr) |  | Energy Cost Savings ($/yr) | Cost Savings (%) | Fuel Energy Savings (%) | SPB Simple Payback Period (years) | NPV Net Present Value | SIR Savings to Investment Ratio | Insert "x" to include in Selected Measures Package |  |  | THIS AREA NOT MERGED AND LEFT FREE OF INFO TO ENABLE COPY-PASTE OF DEFAULT SELECTIONS | THIS AREA NOT MERGED AND LEFT FREE OF INFO TO ENABLE COPY-PASTE OF DEFAULT SELECTIONS | Measure is an option (not already done or prevented by other measures) | measure is selected in Col M for pkg | htg plant svgs | clg plant svgs | fan plant svgs |  | running svgs htg plant | running svgs clg plant | runningplant svgs fan | running svgs htg plant | running svgs clg plant | running plant svgs fan
[7 empty] | Individual Measures | VV Upgrade (VFD, AFMA & Programming) | 6872.5312 | 7190.1114 | 9709.682 | 1566.6657 |  | 2153.4364 | 31.33% | 39.11% | 3.3389 | 11493.0934 | 2.5985 | x |  |  |  |  | 1 | 1 | 45.7% | 13.4% | 42.16% |  | 0.457 | 0.13396 | 0.42165 | 0.457 | 0.13396 | 0.42165
[8 empty] | Control System Conversion to DDC | 6872.5312 | 0 | 8348.7757 | 685.6305 |  | 1374.5062 | 20% | 20% | 0 | 11827.8969 | #DIV/0! | [5 empty] | 0 | 0 | 20% | 20% | 20% |  | 0.457 | 0.13396 | 0.42165 | 0.457 | 0.13396 | 0.42165
[8 empty] | Implement Equipment Scheduling | 6872.5312 | 0 | 3339.5103 | 274.2522 |  | 549.8025 | 8% | 8% | 0 | 4731.1588 | #DIV/0! | [5 empty] | 0 | 0 | 8% | 8% | 8% |  | 0.457 | 0.13396 | 0.42165 | 0.457 | 0.13396 | 0.42165
[8 empty] | Fan Motor Upgrade to Premium Efficiency Motor (SF) | 6872.5312 | 0 | 320.034 | 0 |  | 33.7316 | 0.4908% | 0.225% | 0 | 0 | #DIV/0! | [5 empty] | 0 | 0 | 0% | 0% | 0% |  | 0.457 | 0.13396 | 0.42165 | 0.457 | 0.13396 | 0.42165
[8 empty] | Addition of Economizer | 6872.5312 | 0 | 1920.1697 | 0 |  | 202.3859 | 2.945% | 1.35% | 0 | 1710.3181 | #DIV/0! | [5 empty] | 0 | 0 | 0% | 7% | 0% |  | 0.457 | 0.13396 | 0.42165 | 0.457 | 0.13396 | 0.42165
[8 empty] | General RCx of Existing Equipment | 6872.5312 | 0 | 6679.0206 | 548.5044 |  | 1099.605 | 16% | 16% | 0 | 9462.3175 | #DIV/0! | [5 empty] | 0 | 0 | 16% | 16% | 16% |  | 0.457 | 0.13396 | 0.42165 | 0.457 | 0.13396 | 0.42165
[7 empty] | Packages | Selected Measures Package | 6872.5312 | 7190.1114 | 9709.682 | 1566.6657 |  | 2153.4364 | 31.33% | 39.11% | 3.3389 | 11493.0934 | 2.5985 | [10 empty] | TOTAL SAVINGS | 1566.6657 | 3674.6625 | 6035.0196 | 1566.6657 | 3674.6625 | 6035.0196
[8 empty] | All Measures Package | 6872.5312 | 7190.1114 | 9709.682 | 1566.6657 |  | 2153.4364 | 31.33% | 39.11% | 3.3389 | 11493.0934 | 2.5985
TRUE | [7 empty] | *Selected Measures Package calculates the combined impact of measures selected with an "x" in Col W lines 250-255. All Measures Package is the total of every applicable measure based on input above. This is to allow the user to compare a smaller project against the full project.
Notes/Warnings on Selections:
Group Box 372
Group Box 373
Group Box 374
Group Box 378
Group Box 379
Group Box 384
Group Box 385
Group Box 386
Group Box 387
Group Box 389
Group Box 390
Group Box 404
Group Box 407
Group Box 408
Group Box 444
Note on M15: The retrofit achieves savings only if current capacity is more than enough. Typically the HVAC technician servicing this unit will know if there is a problem zone that is never satisfied. Alternately, trending of space temperature could establish if there is an unsatisfied zone.
Note on M18: Additional information available in the MZ to VV Scoping Guide spreadsheet "Detailed Field Inspection" tab
Note on L25: Refer to MZ-VV Technical Note or Design Guide to determine unit type. Only conventional and neutral deck units were field tested. If your unit is a Bypass (Texas Style), the Neural Deck is the closest approximation of available unit models.
Note on L42: Direct fired natural gas will not benefit from the coil valve control of the retrofit
Note on L45: The Auto-Generated Efficiency is based on answers from above. This can be overridden by providing an efficiency in the "User Provided Efficiency" box
Note on L52: The Auto-Generated Efficiency is based on answers from above. This can be overridden by providing an efficiency in the "User Provided Efficiency" box System distribution losses are based on how large the campus is, how old the system is, and how well the system is maintained. A larger and older campus may have losses higher than is assumed in the estimator. The typical range of distribution losses is: Hot Water: 1-10% Steam: 8-40%
Note on L54: The Auto-generated efficiency is calculated based on a combination of the auto-generated efficiency/losses unless user has provided efficiency/losses, in which case these user provided values are used instead
Note on L61: This is an estimation based on answers to above questions. Use the "User Provided Efficiency and losses" to input your own efficiency.
Note on L72: This is a recommendation based on answers to above questions. Use the "User Provided Losses" to input your own losses. System distribution losses are based on the size of the campus, the age of the system, and how well the system is maintained. Larger and older the campuses could have losses that are higher than those assumed in the estimator. The typical range of losses potential is 1-10%.
Note on L74: This is an estimation based on answers to above questions. Use the "User Provided Efficiency and losses" to input your own efficiency.
Note on O116: Autogenerated quantity is based on above answers (e.g. size of facility)
Note on Q116: RSMeans Overhead and Profit (O&P) included here, typically 10% each. Additional O&P can be added using the "Commissioning Costs" and "Additional Plus Up" values.
Note on M192: Be sure the system can accommodate an economizer. For example is the OA damper big enough to have increased air flow? How about existing exhaust/relief damper?
Note on Q223: RSMeans Overhead and Profit (O&P) included here, typically 10% each. Additional O&P can be added using the "Commissioning Costs" and "Additional Plus Up" values.
Note on W249: Red "X" indicates an unavailable measure was selected and is being ignored.

## 4-Estimator - Unit 2
[5 empty] | THIS BAR AND EVERYTHING TO THE LEFT GETS DELETED OR HIDDEN |  | Multizone to Variable Volume HVAC Controls Retrofit Savings Estimator | [13 empty] | THIS BAR AND EVERYTHING TO THE RIGHT GETS HIDDDEN | OVERRIDE/USER ENTRY CHECKS CHECKS | DEFAULTS TO USE IN RESETTING (STILL TBD) |  | Comment | Calculated Value | Comment
CONTAINS COL REF (1) | CONTAINS ITEM REF (0) | Expected # | Status | Act # |  |  | Items marked with "*" must be filled out to get the basic retrofit savings estimation. Typical default responses have been pre-entered for quick estimates if information is unknown. Add details and tweak assumptions (if desired) for refined estimates. Explanatory notes are provided for some items (indicated by a red triangle in the upper right corner of a cell containing "(more info)"). | [14 empty] | TRUE/YELLOW MEANS USER ENTRY IS PROVIDED | Logical choice indicators | Logical choice indicators
|  | 8 | prior sheet | 8 |  | Unit Identification and Retrofit Suitability Screening | [15 empty] | 6 true 9 total
User Input
|  | 9 | OK | 9 |  | * | 9. Primary Building Activity Type | [16 empty] | 7
|  | 10 | OK | 10 |  |  | 10. Building Number | [5 empty] | 101 | [8 empty] | TRUE
|  | 11 | OK | 11 |  |  | 11. Building Name | [5 empty] | Sample Bldg | [8 empty] | TRUE
|  | 12 | OK | 12 |  |  | 12. MZ AHU Unit Number | [5 empty] | 2 | [8 empty] | TRUE
DEAL BREAKERS (check for the following conditions to determine if the unit is a good candidate for retrofit)
|  | 13 | OK | 13 |  |  | 13. Is the unit in good repair OR can the unit be repaired to last an additional 10 yrs at a reasonable cost? | [5 empty] | Yes |  | No | [7 empty] | 0 | 1 | Good Repair/Repairable (Y=1, N=2) | 0 | Error Check (1=Error, 0=No)
(A 10-year service life for the retrofit is assumed)
|  | 14 | OK | 14 |  |  | 14. Are all the zones of the unit thermally satisfied? |  |  |  | (more info) |  | Yes |  | No | [8 empty] | 1 | Satisfied Zones (Y=1, N=2)
(If there are unsatisfied zones, that needs to be remedied prior to applying this retrofit. )
|  | 15 | OK | 15 |  |  | 15. Can the unit accommodate an Air Flow Measurement Array (AFMA) in the OA duct? |  |  |  | (more info) |  | Yes |  | No | [8 empty] | 1 | Can have AFMS (Y=1, N=2)
(Typical requirement is two duct diameters of unobstructed distance upstream of the flow station and one duct diameter downstream, but varies by manufacturer.)
(This unit may not be a good candidate for retrofit.)
0
General Equipment Information
|  | 16 | OK | 16 |  | * | 16. Unit Type |  |  | (more info) | [13 empty] | 1 | MZ type (current=Conventional)
|  | 17 | OK | 17 |  |  | 17. Zones Served (quantity if known) | [7 empty] | For ID purposes. Not used in calculations. | [6 empty] | FALSE
|  | 18 | OK | 18 |  |  | 18. Age of System (Years) | [7 empty] | For ID purposes. Not used in calculations. | [6 empty] | FALSE
|  | 19 | OK | 19 |  |  | 19. Unit Flow (CFM of Supply Fan) | [7 empty] | For ID purposes. Not used in calculations. | [6 empty] | FALSE
|  | 20 | OK | 20 |  | * | 20. Square footage (floor space) served | [5 empty] | 3600 | [8 empty] | TRUE
|  | 21 | OK | 21 |  |  | 21. Current Control System Type | [16 empty] | 1 | CS type (current=Direct Digital Control)
Fan Motor Information
|  | 22 | OK | 22 |  | * | 22. Supply Fan Motor HP | [5 empty] | 5 | [8 empty] | TRUE
|  | 23 | OK | 23 |  | * | 23. Return Fan Motor HP (if none present, enter "0") | [5 empty] | 0 | [8 empty] | TRUE
[6 empty] | Heating Source Information | [15 empty] | TRUE/RED MEANS USER OVERRIDE IS PROVIDED
|  | 24 | OK | 24 |  | * | 24. Heating Source and type |  |  | (more info) | [13 empty] | 2 | Heat Source(current=Hot Water Boiler, Non-Condensing) | 2 | Indirect Fired Natural Gas = 1, Boiler = 2
0 true 47 total
[13 empty] | Auto-Generated Efficiency |  | User Provided Efficiency (overrides auto-generated estimate) | [6 empty] | 0 true out of 8 ttll |  |  |  | 1 | Hot Water = 1, Stem = 2
|  | 25 | OK | 25 |  |  | 25. Heat Source Efficiency (estimated): |  |  | (more info) |  |  | 80% | [8 empty] | FALSE |  |  |  | 1 | Non-Condensing =1, Condensing = 2
|  | 26 | OK | 26 |  |  | 26. Is Heating provided from a central plant? | [5 empty] | Yes |  | No | [8 empty] | 2 | Heating Central Plant (1=Yes, 2=no)
|  | 27 | OK | 27 |  |  |  | 27. If central plant, what is the size of the distribution system ? |  |  | Small (<25 Buildings) |  |  | Medium (25-100 bldgs) |  | Large (>100 bldgs) | [7 empty] | 1 | Heat Plant Size (1=Small, 2=Med, 3=Large)
[13 empty] | Auto-generated Losses: |  | User Provided Losses (overrides auto-generated estimate)
|  | 28 | OK | 28 |  |  | 28. Heating System Distribution Losses (estimation) |  |  | (more info) |  |  | 0% | [8 empty] | FALSE
[13 empty] | Auto-generated Efficiency |  | User Provided Efficiency (overrides auto-generated estimate)
|  | 29 | OK | 29 |  |  | 29. Overall Heating system efficiency (w/ distribution losses included): |  |  | (more info) |  |  | 80% | [8 empty] | FALSE
Cooling Source Information
|  | 30 | OK | 30 |  | * | 30. Cooling Source (chilled water or direct expansion): | [16 empty] | 2 | Coooling Source (current=Chilled Water, Air Cooled Chiller) | 2 | DX =1, Chiller = 2
User Provided Chiller Efficiency (Provide efficiency as kW/Ton or COP. Input here overrides auto-generated estimate.)
|  | 31 | OK | 31 |  |  | 31. Chiller efficiency (estimated): |  |  | (more info) |  |  | Auto-Generated Chiller Efficiency | [12 empty] | 1 | Air Cooled=1, Water Cooled=2
[13 empty] | kW/Ton | COP |  |  | (units) |  |  |  |  | FALSE
[13 empty] | 1.2 | 2.9333 |  |  | (efficiency) |  |  |  |  | FALSE
|  | 32 | OK | 32 |  |  | 32. Is Cooling provided from a central plant? | [5 empty] | Yes |  | No | [8 empty] | 2 | Central Plant (1=Yes, 2=no)
|  | 33 | OK | 33 |  |  |  | 33. If central plant, what is the size of the distribution system? |  |  | Small (<25 Buildings) |  |  | Medium (25-100 bldgs) |  | Large (>100 bldgs) | [7 empty] | 3 | Cooling Size (3=Small, 1=Med, 2=Large) (NOTE ORDER!!)
[13 empty] | Auto-Generated Losses |  | User Provided Losses (overrides auto-generated estimate)
|  | 34 | OK | 34 |  |  | 34. Cooling System Distribution Losses: |  |  | (more info) |  |  | 0% | [8 empty] | FALSE
|  | 35 | OK | 35 |  |  | 35. Overall Cooling System Efficiency (with distribution losses included): |  |  | (more info) |  |  |  |  | User Provided Overall Efficiency (Provide efficiency as kW/Ton or COP. Input here overrides auto-generated estimate.)
Calculated Overall Cooling System Efficiency
[13 empty] | kW/Ton | COP |  |  | (units) |  |  |  |  | FALSE
[13 empty] | 1.2 | 2.9333 |  |  | (efficiency) |  |  |  |  | FALSE
Zone/Space Information -HIDE
[7 empty] | Square Footage Served (this unit) | [5 empty] | 8800
.
Approximate break out of End Uses (As determined by Equest)
[7 empty] | Office | [5 empty] | #REF!
[7 empty] | Conference Room | [5 empty] | #REF!
[7 empty] | Break Room | [5 empty] | #REF!
[7 empty] | Classroom | [5 empty] | #REF!
[7 empty] | Corridor | [5 empty] | #REF!
[7 empty] | Restrooms | [5 empty] | #REF!
[7 empty] | Total percentage | [5 empty] | #REF!
Optional Demand Control added to Base Retrofit
|  | 36 | OK | 36 |  |  | 36. Do you plan to include demand controlled ventilation, and if so what kind? | [16 empty] | 1 | DCV Type (current=NO DCV)
Cost Calculations for Base Retrofit from Constant to Variable Volume
This section costs out the VV retrofit with or without DCV as selected in item 36
[13 empty] | Default % | User %
|  | 37 | OK | 37 |  |  | 37. Commissioning costs to be applied to mechanical equipment installation costs. | [5 empty] | 2.5% | [8 empty] | FALSE |  |  |  | 2.5% | <== the CX costs being used
(This will apply to the mechanical equipment installed for the Base Retrofit and is also used in the Detailed RCx calculations, if that option is selected below.}
|  | 38 | OK | 38 |  |  | 38. Additional Plus up costs | [5 empty] | Default % | User %
[8 empty] | (Estimated costs already include OH & Profit (generally each ~10%). This item is an additional plus-up above those baseline assumptions, and may be used for Bond (typ. 3%), administration, design, etc. This applies to the Base Retrofit and to ALL the Additional Retrofit Opportunities below.} |  |  |  |  | 3% | [8 empty] | FALSE |  |  |  | 3% | <==the extra costs being used
[13 empty] | (more info) |  | (more info)
[7 empty] | Number of CO2 or occ sensors to be added for this unit? | [5 empty] | Auto-generated QTY (EA) | User Provided QTY | Cost/EA Including O&P | Calculated Cost | User Provided Cost Override
|  | 39 | OK | 39 |  |  |  | 39. CO2 Sensors |  |  |  |  | 0 |  | 554.4 | 0 | [5 empty] | FALSE
|  | 40 | OK | 40 |  |  |  | 40. Occupancy Sensors |  |  |  |  | 0 |  | 120.96 | 0 | [5 empty] | FALSE
|  | 41 | OK | 41 |  |  | 41. Controls Programming for VV retrofit | [5 empty] | 1 |  | 1008 | 1008 | [5 empty] | FALSE
|  | 42 | OK | 42 |  |  | 42. AFMA cost | [5 empty] | 1 |  | 1966.0032 | 1966.0032 | [5 empty] | FALSE
|  | 43 | OK | 43 |  |  | 43. Supply Fan VFD cost (based on HP information) | [5 empty] | 1 |  | 3250.8 | 3250.8 | [5 empty] | FALSE
|  | 44 | OK | 44 |  |  | 44. Return Fan VFD cost (if required, based on HP information) | [5 empty] | 0 |  | 3250.8 | 0 | [5 empty] | FALSE
|  | 45 | OK | 45 |  |  | 45. Training Cost | [5 empty] | 4 |  | 151.2 | 604.8 | [5 empty] | FALSE
|  | 46 | OK | 46 |  |  | 46. Commissioning cost for VV upgrade (items 39-44) | [8 empty] | 155.6201 | [5 empty] | FALSE
[8 empty] | (Based on default value of 2.5%. Value can be changed in #37 or overriden for this measure here.) | (Based on default value of 2.5%. Value can be changed in #37 or overriden for this measure here.) | (Based on default value of 2.5%. Value can be changed in #37 or overriden for this measure here.) | (Based on default value of 2.5%. Value can be changed in #37 or overriden for this measure here.)
|  | 47 | OK | 47 |  |  | 47. Additional Plus up costs on VV upgrade (items 39-45) | [8 empty] | 204.8881 | [5 empty] | FALSE
(Based on default value of 3.0%. Value can be changed in #38 or overriden for this measure here.)
|  | 48 | OK | 48 |  |  | 48. Total VV Project Cost | [8 empty] | 7190.1114 | 0
Additional Retrofit Opportunities
This section accounts for several common retrofit activities that often take place at the same time as the VV retrofit such as motor upgrade, conversion to DDC, general RCx of existing equipment, addition of economizer functionality to a unit that does not have that functionality.
[7 empty] | Control System Conversion to DDC | [18 empty] | 0 | <==1 if if conversion to DDC applies
(Since the existing control system is DDC (entered in item #21), conversion to DDC is not applicable and this section is greyed out. A General RCx should be evaluated below.)
|  | 49 | OK | 49 |  |  | 49. Estimated savings from DDC Conversion | [5 empty] | Default % | User %
[8 empty] | (Conversion to DDC affects heating, cooling and fan energy use. The default estimated savings is 20%. If you would like to modify this assumption provide an alternate savings percentage here.) |  |  |  |  | 20% | [8 empty] | FALSE |  |  |  | 0.2 | <==Active DDC_Savings
[13 empty] | Square Feet (For Reference) | Cost/Square Foot | User Cost/Sq Foot Override | Calculated Cost | User Provided Cost Override
|  | 50 | OK | 50 |  |  | 50. Upgrade controls to DDC (includes general RCx). | [5 empty] | 0 | 3.528 |  | 0 | [5 empty] | FALSE
|  | 51 | OK | 51 |  |  | 51. Additional Plus up Costs | [8 empty] | 0 | [5 empty] | FALSE
(Based on default value of 3.0%. Value can be changed in #38 or overriden for this measure here.)
[15 empty] | Subtotal for DDC Conversion: | 0
[7 empty] | Implement Equipment Scheduling | [18 empty] | 0 | <==1 if adding schedule applies
Which better describes your equipment operation?
|  | 52 | OK | 52 |  |  | 52. Typical work week scheduling (~55hrs/wk)? or 24/7 operations (168hrs/wk) ? | [16 empty] | 1 | Current Schedule (1=55h/week, 2=24/7)
|  | 53 | OK | 53 |  |  |  | 53. If 24/7 operations, can operations be reduced to typical work week scheduling? |  |  |  |  | Yes |  | No | [8 empty] | 1 | Can be reduced? (1=Yes, 2=No)
(Since the system already functions on a typical work week schedule (item #52), addition of scheduling not applicable and greyed out.)
|  | 54 | OK | 54 |  |  | 54. Estimated savings from changing equipment schedule | [5 empty] | Default % | User %
[8 empty] | (Changing the schedule to reduce operating time affects heating, cooling and fan energy use. The default estimated savings is 8%. If you would like to modify this assumption provide an alternate savings percentage here.) |  |  |  |  | 8% | [12 empty] | 0.08 | <==Active sched_Savings
[13 empty] | Auto -generated QTY (EA) | User QTY Override | Cost/EA Including O&P | Calculated Cost | User Provided Cost Override
|  | 55 | OK | 55 |  |  | 55. Scheduling Equipment Programming (occurring as a single activity, RCx costs not included) | [5 empty] | 0 |  | 504 | 0 | [5 empty] | FALSE
|  | 56 | OK | 56 |  |  | 56. Additional Plus up Costs | [8 empty] | 0 | [5 empty] | FALSE
(Based on default value of 3.0%. Value can be changed in #38 or overriden for this measure here.)
[15 empty] | Subtotal for Scheduling: | 0
[7 empty] | Fan Motor Upgrade to Premium Efficiency Motor | [18 empty] | 0 | <==1 if if either motor upgrade, 0 otherwise
(Note - A new motor may be required if the existing motor is not compatible with a VFD. See below for an estimate of annual savings w/ premium motor. See Scoping guide for more information.)
|  | 57 | OK | 57 |  |  | 57. Would you like to consider replacing your existing SF motor with a premium efficiency motor?** | [5 empty] | Yes |  | No | [8 empty] | 2 | Replace SF (1=Yes, 2=No)
|  | 58 | OK | 58 |  |  | 58. Would you like to consider replacing your existing RF motor with a premium efficiency motor?** | [5 empty] | Yes |  | No | [8 empty] | 2 | Replace RF (1=Yes, 2=No)
(This item is greyed out since you indicated a return fan size of 0 (zero) in #23)
Estimated Potential Savings of premium motor (using the fan sizes, energy cost and current building schedule provided in item 52):
[9 empty] | Supply Fan | 320.034 | kWh/yr |  |  | Return Fan | 0 | kWh/yr
[10 empty] | 33.7316 | /yr |  |  |  | 0 | /yr
[7 empty] | Costs for Motor Upgrade | [5 empty] | Auto -generated QTY (EA) | User QTY Override | Cost/EA Including O&P | Calculated Cost | User Provided Cost Override
|  | 59 | OK | 59 |  |  | 59. Replace SF Motor with Premium Efficiency Motor |  |  | (Greyed out since return fan motor replacement not evaluated per item #57) |  |  | 0 |  | 6778.8 | 0 | [5 empty] | FALSE
|  | 60 | OK | 60 |  |  | 60. Replace RF Motor with Premium Efficiency Motor |  |  | (Greyed out since you indicated a return fan size of 0 (zero) in #23) | [11 empty] | FALSE
|  | 61 | OK | 61 |  |  | 61. Additional Plus up Costs | [8 empty] | 0 | [5 empty] | FALSE
(Based on default value of 3.0%. Value can be changed in #38 or overriden for this measure here.)
[14 empty] | Subtotal for Motor Upgrade: |  | 0
[7 empty] | Addition of Economizer | [18 empty] | 0 | <==1 if if adding economizer applies, 0 otherwise
|  | 62 | OK | 62 |  |  | 62. Is there an existing air-side or water-side economizer in place? | [5 empty] | Yes |  | No | [8 empty] | 1 | Existing Eco, 1=YES, 2=NO
(Since the system already has an economizer, (item #62), addition of an econmizer is not applicable and is greyed out.)
|  | 63 | OK | 63 |  |  | 63. Would you like to consider adding an economizer? (to a unit w/o economizer function) |  |  |  | (more info) |  | Yes |  | No | [8 empty] | 1 | Consider Adding Eco, 1=YES, 2=NO
|  | 64 | OK | 64 |  |  | 64. Estimated savings from adding an economizer | [5 empty] | Default % | User %
[8 empty] | (Adding an economizer affects fan energy use. The default estimated savings is 7%. If you would like to modify this assumption provide an alternate savings percentage here.) |  |  |  |  | 7% | [8 empty] | FALSE |  |  |  | 0.07 | <==Active econ_Savings
[13 empty] | Auto -generated QTY (EA) | User QTY Override | Cost/EA Including O&P | Calculated Cost | User Provided Cost Override
|  | 65 | OK | 65 |  |  | 65. Economizer Addition Programming | [5 empty] | 0 |  | 504 | 0 | [5 empty] | FALSE
|  | 66 | OK | 66 |  |  | 66. Additional Plus up Costs | [8 empty] | 0 | [5 empty] | FALSE
(Based on default value of 3.0%. Value can be changed in #38 or overriden for this measure here.)
[15 empty] | Subtotal for Economizer: | 0
General RCx of Existing Equipment
|  | 67 | OK | 67 |  |  | 67. Has a general RCx optimization been done in the last 3 yrs? | [5 empty] | Yes |  | No | [8 empty] | 1 | Recent RCX, 1=YES, 2=NO
|  | 68 | OK | 68 |  |  | 68. Would you like to consider a general RCx to the unit? (in addition to Cx of new VV components) | [5 empty] | Yes |  | No | [8 empty] | 2 | Consider RCX, 1=YES, 2=NO | 0 | <==1 if consider RCX, 0 otherwise
(RCx info greyed out since you selected not to consider a General RCx (item #67))
|  | 69 | OK | 69 |  |  | 69. Estimated savings from conducting a general RCX on the unit. | [5 empty] | Default % | User %
[8 empty] | (RCx affects heating, cooling and fan energy use. The default estimated savings is 16%. If you would like to modify this assumption provide an alternate savings percentage here.) |  |  |  |  | 16% | [12 empty] | 0.16 | <==Active rxc_Savings
|  | 70 | OK | 70 |  |  | 70. Would you like to use the quick RCx estimate form or the detailed RCx estimate form? | [5 empty] | Quick Form |  | Detailed Form | [8 empty] | 1 | Estimate Type, 1=QUICK, 2=DETAILED | 0 | Effective Est (0=none, 1=quick, 2=detailed)
[7 empty] | Quick Estimate form for General RCx | [5 empty] | Square Feet (For Reference) | Cost/Square Foot | User Cost/Sq Foot Override | Calculated Cost | User Provided Cost Override
|  | 71 | OK | 71 |  |  | 71. General RCx, not including new economizer or scheduling changes | [5 empty] | 3600 | 1.008 |  | 3628.8 | [5 empty] | FALSE
|  | 72 | OK | 72 |  |  | 72. Additional Plus Up Costs | [8 empty] | 108.864 | [5 empty] | FALSE
(Based on default value of 3.0%. Value can be changed in #38 or overriden for this measure here.)
[15 empty] | RCx Quick Estimate: | 3737.664
(more info)
[7 empty] | Detailed Estimate Form for General RCX | [6 empty] | User Provided QTY | Installed Cost/EA | Calculated Cost | User Provided Cost Override
|  | 73 | OK | 73 |  |  | 73. | RCx Analysis (Cx cost are applied to this item in #86) |  |  |  |  | Note - QTY for this item is sq ft. (3600 sq ft entered in #20) |  | 0.2016 | 0 | [5 empty] | FALSE
|  | 74 | OK | 74 |  |  | 74. | Damper Actuator (new) | [6 empty] | 781.2 | 0 | [5 empty] | FALSE
|  | 75 | OK | 75 |  |  | 75. | Valve Actuator (new) | [6 empty] | 781.2 | 0 | [5 empty] | FALSE
|  | 76 | OK | 76 |  |  | 76. | Duct Temperature Sensor | [6 empty] | 418.32 | 0 | [5 empty] | FALSE
|  | 77 | OK | 77 |  |  | 77. | Space Temperature Sensor | [6 empty] | 670.32 | 0 | [5 empty] | FALSE
|  | 78 | OK | 78 |  |  | 78. | Space Humidity Sensor | [6 empty] | 1083.6 | 0 | [5 empty] | FALSE
|  | 79 | OK | 79 |  |  | 79. | Duct Static Pressure Sensor | [6 empty] | 569.52 | 0 | [5 empty] | FALSE
|  | 80 | OK | 80 |  |  | 80. | Freeze stat | [6 empty] | #N/A | #N/A | [5 empty] | FALSE
|  | 81 | OK | 81 |  |  | 81. | BTU Meter | (generally not needed for system operation, may be wanted for monitoring) | [5 empty] | 1965.6 | 0 | [5 empty] | FALSE
|  | 82 | OK | 82 |  |  | 82. | Other Equipment. (Cx cost ARE applied for this item in #86) |  | (describe) | [11 empty] | FALSE
|  | 83 | OK | 83 |  |  | 83. | Other Equipment. (Cx cost ARE applied for this item in #86) |  | (describe) | [11 empty] | FALSE
|  | 84 | OK | 84 |  |  | 84. | Other NON-Equipment. (Cx cost NOT applied for this item in #86) |  | (describe) | [11 empty] | FALSE
|  | 85 | OK | 85 |  |  | 85. | Other NON-Equipment. (Cx cost NOT applied for this item in #86) |  | (describe) | [11 empty] | FALSE
|  | 86 | OK | 86 |  |  | 86. | Commissioning cost for VV upgrade (items 74-83) | [7 empty] | #N/A | [5 empty] | FALSE
(Based on default value of 2.5%. Value can be changed in #37 or overriden for this measure here.)
|  | 87 | OK | 87 |  |  | 87. | Additional Plus up costs on VV upgrade (items 73-86) | [7 empty] | #N/A | [5 empty] | FALSE
(Based on default value of 3.0%. Value can be changed in #38 or overriden for this measure here.)
[15 empty] | RXC Detailed Estimate: | #N/A | 0
Results This section provides the ability to review specific common retrofit measures as stand-alone activities, or to combine multiple measures into a retrofit package (see Column W), and see the full budget requirements and estimated energy impact accounting for diminishing returns of collective measures.
[8 empty] | Building Number | 101 |  | Building Name | Sample Bldg |  |  | Unit Number | 2
[27 empty] | SAVINGS BY MEASURE |  |  |  | Packaged Incremental Savings |  |  | All measure Incremental Savings
[9 empty] | Baseline Energy Costs | First Cost Investment | Electric Savings (kWh/yr) | Natural Gas Savings (therms/yr) |  | Energy Cost Savings ($/yr) | Cost Savings (%) | Fuel Energy Savings (%) | SPB Simple Payback Period (years) | NPV Net Present Value | SIR Savings to Investment Ratio | Insert "x" to include in Selected Measures Package |  |  | THIS AREA NOT MERGED AND LEFT FREE OF INFO TO ENABLE COPY-PASTE OF DEFAULT SELECTIONS | THIS AREA NOT MERGED AND LEFT FREE OF INFO TO ENABLE COPY-PASTE OF DEFAULT SELECTIONS | Measure is an option (not already done or prevented by other measures) | measure is selected in Col M for pkg | htg plant svgs | clg plant svgs | fan plant svgs |  | running svgs htg plant | running svgs clg plant | runningplant svgs fan | running svgs htg plant | running svgs clg plant | running plant svgs fan
[7 empty] | Individual Measures | VV Upgrade (VFD, AFMA & Programming) | 6872.5312 | 7190.1114 | 9709.682 | 1566.6657 |  | 2153.4364 | 31.33% | 39.11% | 3.3389 | 11493.0934 | 2.5985 | X |  |  |  |  | 1 | 1 | 45.7% | 13.4% | 42.16% |  | 0.457 | 0.13396 | 0.42165 | 0.457 | 0.13396 | 0.42165
[8 empty] | Control System Conversion to DDC | 6872.5312 | 0 | 8348.7757 | 685.6305 |  | 1374.5062 | 20% | 20% | 0 | 11827.8969 | #DIV/0! | [5 empty] | 0 | 0 | 20% | 20% | 20% |  | 0.457 | 0.13396 | 0.42165 | 0.457 | 0.13396 | 0.42165
[8 empty] | Implement Equipment Scheduling | 6872.5312 | 0 | 3339.5103 | 274.2522 |  | 549.8025 | 8% | 8% | 0 | 4731.1588 | #DIV/0! | [5 empty] | 0 | 0 | 8% | 8% | 8% |  | 0.457 | 0.13396 | 0.42165 | 0.457 | 0.13396 | 0.42165
[8 empty] | Fan Motor Upgrade to Premium Efficiency Motor (SF) | 6872.5312 | 0 | 320.034 | 0 |  | 33.7316 | 0.4908% | 0.225% | 0 | 0 | #DIV/0! | [5 empty] | 0 | 0 | 0% | 0% | 0% |  | 0.457 | 0.13396 | 0.42165 | 0.457 | 0.13396 | 0.42165
[8 empty] | Addition of Economizer | 6872.5312 | 0 | 1920.1697 | 0 |  | 202.3859 | 2.945% | 1.35% | 0 | 1710.3181 | #DIV/0! | [5 empty] | 0 | 0 | 0% | 7% | 0% |  | 0.457 | 0.13396 | 0.42165 | 0.457 | 0.13396 | 0.42165
[8 empty] | General RCx of Existing Equipment | 6872.5312 | 0 | 6679.0206 | 548.5044 |  | 1099.605 | 16% | 16% | 0 | 9462.3175 | #DIV/0! | [5 empty] | 0 | 0 | 16% | 16% | 16% |  | 0.457 | 0.13396 | 0.42165 | 0.457 | 0.13396 | 0.42165
[7 empty] | Packages | Selected Measures Package | 6872.5312 | 7190.1114 | 9709.682 | 1566.6657 |  | 2153.4364 | 31.33% | 39.11% | 3.3389 | 11493.0934 | 2.5985 | [10 empty] | TOTAL SAVINGS | 1566.6657 | 3674.6625 | 6035.0196 | 1566.6657 | 3674.6625 | 6035.0196
[8 empty] | All Measures Package | 6872.5312 | 7190.1114 | 9709.682 | 1566.6657 |  | 2153.4364 | 31.33% | 39.11% | 3.3389 | 11493.0934 | 2.5985
TRUE | [7 empty] | *Selected Measures Package calculates the combined impact of measures selected with an "x" in Col W lines 250-255. All Measures Package is the total of every applicable measure based on input above. This is to allow the user to compare a smaller project against the full project.
Notes/Warnings on Selections:
Group Box 372
Group Box 373
Group Box 374
Group Box 378
Group Box 379
Group Box 384
Group Box 385
Group Box 386
Group Box 387
Group Box 389
Group Box 390
Group Box 404
Group Box 407
Group Box 408
Group Box 444
Note on M15: The retrofit achieves savings only if current capacity is more than enough. Typically the HVAC technician servicing this unit will know if there is a problem zone that is never satisfied. Alternately, trending of space temperature could establish if there is an unsatisfied zone.
Note on M18: Additional information available in the MZ to VV Scoping Guide spreadsheet "Detailed Field Inspection" tab
Note on L25: Refer to MZ-VV Technical Note or Design Guide to determine unit type. Only conventional and neutral deck units were field tested. If your unit is a Bypass (Texas Style), the Neural Deck is the closest approximation of available unit models.
Note on L42: Direct fired natural gas will not benefit from the coil valve control of the retrofit
Note on L45: The Auto-Generated Efficiency is based on answers from above. This can be overridden by providing an efficiency in the "User Provided Efficiency" box
Note on L52: The Auto-Generated Efficiency is based on answers from above. This can be overridden by providing an efficiency in the "User Provided Efficiency" box System distribution losses are based on how large the campus is, how old the system is, and how well the system is maintained. A larger and older campus may have losses higher than is assumed in the estimator. The typical range of distribution losses is: Hot Water: 1-10% Steam: 8-40%
Note on L54: The Auto-generated efficiency is calculated based on a combination of the auto-generated efficiency/losses unless user has provided efficiency/losses, in which case thise user provided values are used instead
Note on L61: This is an estimation based on answers to above questions. Use the "User Provided Efficiency and losses" to input your own efficiency.
Note on L72: This is a recommendation based on answers to above questions. Use the "User Provided Losses" to input your own losses. System distribution losses are based on the size of the campus, the age of the system, and how well the system is maintained. Larger and older the campuses could have losses that are higher than those assumed in the estimator. The typical range of losses potential is 1-10%.
Note on L74: This is an estimation based on answers to above questions. Use the "User Provided Efficiency and losses" to input your own efficiency.
Note on O116: Autogenerated quantity is based on above answers (e.g. size of facility)
Note on Q116: RSMeans Overhead and Profit (O&P) included here, typically 10% each. Additional O&P can be added using the "Commissioning Costs" and "Additional Plus Up" values.
Note on M192: Be sure the system can accommodate an economizer. For example is the OA damper big enough to have increased air flow? How about existing exhaust/relief damper?
Note on Q223: RSMeans Overhead and Profit (O&P) included here, typically 10% each. Additional O&P can be added using the "Commissioning Costs" and "Additional Plus Up" values.
Note on W249: Red "X" indicates an unavailable measure was selected and is being ignored.

## 5-Estimator - Unit 3
[5 empty] | THIS BAR AND EVERYTHING TO THE LEFT GETS DELETED OR HIDDEN |  | Multizone to Variable Volume HVAC Controls Retrofit Savings Estimator | [13 empty] | THIS BAR AND EVERYTHING TO THE RIGHT GETS HIDDDEN | OVERRIDE/USER ENTRY CHECKS CHECKS | DEFAULTS TO USE IN RESETTING (STILL TBD) |  | Comment | Calculated Value | Comment
CONTAINS COL REF (1) | CONTAINS ITEM REF (0) | Expected # | Status | Act # |  |  | Items marked with "*" must be filled out to get the basic retrofit savings estimation. Typical default responses have been pre-entered for quick estimates if information is unknown. Add details and tweak assumptions (if desired) for refined estimates. Explanatory notes are provided for some items (indicated by a red triangle in the upper right corner of a cell containing "(more info)"). | [14 empty] | TRUE/YELLOW MEANS USER ENTRY IS PROVIDED | Logical choice indicators | Logical choice indicators
|  | 8 | prior sheet | 8 |  | Unit Identification and Retrofit Suitability Screening | [15 empty] | 6 true 9 total
User Input
|  | 9 | OK | 9 |  | * | 9. Primary Building Activity Type | [16 empty] | 7
|  | 10 | OK | 10 |  |  | 10. Building Number | [5 empty] | 101 | [8 empty] | TRUE
|  | 11 | OK | 11 |  |  | 11. Building Name | [5 empty] | Sample Bldg | [8 empty] | TRUE
|  | 12 | OK | 12 |  |  | 12. MZ AHU Unit Number | [5 empty] | 3 | [8 empty] | TRUE
DEAL BREAKERS (check for the following conditions to determine if the unit is a good candidate for retrofit)
|  | 13 | OK | 13 |  |  | 13. Is the unit in good repair OR can the unit be repaired to last an additional 10 yrs at a reasonable cost? | [5 empty] | Yes |  | No | [7 empty] | 0 | 1 | Good Repair/Repairable (Y=1, N=2) | 0 | Error Check (1=Error, 0=No)
(A 10-year service life for the retrofit is assumed)
|  | 14 | OK | 14 |  |  | 14. Are all the zones of the unit thermally satisfied? |  |  |  | (more info) |  | Yes |  | No | [8 empty] | 1 | Satisfied Zones (Y=1, N=2)
(If there are unsatisfied zones, that needs to be remedied prior to applying this retrofit. )
|  | 15 | OK | 15 |  |  | 15. Can the unit accommodate an Air Flow Measurement Array (AFMA) in the OA duct? |  |  |  | (more info) |  | Yes |  | No | [8 empty] | 1 | Can have AFMS (Y=1, N=2)
(Typical requirement is two duct diameters of unobstructed distance upstream of the flow station and one duct diameter downstream, but varies by manufacturer.)
(This unit may not be a good candidate for retrofit.)
General Equipment Information
[6 empty] | * | 16 Unit Type |  |  | (more info) | [13 empty] | 1 | MZ type (current=Conventional)
|  | 16 | JUMP | 17 |  |  | 17. Zones Served (quantity if known) | [7 empty] | For ID purposes. Not used in calculations. | [6 empty] | FALSE
|  | 17 | OK | 18 |  |  | 18. Age of System (Years) | [7 empty] | For ID purposes. Not used in calculations. | [6 empty] | FALSE
|  | 18 | OK | 19 |  |  | 19. Unit Flow (CFM of Supply Fan) | [7 empty] | For ID purposes. Not used in calculations. | [6 empty] | FALSE
|  | 19 | OK | 20 |  | * | 20. Square footage (floor space) served | [5 empty] | 3600 | [8 empty] | TRUE
|  | 20 | OK | 21 |  |  | 21. Current Control System Type | [16 empty] | 1 | CS type (current=Direct Digital Control)
Fan Motor Information
|  | 21 | OK | 22 |  | * | 22. Supply Fan Motor HP | [5 empty] | 5 | [8 empty] | TRUE
|  | 22 | OK | 23 |  | * | 23. Return Fan Motor HP (if none present, enter "0") | [5 empty] | 0 | [8 empty] | TRUE
[6 empty] | Heating Source Information | [15 empty] | TRUE/RED MEANS USER OVERRIDE IS PROVIDED
|  | 23 | OK | 24 |  | * | 24. Heating Source and type |  |  | (more info) | [13 empty] | 2 | Heat Source(current=Hot Water Boiler, Non-Condensing) | 2 | Indirect Fired Natural Gas = 1, Boiler = 2
0 true 47 total
[13 empty] | Auto-Generated Efficiency |  | User Provided Efficiency (overrides auto-generated estimate) | [6 empty] | 0 true out of 8 ttll |  |  |  | 1 | Hot Water = 1, Stem = 2
|  | 24 | OK | 25 |  |  | 25. Heat Source Efficiency (estimated): |  |  | (more info) |  |  | 80% | [8 empty] | FALSE |  |  |  | 1 | Non-Condensing =1, Condensing = 2
|  | 25 | OK | 26 |  |  | 26. Is Heating provided from a central plant? | [5 empty] | Yes |  | No | [8 empty] | 2 | Heating Central Plant (1=Yes, 2=no)
|  | 26 | OK | 27 |  |  |  | 27. If central plant, what is the size of the distribution system ? |  |  | Small (<25 Buildings) |  |  | Medium (25-100 bldgs) |  | Large (>100 bldgs) | [7 empty] | 2 | Heat Plant Size (1=Small, 2=Med, 3=Large)
[13 empty] | Auto-generated Losses: |  | User Provided Losses (overrides auto-generated estimate)
|  | 27 | OK | 28 |  |  | 28. Heating System Distribution Losses (estimation) |  |  | (more info) |  |  | 0% | [8 empty] | FALSE
[13 empty] | Auto-generated Efficiency |  | User Provided Efficiency (overrides auto-generated estimate)
|  | 28 | OK | 29 |  |  | 29. Overall Heating system efficiency (w/ distribution losses included): |  |  | (more info) |  |  | 80% | [8 empty] | FALSE
Cooling Source Information
|  | 29 | OK | 30 |  | * | 30. Cooling Source (chilled water or direct expansion): | [16 empty] | 2 | Coooling Source (current=Chilled Water, Air Cooled Chiller) | 2 | DX =1, Chiller = 2
User Provided Chiller Efficiency (Provide efficiency as kW/Ton or COP. Input here overrides auto-generated estimate.)
|  | 30 | OK | 31 |  |  | 31. Chiller efficiency (estimated): |  |  | (more info) |  |  | Auto-Generated Chiller Efficiency | [12 empty] | 1 | Air Cooled=1, Water Cooled=2
[13 empty] | kW/Ton | COP |  |  | (units) |  |  |  |  | FALSE
[13 empty] | 1.2 | 2.9333 |  |  | (efficiency) |  |  |  |  | FALSE
|  | 31 | OK | 32 |  |  | 32. Is Cooling provided from a central plant? | [5 empty] | Yes |  | No | [8 empty] | 2 | Central Plant (1=Yes, 2=no)
|  | 32 | OK | 33 |  |  |  | 33. If central plant, what is the size of the distribution system? |  |  | Small (<25 Buildings) |  |  | Medium (25-100 bldgs) |  | Large (>100 bldgs) | [7 empty] | 3 | Cooling Size (3=Small, 1=Med, 2=Large) (NOTE ORDER!!)
[13 empty] | Auto-Generated Losses |  | User Provided Losses (overrides auto-generated estimate)
|  | 33 | OK | 34 |  |  | 34. Cooling System Distribution Losses: |  |  | (more info) |  |  | 0% | [8 empty] | FALSE
|  | 34 | OK | 35 |  |  | 35. Overall Cooling System Efficiency (with distribution losses included): |  |  | (more info) |  |  |  |  | User Provided Overall Efficiency (Provide efficiency as kW/Ton or COP. Input here overrides auto-generated estimate.)
Calculated Overall Cooling System Efficiency
[13 empty] | kW/Ton | COP |  |  | (units) |  |  |  |  | FALSE
[13 empty] | 1.2 | 2.9333 |  |  | (efficiency) |  |  |  |  | FALSE
Zone/Space Information -HIDE
[7 empty] | Square Footage Served (this unit) | [5 empty] | 8800
.
Approximate break out of End Uses (As determined by Equest)
[7 empty] | Office | [5 empty] | #REF!
[7 empty] | Conference Room | [5 empty] | #REF!
[7 empty] | Break Room | [5 empty] | #REF!
[7 empty] | Classroom | [5 empty] | #REF!
[7 empty] | Corridor | [5 empty] | #REF!
[7 empty] | Restrooms | [5 empty] | #REF!
[7 empty] | Total percentage | [5 empty] | #REF!
Optional Demand Control added to Base Retrofit
|  | 35 | OK | 36 |  |  | 36. Do you plan to include demand controlled ventilation, and if so what kind? | [16 empty] | 1 | DCV Type (current=NO DCV)
Cost Calculations for Base Retrofit from Constant to Variable Volume
This section costs out the VV retrofit with or without DCV as selected in item 36
[13 empty] | Default % | User %
|  | 36 | OK | 37 |  |  | 37. Commissioning costs to be applied to mechanical equipment installation costs. | [5 empty] | 2.5% | [8 empty] | FALSE |  |  |  | 2.5% | <== the CX costs being used
(This will apply to the mechanical equipment installed for the Base Retrofit and is also used in the Detailed RCx calculations, if that option is selected below.}
|  | 37 | OK | 38 |  |  | 38. Additional Plus up costs | [5 empty] | Default % | User %
[8 empty] | (Estimated costs already include OH & Profit (generally each ~10%). This item is an additional plus-up above those baseline assumptions, and may be used for Bond (typ. 3%), administration, design, etc. This applies to the Base Retrofit and to ALL the Additional Retrofit Opportunities below.} |  |  |  |  | 3% | [8 empty] | FALSE |  |  |  | 3% | <==the extra costs being used
[13 empty] | (more info) |  | (more info)
[7 empty] | Number of CO2 or occ sensors to be added for this unit? | [5 empty] | Auto-generated QTY (EA) | User Provided QTY | Cost/EA Including O&P | Calculated Cost | User Provided Cost Override
|  | 38 | OK | 39 |  |  |  | 39. CO2 Sensors |  |  |  |  | 0 |  | 554.4 | 0 | [5 empty] | FALSE
|  | 39 | OK | 40 |  |  |  | 40. Occupancy Sensors |  |  |  |  | 0 |  | 120.96 | 0 | [5 empty] | FALSE
|  | 40 | OK | 41 |  |  | 41. Controls Programming for VV retrofit | [5 empty] | 1 |  | 1008 | 1008 | [5 empty] | FALSE
|  | 41 | OK | 42 |  |  | 42. AFMA cost | [5 empty] | 1 |  | 1966.0032 | 1966.0032 | [5 empty] | FALSE
|  | 42 | OK | 43 |  |  | 43. Supply Fan VFD cost (based on HP information) | [5 empty] | 1 |  | 3250.8 | 3250.8 | [5 empty] | FALSE
|  | 43 | OK | 44 |  |  | 44. Return Fan VFD cost (if required, based on HP information) | [5 empty] | 0 |  | 3250.8 | 0 | [5 empty] | FALSE
|  | 44 | OK | 45 |  |  | 45. Training Cost | [5 empty] | 4 |  | 151.2 | 604.8 | [5 empty] | FALSE
|  | 45 | OK | 46 |  |  | 46. Commissioning cost for VV upgrade (items 39-44) | [8 empty] | 155.6201 | [5 empty] | FALSE
[8 empty] | (Based on default value of 2.5%. Value can be changed in #37 or overriden for this measure here.) | (Based on default value of 2.5%. Value can be changed in #37 or overriden for this measure here.) | (Based on default value of 2.5%. Value can be changed in #37 or overriden for this measure here.) | (Based on default value of 2.5%. Value can be changed in #37 or overriden for this measure here.)
|  | 46 | OK | 47 |  |  | 47. Additional Plus up costs on VV upgrade (items 39-45) | [8 empty] | 204.8881 | [5 empty] | FALSE
(Based on default value of 3.0%. Value can be changed in #38 or overriden for this measure here.)
|  | 47 | OK | 48 |  |  | 48. Total VV Project Cost | [8 empty] | 7190.1114 | 0
Additional Retrofit Opportunities
This section accounts for several common retrofit activities that often take place at the same time as the VV retrofit such as motor upgrade, conversion to DDC, general RCx of existing equipment, addition of economizer functionality to a unit that does not have that functionality.
[7 empty] | Control System Conversion to DDC | [18 empty] | 0 | <==1 if if conversion to DDC applies
(Since the existing control system is DDC (entered in item #21), conversion to DDC is not applicable and this section is greyed out. A General RCx should be evaluated below.)
|  | 48 | OK | 49 |  |  | 49. Estimated savings from DDC Conversion | [5 empty] | Default % | User %
[8 empty] | (Conversion to DDC affects heating, cooling and fan energy use. The default estimated savings is 20%. If you would like to modify this assumption provide an alternate savings percentage here.) |  |  |  |  | 20% | [8 empty] | FALSE |  |  |  | 0.2 | <==Active DDC_Savings
[13 empty] | Square Feet (For Reference) | Cost/Square Foot | User Cost/Sq Foot Override | Calculated Cost | User Provided Cost Override
|  | 49 | OK | 50 |  |  | 50. Upgrade controls to DDC (includes general RCx). | [5 empty] | 0 | 3.528 |  | 0 | [5 empty] | FALSE
|  | 50 | OK | 51 |  |  | 51. Additional Plus up Costs | [8 empty] | 0 | [5 empty] | FALSE
(Based on default value of 3.0%. Value can be changed in #38 or overriden for this measure here.)
[15 empty] | Subtotal for DDC Conversion: | 0
[7 empty] | Implement Equipment Scheduling | [18 empty] | 0 | <==1 if adding schedule applies
Which better describes your equipment operation?
|  | 51 | OK | 52 |  |  | 52. Typical work week scheduling (~55hrs/wk)? or 24/7 operations (168hrs/wk) ? | [16 empty] | 1 | Current Schedule (1=55h/week, 2=24/7)
|  | 52 | OK | 53 |  |  |  | 53. If 24/7 operations, can operations be reduced to typical work week scheduling? |  |  |  |  | Yes |  | No | [8 empty] | 1 | Can be reduced? (1=Yes, 2=No)
(Since the system already functions on a typical work week schedule (item #52), addition of scheduling not applicable and greyed out.)
|  | 53 | OK | 54 |  |  | 54. Estimated savings from changing equipment schedule | [5 empty] | Default % | User %
[8 empty] | (Changing the schedule to reduce operating time affects heating, cooling and fan energy use. The default estimated savings is 8%. If you would like to modify this assumption provide an alternate savings percentage here.) |  |  |  |  | 8% | [12 empty] | 0.08 | <==Active sched_Savings
[13 empty] | Auto -generated QTY (EA) | User QTY Override | Cost/EA Including O&P | Calculated Cost | User Provided Cost Override
|  | 54 | OK | 55 |  |  | 55. Scheduling Equipment Programming (occurring as a single activity, RCx costs not included) | [5 empty] | 0 |  | 504 | 0 | [5 empty] | FALSE
|  | 55 | OK | 56 |  |  | 56. Additional Plus up Costs | [8 empty] | 0 | [5 empty] | FALSE
(Based on default value of 3.0%. Value can be changed in #38 or overriden for this measure here.)
[15 empty] | Subtotal for Scheduling: | 0
[7 empty] | Fan Motor Upgrade to Premium Efficiency Motor | [18 empty] | 0 | <==1 if if either motor upgrade, 0 otherwise
(Note - A new motor may be required if the existing motor is not compatible with a VFD. See below for an estimate of annual savings w/ premium motor. See Scoping guide for more information.)
|  | 56 | OK | 57 |  |  | 57. Would you like to consider replacing your existing SF motor with a premium efficiency motor?** | [5 empty] | Yes |  | No | [8 empty] | 2 | Replace SF (1=Yes, 2=No)
|  | 57 | OK | 58 |  |  | 58. Would you like to consider replacing your existing RF motor with a premium efficiency motor?** | [5 empty] | Yes |  | No | [8 empty] | 1 | Replace RF (1=Yes, 2=No)
(This item is greyed out since you indicated a return fan size of 0 (zero) in #23)
Estimated Potential Savings of premium motor (using the fan sizes, energy cost and current building schedule provided in item 52):
[9 empty] | Supply Fan | 320.034 | kWh/yr |  |  | Return Fan | 0 | kWh/yr
[10 empty] | 33.7316 | /yr |  |  |  | 0 | /yr
[7 empty] | Costs for Motor Upgrade | [5 empty] | Auto -generated QTY (EA) | User QTY Override | Cost/EA Including O&P | Calculated Cost | User Provided Cost Override
|  | 58 | OK | 59 |  |  | 59. Replace SF Motor with Premium Efficiency Motor |  |  | (Greyed out since return fan motor replacement not evaluated per item #57) |  |  | 0 |  | 6778.8 | 0 | [5 empty] | FALSE
|  | 59 | OK | 60 |  |  | 60. Replace RF Motor with Premium Efficiency Motor |  |  | (Greyed out since you indicated a return fan size of 0 (zero) in #23) | [11 empty] | FALSE
|  | 60 | OK | 61 |  |  | 61. Additional Plus up Costs | [8 empty] | 0 | [5 empty] | FALSE
(Based on default value of 3.0%. Value can be changed in #38 or overriden for this measure here.)
[14 empty] | Subtotal for Motor Upgrade: |  | 0
[7 empty] | Addition of Economizer | [18 empty] | 0 | <==1 if if adding economizer applies, 0 otherwise
|  | 61 | OK | 62 |  |  | 62. Is there an existing air-side or water-side economizer in place? | [5 empty] | Yes |  | No | [8 empty] | 1 | Existing Eco, 1=YES, 2=NO
(Since the system already has an economizer, (item #62), addition of an econmizer is not applicable and is greyed out.)
|  | 62 | OK | 63 |  |  | 63. Would you like to consider adding an economizer? (to a unit w/o economizer function) |  |  |  | (more info) |  | Yes |  | No | [8 empty] | 1 | Consider Adding Eco, 1=YES, 2=NO
|  | 63 | OK | 64 |  |  | 64. Estimated savings from adding an economizer | [5 empty] | Default % | User %
[8 empty] | (Adding an economizer affects fan energy use. The default estimated savings is 7%. If you would like to modify this assumption provide an alternate savings percentage here.) |  |  |  |  | 7% | [8 empty] | FALSE |  |  |  | 0.07 | <==Active econ_Savings
[13 empty] | Auto -generated QTY (EA) | User QTY Override | Cost/EA Including O&P | Calculated Cost | User Provided Cost Override
|  | 64 | OK | 65 |  |  | 65. Economizer Addition Programming | [5 empty] | 0 |  | 504 | 0 | [5 empty] | FALSE
|  | 65 | OK | 66 |  |  | 66. Additional Plus up Costs | [8 empty] | 0 | [5 empty] | FALSE
(Based on default value of 3.0%. Value can be changed in #38 or overriden for this measure here.)
[15 empty] | Subtotal for Economizer: | 0
General RCx of Existing Equipment
|  | 66 | OK | 67 |  |  | 67. Has a general RCx optimization been done in the last 3 yrs? | [5 empty] | Yes |  | No | [8 empty] | 1 | Recent RCX, 1=YES, 2=NO
|  | 67 | OK | 68 |  |  | 68. Would you like to consider a general RCx to the unit? (in addition to Cx of new VV components) | [5 empty] | Yes |  | No | [8 empty] | 2 | Consider RCX, 1=YES, 2=NO | 0 | <==1 if consider RCX, 0 otherwise
(RCx info greyed out since you selected not to consider a General RCx (item #67))
|  | 68 | OK | 69 |  |  | 69. Estimated savings from conducting a general RCX on the unit. | [5 empty] | Default % | User %
[8 empty] | (RCx affects heating, cooling and fan energy use. The default estimated savings is 16%. If you would like to modify this assumption provide an alternate savings percentage here.) |  |  |  |  | 16% | [12 empty] | 0.16 | <==Active rxc_Savings
|  | 69 | OK | 70 |  |  | 70. Would you like to use the quick RCx estimate form or the detailed RCx estimate form? | [5 empty] | Quick Form |  | Detailed Form | [8 empty] | 1 | Estimate Type, 1=QUICK, 2=DETAILED | 0 | Effective Est (0=none, 1=quick, 2=detailed)
[7 empty] | Quick Estimate form for General RCx | [5 empty] | Square Feet (For Reference) | Cost/Square Foot | User Cost/Sq Foot Override | Calculated Cost | User Provided Cost Override
|  | 70 | OK | 71 |  |  | 71. General RCx, not including new economizer or scheduling changes | [5 empty] | 3600 | 1.008 |  | 3628.8 | [5 empty] | FALSE
|  | 71 | OK | 72 |  |  | 72. Additional Plus Up Costs | [8 empty] | 108.864 | [5 empty] | FALSE
(Based on default value of 3.0%. Value can be changed in #38 or overriden for this measure here.)
[15 empty] | RCx Quick Estimate: | 3737.664
(more info)
[7 empty] | Detailed Estimate Form for General RCX | [6 empty] | User Provided QTY | Installed Cost/EA | Calculated Cost | User Provided Cost Override
|  | 72 | OK | 73 |  |  | 73. | RCx Analysis (Cx cost are applied to this item in #86) |  |  |  |  | Note - QTY for this item is sq ft. (3600 sq ft entered in #20) |  | 0.2016 | 0 | [5 empty] | FALSE
|  | 73 | OK | 74 |  |  | 74. | Damper Actuator (new) | [6 empty] | 781.2 | 0 | [5 empty] | FALSE
|  | 74 | OK | 75 |  |  | 75. | Valve Actuator (new) | [6 empty] | 781.2 | 0 | [5 empty] | FALSE
|  | 75 | OK | 76 |  |  | 76. | Duct Temperature Sensor | [6 empty] | 418.32 | 0 | [5 empty] | FALSE
|  | 76 | OK | 77 |  |  | 77. | Space Temperature Sensor | [6 empty] | 670.32 | 0 | [5 empty] | FALSE
|  | 77 | OK | 78 |  |  | 78. | Space Humidity Sensor | [6 empty] | 1083.6 | 0 | [5 empty] | FALSE
|  | 78 | OK | 79 |  |  | 79. | Duct Static Pressure Sensor | [6 empty] | 569.52 | 0 | [5 empty] | FALSE
|  | 79 | OK | 80 |  |  | 80. | Freeze stat | [6 empty] | #N/A | #N/A | [5 empty] | FALSE
|  | 80 | OK | 81 |  |  | 81. | BTU Meter | (generally not needed for system operation, may be wanted for monitoring) | [5 empty] | 1965.6 | 0 | [5 empty] | FALSE
|  | 81 | OK | 82 |  |  | 82. | Other Equipment. (Cx cost ARE applied for this item in #86) |  | (describe) | [11 empty] | FALSE
|  | 82 | OK | 83 |  |  | 83. | Other Equipment. (Cx cost ARE applied for this item in #86) |  | (describe) | [11 empty] | FALSE
|  | 83 | OK | 84 |  |  | 84. | Other NON-Equipment. (Cx cost NOT applied for this item in #86) |  | (describe) | [11 empty] | FALSE
|  | 84 | OK | 85 |  |  | 85. | Other NON-Equipment. (Cx cost NOT applied for this item in #86) |  | (describe) | [11 empty] | FALSE
|  | 85 | OK | 86 |  |  | 86. | Commissioning cost for VV upgrade (items 74-83) | [7 empty] | #N/A | [5 empty] | FALSE
(Based on default value of 2.5%. Value can be changed in #37 or overriden for this measure here.)
|  | 86 | OK | 87 |  |  | 87. | Additional Plus up costs on VV upgrade (items 73-86) | [7 empty] | #N/A | [5 empty] | FALSE
(Based on default value of 3.0%. Value can be changed in #38 or overriden for this measure here.)
[15 empty] | RXC Detailed Estimate: | #N/A | 0
Results This section provides the ability to review specific common retrofit measures as stand-alone activities, or to combine multiple measures into a retrofit package (see Column W), and see the full budget requirements and estimated energy impact accounting for diminishing returns of collective measures.
[8 empty] | Building Number | 101 |  | Building Name | Sample Bldg |  |  | Unit Number | 3
[27 empty] | SAVINGS BY MEASURE |  |  |  | Packaged Incremental Savings |  |  | All measure Incremental Savings
[9 empty] | Baseline Energy Costs | First Cost Investment | Electric Savings (kWh/yr) | Natural Gas Savings (therms/yr) |  | Energy Cost Savings ($/yr) | Cost Savings (%) | Fuel Energy Savings (%) | SPB Simple Payback Period (years) | NPV Net Present Value | SIR Savings to Investment Ratio | Insert "x" to include in Selected Measures Package |  |  | THIS AREA NOT MERGED AND LEFT FREE OF INFO TO ENABLE COPY-PASTE OF DEFAULT SELECTIONS | THIS AREA NOT MERGED AND LEFT FREE OF INFO TO ENABLE COPY-PASTE OF DEFAULT SELECTIONS | Measure is an option (not already done or prevented by other measures) | measure is selected in Col M for pkg | htg plant svgs | clg plant svgs | fan plant svgs |  | running svgs htg plant | running svgs clg plant | runningplant svgs fan | running svgs htg plant | running svgs clg plant | running plant svgs fan
[7 empty] | Individual Measures | VV Upgrade (VFD, AFMA & Programming) | 6872.5312 | 7190.1114 | 9709.682 | 1566.6657 |  | 2153.4364 | 31.33% | 39.11% | 3.3389 | 11493.0934 | 2.5985 | X |  |  |  |  | 1 | 1 | 45.7% | 13.4% | 42.16% |  | 0.457 | 0.13396 | 0.42165 | 0.457 | 0.13396 | 0.42165
[8 empty] | Control System Conversion to DDC | 6872.5312 | 0 | 8348.7757 | 685.6305 |  | 1374.5062 | 20% | 20% | 0 | 11827.8969 | #DIV/0! | [5 empty] | 0 | 0 | 20% | 20% | 20% |  | 0.457 | 0.13396 | 0.42165 | 0.457 | 0.13396 | 0.42165
[8 empty] | Implement Equipment Scheduling | 6872.5312 | 0 | 3339.5103 | 274.2522 |  | 549.8025 | 8% | 8% | 0 | 4731.1588 | #DIV/0! | [5 empty] | 0 | 0 | 8% | 8% | 8% |  | 0.457 | 0.13396 | 0.42165 | 0.457 | 0.13396 | 0.42165
[8 empty] | Fan Motor Upgrade to Premium Efficiency Motor (SF) | 6872.5312 | 0 | 320.034 | 0 |  | 33.7316 | 0.4908% | 0.225% | 0 | 0 | #DIV/0! | [5 empty] | 0 | 0 | 0% | 0% | 0% |  | 0.457 | 0.13396 | 0.42165 | 0.457 | 0.13396 | 0.42165
[8 empty] | Addition of Economizer | 6872.5312 | 0 | 1920.1697 | 0 |  | 202.3859 | 2.945% | 1.35% | 0 | 1710.3181 | #DIV/0! | [5 empty] | 0 | 0 | 0% | 7% | 0% |  | 0.457 | 0.13396 | 0.42165 | 0.457 | 0.13396 | 0.42165
[8 empty] | General RCx of Existing Equipment | 6872.5312 | 0 | 6679.0206 | 548.5044 |  | 1099.605 | 16% | 16% | 0 | 9462.3175 | #DIV/0! | [5 empty] | 0 | 0 | 16% | 16% | 16% |  | 0.457 | 0.13396 | 0.42165 | 0.457 | 0.13396 | 0.42165
[7 empty] | Packages | Selected Measures Package | 6872.5312 | 7190.1114 | 9709.682 | 1566.6657 |  | 2153.4364 | 31.33% | 39.11% | 3.3389 | 11493.0934 | 2.5985 | [10 empty] | TOTAL SAVINGS | 1566.6657 | 3674.6625 | 6035.0196 | 1566.6657 | 3674.6625 | 6035.0196
[8 empty] | All Measures Package | 6872.5312 | 7190.1114 | 9709.682 | 1566.6657 |  | 2153.4364 | 31.33% | 39.11% | 3.3389 | 11493.0934 | 2.5985
TRUE | [7 empty] | *Selected Measures Package calculates the combined impact of measures selected with an "x" in Col W lines 250-255. All Measures Package is the total of every applicable measure based on input above. This is to allow the user to compare a smaller project against the full project.
Notes/Warnings on Selections:
Group Box 372
Group Box 373
Group Box 374
Group Box 378
Group Box 379
Group Box 384
Group Box 385
Group Box 386
Group Box 387
Group Box 389
Group Box 390
Group Box 404
Group Box 407
Group Box 408
Group Box 444
Note on M15: The retrofit achieves savings only if current capacity is more than enough. Typically the HVAC technician servicing this unit will know if there is a problem zone that is never satisfied. Alternately, trending of space temperature could establish if there is an unsatisfied zone.
Note on M18: Additional information available in the MZ to VV Scoping Guide spreadsheet "Detailed Field Inspection" tab
Note on L25: Refer to MZ-VV Technical Note or Design Guide to determine unit type. Only conventional and neutral deck units were field tested. If your unit is a Bypass (Texas Style), the Neural Deck is the closest approximation of available unit models.
Note on L42: Direct fired natural gas will not benefit from the coil valve control of the retrofit
Note on L45: The Auto-Generated Efficiency is based on answers from above. This can be overridden by providing an efficiency in the "User Provided Efficiency" box
Note on L52: The Auto-Generated Efficiency is based on answers from above. This can be overridden by providing an efficiency in the "User Provided Efficiency" box System distribution losses are based on how large the campus is, how old the system is, and how well the system is maintained. A larger and older campus may have losses higher than is assumed in the estimator. The typical range of distribution losses is: Hot Water: 1-10% Steam: 8-40%
Note on L54: The Auto-generated efficiency is calculated based on a combination of the auto-generated efficiency/losses unless user has provided efficiency/losses, in which case these user provided values are used instead
Note on L61: This is an estimation based on answers to above questions. Use the "User Provided Efficiency and losses" to input your own efficiency.
Note on L72: This is a recommendation based on answers to above questions. Use the "User Provided Losses" to input your own losses. System distribution losses are based on the size of the campus, the age of the system, and how well the system is maintained. Larger and older the campuses could have losses that are higher than those assumed in the estimator. The typical range of losses potential is 1-10%.
Note on L74: This is an estimation based on answers to above questions. Use the "User Provided Efficiency and losses" to input your own efficiency.
Note on O116: Autogenerated quantity is based on above answers (e.g. size of facility)
Note on Q116: RSMeans Overhead and Profit (O&P) included here, typically 10% each. Additional O&P can be added using the "Commissioning Costs" and "Additional Plus Up" values.
Note on M192: Be sure the system can accommodate an economizer. For example is the OA damper big enough to have increased air flow? How about existing exhaust/relief damper?
Note on Q223: RSMeans Overhead and Profit (O&P) included here, typically 10% each. Additional O&P can be added using the "Commissioning Costs" and "Additional Plus Up" values.
Note on W249: Red "X" indicates an unavailable measure was selected and is being ignored.

## 6-Estimator - Unit 4
[5 empty] | THIS BAR AND EVERYTHING TO THE LEFT GETS DELETED OR HIDDEN |  | Multizone to Variable Volume HVAC Controls Retrofit Savings Estimator | [13 empty] | THIS BAR AND EVERYTHING TO THE RIGHT GETS HIDDDEN | OVERRIDE/USER ENTRY CHECKS CHECKS | DEFAULTS TO USE IN RESETTING (STILL TBD) |  | Comment | Calculated Value | Comment
CONTAINS COL REF (1) | CONTAINS ITEM REF (0) | Expected # | Status | Act # |  |  | Items marked with "*" must be filled out to get the basic retrofit savings estimation. Typical default responses have been pre-entered for quick estimates if information is unknown. Add details and tweak assumptions (if desired) for refined estimates. Explanatory notes are provided for some items (indicated by a red triangle in the upper right corner of a cell containing "(more info)"). | [14 empty] | TRUE/YELLOW MEANS USER ENTRY IS PROVIDED | Logical choice indicators | Logical choice indicators
|  | 8 | prior sheet | 8 |  | Unit Identification and Retrofit Suitability Screening | [15 empty] | 6 true 9 total
User Input
|  | 9 | OK | 9 |  | * | 9. Primary Building Activity Type | [16 empty] | 7
|  | 10 | OK | 10 |  |  | 10. Building Number | [5 empty] | 101 | [8 empty] | TRUE
|  | 11 | OK | 11 |  |  | 11. Building Name | [5 empty] | Sample Bldg | [8 empty] | TRUE
|  | 12 | OK | 12 |  |  | 12. MZ AHU Unit Number | [5 empty] | 4 | [8 empty] | TRUE
DEAL BREAKERS (check for the following conditions to determine if the unit is a good candidate for retrofit)
|  | 13 | OK | 13 |  |  | 13. Is the unit in good repair OR can the unit be repaired to last an additional 10 yrs at a reasonable cost? | [5 empty] | Yes |  | No | [7 empty] | 0 | 1 | Good Repair/Repairable (Y=1, N=2) | 0 | Error Check (1=Error, 0=No)
(A 10-year service life for the retrofit is assumed)
|  | 14 | OK | 14 |  |  | 14. Are all the zones of the unit thermally satisfied? |  |  |  | (more info) |  | Yes |  | No | [8 empty] | 1 | Satisfied Zones (Y=1, N=2)
(If there are unsatisfied zones, that needs to be remedied prior to applying this retrofit. )
|  | 15 | OK | 15 |  |  | 15. Can the unit accommodate an Air Flow Measurement Array (AFMA) in the OA duct? |  |  |  | (more info) |  | Yes |  | No | [8 empty] | 1 | Can have AFMS (Y=1, N=2)
(Typical requirement is two duct diameters of unobstructed distance upstream of the flow station and one duct diameter downstream, but varies by manufacturer.)
(This unit may not be a good candidate for retrofit.)
General Equipment Information
|  | 16 | OK | 16 |  | * | 16. Unit Type |  |  | (more info) | [13 empty] | 1 | MZ type (current=Conventional)
|  | 17 | OK | 17 |  |  | 17. Zones Served (quantity if known) | [7 empty] | For ID purposes. Not used in calculations. | [6 empty] | FALSE
|  | 18 | OK | 18 |  |  | 18. Age of System (Years) | [7 empty] | For ID purposes. Not used in calculations. | [6 empty] | FALSE
|  | 19 | OK | 19 |  |  | 19. Unit Flow (CFM of Supply Fan) | [7 empty] | For ID purposes. Not used in calculations. | [6 empty] | FALSE
|  | 20 | OK | 20 |  | * | 20. Square footage (floor space) served | [5 empty] | 3600 | [8 empty] | TRUE
|  | 21 | OK | 21 |  |  | 21. Current Control System Type | [16 empty] | 1 | CS type (current=Direct Digital Control)
Fan Motor Information
|  | 22 | OK | 22 |  | * | 22. Supply Fan Motor HP | [5 empty] | 5 | [8 empty] | TRUE
|  | 23 | OK | 23 |  | * | 23. Return Fan Motor HP (if none present, enter "0") | [5 empty] | 0 | [8 empty] | TRUE
[6 empty] | Heating Source Information | [15 empty] | TRUE/RED MEANS USER OVERRIDE IS PROVIDED
|  | 24 | OK | 24 |  | * | 24. Heating Source and type |  |  | (more info) | [13 empty] | 2 | Heat Source(current=Hot Water Boiler, Non-Condensing) | 2 | Indirect Fired Natural Gas = 1, Boiler = 2
0 true 47 total
[13 empty] | Auto-Generated Efficiency |  | User Provided Efficiency (overrides auto-generated estimate) | [6 empty] | 0 true out of 8 ttll |  |  |  | 1 | Hot Water = 1, Stem = 2
|  | 25 | OK | 25 |  |  | 25. Heat Source Efficiency (estimated): |  |  | (more info) |  |  | 80% | [8 empty] | FALSE |  |  |  | 1 | Non-Condensing =1, Condensing = 2
|  | 26 | OK | 26 |  |  | 26. Is Heating provided from a central plant? | [5 empty] | Yes |  | No | [8 empty] | 2 | Heating Central Plant (1=Yes, 2=no)
|  | 27 | OK | 27 |  |  |  | 27. If central plant, what is the size of the distribution system ? |  |  | Small (<25 Buildings) |  |  | Medium (25-100 bldgs) |  | Large (>100 bldgs) | [7 empty] | 1 | Heat Plant Size (1=Small, 2=Med, 3=Large)
[13 empty] | Auto-generated Losses: |  | User Provided Losses (overrides auto-generated estimate)
|  | 28 | OK | 28 |  |  | 28. Heating System Distribution Losses (estimation) |  |  | (more info) |  |  | 0% | [8 empty] | FALSE
[13 empty] | Auto-generated Efficiency |  | User Provided Efficiency (overrides auto-generated estimate)
|  | 29 | OK | 29 |  |  | 29. Overall Heating system efficiency (w/ distribution losses included): |  |  | (more info) |  |  | 80% | [8 empty] | FALSE
Cooling Source Information
|  | 30 | OK | 30 |  | * | 30. Cooling Source (chilled water or direct expansion): | [16 empty] | 2 | Coooling Source (current=Chilled Water, Air Cooled Chiller) | 2 | DX =1, Chiller = 2
User Provided Chiller Efficiency (Provide efficiency as kW/Ton or COP. Input here overrides auto-generated estimate.)
|  | 31 | OK | 31 |  |  | 31. Chiller efficiency (estimated): |  |  | (more info) |  |  | Auto-Generated Chiller Efficiency | [12 empty] | 1 | Air Cooled=1, Water Cooled=2
[13 empty] | kW/Ton | COP |  |  | (units) |  |  |  |  | FALSE
[13 empty] | 1.2 | 2.9333 |  |  | (efficiency) |  |  |  |  | FALSE
|  | 32 | OK | 32 |  |  | 32. Is Cooling provided from a central plant? | [5 empty] | Yes |  | No | [8 empty] | 2 | Central Plant (1=Yes, 2=no)
|  | 33 | OK | 33 |  |  |  | 33. If central plant, what is the size of the distribution system? |  |  | Small (<25 Buildings) |  |  | Medium (25-100 bldgs) |  | Large (>100 bldgs) | [7 empty] | 3 | Cooling Size (3=Small, 1=Med, 2=Large) (NOTE ORDER!!)
[13 empty] | Auto-Generated Losses |  | User Provided Losses (overrides auto-generated estimate)
|  | 34 | OK | 34 |  |  | 34. Cooling System Distribution Losses: |  |  | (more info) |  |  | 0% | [8 empty] | FALSE
|  | 35 | OK | 35 |  |  | 35. Overall Cooling System Efficiency (with distribution losses included): |  |  | (more info) |  |  |  |  | User Provided Overall Efficiency (Provide efficiency as kW/Ton or COP. Input here overrides auto-generated estimate.)
Calculated Overall Cooling System Efficiency
[13 empty] | kW/Ton | COP |  |  | (units) |  |  |  |  | FALSE
[13 empty] | 1.2 | 2.9333 |  |  | (efficiency) |  |  |  |  | FALSE
Zone/Space Information -HIDE
[7 empty] | Square Footage Served (this unit) | [5 empty] | 8800
.
Approximate break out of End Uses (As determined by Equest)
[7 empty] | Office | [5 empty] | #REF!
[7 empty] | Conference Room | [5 empty] | #REF!
[7 empty] | Break Room | [5 empty] | #REF!
[7 empty] | Classroom | [5 empty] | #REF!
[7 empty] | Corridor | [5 empty] | #REF!
[7 empty] | Restrooms | [5 empty] | #REF!
[7 empty] | Total percentage | [5 empty] | #REF!
Optional Demand Control added to Base Retrofit
|  | 36 | OK | 36 |  |  | 36. Do you plan to include demand controlled ventilation, and if so what kind? | [16 empty] | 1 | DCV Type (current=NO DCV)
Cost Calculations for Base Retrofit from Constant to Variable Volume
This section costs out the VV retrofit with or without DCV as selected in item 36
[13 empty] | Default % | User %
|  | 37 | OK | 37 |  |  | 37. Commissioning costs to be applied to mechanical equipment installation costs. | [5 empty] | 2.5% | [8 empty] | FALSE |  |  |  | 2.5% | <== the CX costs being used
(This will apply to the mechanical equipment installed for the Base Retrofit and is also used in the Detailed RCx calculations, if that option is selected below.}
|  | 38 | OK | 38 |  |  | 38. Additional Plus up costs | [5 empty] | Default % | User %
[8 empty] | (Estimated costs already include OH & Profit (generally each ~10%). This item is an additional plus-up above those baseline assumptions, and may be used for Bond (typ. 3%), administration, design, etc. This applies to the Base Retrofit and to ALL the Additional Retrofit Opportunities below.} |  |  |  |  | 3% | [8 empty] | FALSE |  |  |  | 3% | <==the extra costs being used
[13 empty] | (more info) |  | (more info)
[7 empty] | Number of CO2 or occ sensors to be added for this unit? | [5 empty] | Auto-generated QTY (EA) | User Provided QTY | Cost/EA Including O&P | Calculated Cost | User Provided Cost Override
|  | 39 | OK | 39 |  |  |  | 39. CO2 Sensors |  |  |  |  | 0 |  | 554.4 | 0 | [5 empty] | FALSE
|  | 40 | OK | 40 |  |  |  | 40. Occupancy Sensors |  |  |  |  | 0 |  | 120.96 | 0 | [5 empty] | FALSE
|  | 41 | OK | 41 |  |  | 41. Controls Programming for VV retrofit | [5 empty] | 1 |  | 1008 | 1008 | [5 empty] | FALSE
|  | 42 | OK | 42 |  |  | 42. AFMA cost | [5 empty] | 1 |  | 1966.0032 | 1966.0032 | [5 empty] | FALSE
|  | 43 | OK | 43 |  |  | 43. Supply Fan VFD cost (based on HP information) | [5 empty] | 1 |  | 3250.8 | 3250.8 | [5 empty] | FALSE
|  | 44 | OK | 44 |  |  | 44. Return Fan VFD cost (if required, based on HP information) | [5 empty] | 0 |  | 3250.8 | 0 | [5 empty] | FALSE
|  | 45 | OK | 45 |  |  | 45. Training Cost | [5 empty] | 4 |  | 151.2 | 604.8 | [5 empty] | FALSE
|  | 46 | OK | 46 |  |  | 46. Commissioning cost for VV upgrade (items 39-44) | [8 empty] | 155.6201 | [5 empty] | FALSE
[8 empty] | (Based on default value of 2.5%. Value can be changed in #37 or overriden for this measure here.) | (Based on default value of 2.5%. Value can be changed in #37 or overriden for this measure here.) | (Based on default value of 2.5%. Value can be changed in #37 or overriden for this measure here.) | (Based on default value of 2.5%. Value can be changed in #37 or overriden for this measure here.)
|  | 47 | OK | 47 |  |  | 47. Additional Plus up costs on VV upgrade (items 39-45) | [8 empty] | 204.8881 | [5 empty] | FALSE
(Based on default value of 3.0%. Value can be changed in #38 or overriden for this measure here.)
|  | 48 | OK | 48 |  |  | 48. Total VV Project Cost | [8 empty] | 7190.1114 | 0
Additional Retrofit Opportunities
This section accounts for several common retrofit activities that often take place at the same time as the VV retrofit such as motor upgrade, conversion to DDC, general RCx of existing equipment, addition of economizer functionality to a unit that does not have that functionality.
[7 empty] | Control System Conversion to DDC | [18 empty] | 0 | <==1 if if conversion to DDC applies
(Since the existing control system is DDC (entered in item #21), conversion to DDC is not applicable and this section is greyed out. A General RCx should be evaluated below.)
|  | 49 | OK | 49 |  |  | 49. Estimated savings from DDC Conversion | [5 empty] | Default % | User %
[8 empty] | (Conversion to DDC affects heating, cooling and fan energy use. The default estimated savings is 20%. If you would like to modify this assumption provide an alternate savings percentage here.) |  |  |  |  | 20% | [8 empty] | FALSE |  |  |  | 0.2 | <==Active DDC_Savings
[13 empty] | Square Feet (For Reference) | Cost/Square Foot | User Cost/Sq Foot Override | Calculated Cost | User Provided Cost Override
|  | 50 | OK | 50 |  |  | 50. Upgrade controls to DDC (includes general RCx). | [5 empty] | 0 | 3.528 |  | 0 | [5 empty] | FALSE
|  | 51 | OK | 51 |  |  | 51. Additional Plus up Costs | [8 empty] | 0 | [5 empty] | FALSE
(Based on default value of 3.0%. Value can be changed in #38 or overriden for this measure here.)
[15 empty] | Subtotal for DDC Conversion: | 0
[7 empty] | Implement Equipment Scheduling | [18 empty] | 0 | <==1 if adding schedule applies
Which better describes your equipment operation?
|  | 52 | OK | 52 |  |  | 52. Typical work week scheduling (~55hrs/wk)? or 24/7 operations (168hrs/wk) ? | [16 empty] | 1 | Current Schedule (1=55h/week, 2=24/7)
|  | 53 | OK | 53 |  |  |  | 53. If 24/7 operations, can operations be reduced to typical work week scheduling? |  |  |  |  | Yes |  | No | [8 empty] | 1 | Can be reduced? (1=Yes, 2=No)
(Since the system already functions on a typical work week schedule (item #52), addition of scheduling not applicable and greyed out.)
|  | 54 | OK | 54 |  |  | 54. Estimated savings from changing equipment schedule | [5 empty] | Default % | User %
[8 empty] | (Changing the schedule to reduce operating time affects heating, cooling and fan energy use. The default estimated savings is 8%. If you would like to modify this assumption provide an alternate savings percentage here.) |  |  |  |  | 8% | [12 empty] | 0.08 | <==Active sched_Savings
[13 empty] | Auto -generated QTY (EA) | User QTY Override | Cost/EA Including O&P | Calculated Cost | User Provided Cost Override
|  | 55 | OK | 55 |  |  | 55. Scheduling Equipment Programming (occurring as a single activity, RCx costs not included) | [5 empty] | 0 |  | 504 | 0 | [5 empty] | FALSE
|  | 56 | OK | 56 |  |  | 56. Additional Plus up Costs | [8 empty] | 0 | [5 empty] | FALSE
(Based on default value of 3.0%. Value can be changed in #38 or overriden for this measure here.)
[15 empty] | Subtotal for Scheduling: | 0
[7 empty] | Fan Motor Upgrade to Premium Efficiency Motor | [18 empty] | 0 | <==1 if if either motor upgrade, 0 otherwise
(Note - A new motor may be required if the existing motor is not compatible with a VFD. See below for an estimate of annual savings w/ premium motor. See Scoping guide for more information.)
|  | 57 | OK | 57 |  |  | 57. Would you like to consider replacing your existing SF motor with a premium efficiency motor?** | [5 empty] | Yes |  | No | [8 empty] | 2 | Replace SF (1=Yes, 2=No)
|  | 58 | OK | 58 |  |  | 58. Would you like to consider replacing your existing RF motor with a premium efficiency motor?** | [5 empty] | Yes |  | No | [8 empty] | 1 | Replace RF (1=Yes, 2=No)
(This item is greyed out since you indicated a return fan size of 0 (zero) in #23)
Estimated Potential Savings of premium motor (using the fan sizes, energy cost and current building schedule provided in item 52):
[9 empty] | Supply Fan | 320.034 | kWh/yr |  |  | Return Fan | 0 | kWh/yr
[10 empty] | 33.7316 | /yr |  |  |  | 0 | /yr
[7 empty] | Costs for Motor Upgrade | [5 empty] | Auto -generated QTY (EA) | User QTY Override | Cost/EA Including O&P | Calculated Cost | User Provided Cost Override
|  | 59 | OK | 59 |  |  | 59. Replace SF Motor with Premium Efficiency Motor |  |  | (Greyed out since return fan motor replacement not evaluated per item #57) |  |  | 0 |  | 6778.8 | 0 | [5 empty] | FALSE
|  | 60 | OK | 60 |  |  | 60. Replace RF Motor with Premium Efficiency Motor |  |  | (Greyed out since you indicated a return fan size of 0 (zero) in #23) | [11 empty] | FALSE
|  | 61 | OK | 61 |  |  | 61. Additional Plus up Costs | [8 empty] | 0 | [5 empty] | FALSE
(Based on default value of 3.0%. Value can be changed in #38 or overriden for this measure here.)
[14 empty] | Subtotal for Motor Upgrade: |  | 0
[7 empty] | Addition of Economizer | [18 empty] | 0 | <==1 if adding economizer applies, 0 otherwise
|  | 62 | OK | 62 |  |  | 62. Is there an existing air-side or water-side economizer in place? | [5 empty] | Yes |  | No | [8 empty] | 1 | Existing Eco, 1=YES, 2=NO
(Since the system already has an economizer, (item #62), addition of an econmizer is not applicable and is greyed out.)
|  | 63 | OK | 63 |  |  | 63. Would you like to consider adding an economizer? (to a unit w/o economizer function) |  |  |  | (more info) |  | Yes |  | No | [8 empty] | 1 | Consider Adding Eco, 1=YES, 2=NO
|  | 64 | OK | 64 |  |  | 64. Estimated savings from adding an economizer | [5 empty] | Default % | User %
[8 empty] | (Adding an economizer affects fan energy use. The default estimated savings is 7%. If you would like to modify this assumption provide an alternate savings percentage here.) |  |  |  |  | 7% | [8 empty] | FALSE |  |  |  | 0.07 | <==Active econ_Savings
[13 empty] | Auto -generated QTY (EA) | User QTY Override | Cost/EA Including O&P | Calculated Cost | User Provided Cost Override
|  | 65 | OK | 65 |  |  | 65. Economizer Addition Programming | [5 empty] | 0 |  | 504 | 0 | [5 empty] | FALSE
|  | 66 | OK | 66 |  |  | 66. Additional Plus up Costs | [8 empty] | 0 | [5 empty] | FALSE
(Based on default value of 3.0%. Value can be changed in #38 or overriden for this measure here.)
[15 empty] | Subtotal for Economizer: | 0
General RCx of Existing Equipment
|  | 67 | OK | 67 |  |  | 67. Has a general RCx optimization been done in the last 3 yrs? | [5 empty] | Yes |  | No | [8 empty] | 1 | Recent RCX, 1=YES, 2=NO
|  | 68 | OK | 68 |  |  | 68. Would you like to consider a general RCx to the unit? (in addition to Cx of new VV components) | [5 empty] | Yes |  | No | [8 empty] | 2 | Consider RCX, 1=YES, 2=NO | 0 | <==1 if consider RCX, 0 otherwise
(RCx info greyed out since you selected not to consider a General RCx (item #67))
|  | 69 | OK | 69 |  |  | 69. Estimated savings from conducting a general RCX on the unit. | [5 empty] | Default % | User %
[8 empty] | (RCx affects heating, cooling and fan energy use. The default estimated savings is 16%. If you would like to modify this assumption provide an alternate savings percentage here.) |  |  |  |  | 16% | [12 empty] | 0.16 | <==Active rxc_Savings
|  | 70 | OK | 70 |  |  | 70. Would you like to use the quick RCx estimate form or the detailed RCx estimate form? | [5 empty] | Quick Form |  | Detailed Form | [8 empty] | 1 | Estimate Type, 1=QUICK, 2=DETAILED | 0 | Effective Est (0=none, 1=quick, 2=detailed)
[7 empty] | Quick Estimate form for General RCx | [5 empty] | Square Feet (For Reference) | Cost/Square Foot | User Cost/Sq Foot Override | Calculated Cost | User Provided Cost Override
|  | 71 | OK | 71 |  |  | 71. General RCx, not including new economizer or scheduling changes | [5 empty] | 3600 | 1.008 |  | 3628.8 | [5 empty] | FALSE
|  | 72 | OK | 72 |  |  | 72. Additional Plus Up Costs | [8 empty] | 108.864 | [5 empty] | FALSE
(Based on default value of 3.0%. Value can be changed in #38 or overriden for this measure here.)
[15 empty] | RCx Quick Estimate: | 3737.664
(more info)
[7 empty] | Detailed Estimate Form for General RCX | [6 empty] | User Provided QTY | Installed Cost/EA | Calculated Cost | User Provided Cost Override
|  | 73 | OK | 73 |  |  | 73. | RCx Analysis (Cx cost are applied to this item in #86) |  |  |  |  | Note - QTY for this item is sq ft. (3600 sq ft entered in #20) |  | 0.2016 | 0 | [5 empty] | FALSE
|  | 74 | OK | 74 |  |  | 74. | Damper Actuator (new) | [6 empty] | 781.2 | 0 | [5 empty] | FALSE
|  | 75 | OK | 75 |  |  | 75. | Valve Actuator (new) | [6 empty] | 781.2 | 0 | [5 empty] | FALSE
|  | 76 | OK | 76 |  |  | 76. | Duct Temperature Sensor | [6 empty] | 418.32 | 0 | [5 empty] | FALSE
|  | 77 | OK | 77 |  |  | 77. | Space Temperature Sensor | [6 empty] | 670.32 | 0 | [5 empty] | FALSE
|  | 78 | OK | 78 |  |  | 78. | Space Humidity Sensor | [6 empty] | 1083.6 | 0 | [5 empty] | FALSE
|  | 79 | OK | 79 |  |  | 79. | Duct Static Pressure Sensor | [6 empty] | 569.52 | 0 | [5 empty] | FALSE
|  | 80 | OK | 80 |  |  | 80. | Freeze stat | [6 empty] | #N/A | #N/A | [5 empty] | FALSE
|  | 81 | OK | 81 |  |  | 81. | BTU Meter | (generally not needed for system operation, may be wanted for monitoring) | [5 empty] | 1965.6 | 0 | [5 empty] | FALSE
|  | 82 | OK | 82 |  |  | 82. | Other Equipment. (Cx cost ARE applied for this item in #86) |  | (describe) | [11 empty] | FALSE
|  | 83 | OK | 83 |  |  | 83. | Other Equipment. (Cx cost ARE applied for this item in #86) |  | (describe) | [11 empty] | FALSE
|  | 84 | OK | 84 |  |  | 84. | Other NON-Equipment. (Cx cost NOT applied for this item in #86) |  | (describe) | [11 empty] | FALSE
|  | 85 | OK | 85 |  |  | 85. | Other NON-Equipment. (Cx cost NOT applied for this item in #86) |  | (describe) | [11 empty] | FALSE
|  | 86 | OK | 86 |  |  | 86. | Commissioning cost for VV upgrade (items 74-83) | [7 empty] | #N/A | [5 empty] | FALSE
(Based on default value of 2.5%. Value can be changed in #37 or overriden for this measure here.)
|  | 87 | OK | 87 |  |  | 87. | Additional Plus up costs on VV upgrade (items 73-86) | [7 empty] | #N/A | [5 empty] | FALSE
(Based on default value of 3.0%. Value can be changed in #38 or overriden for this measure here.)
[15 empty] | RXC Detailed Estimate: | #N/A | 0
Results This section provides the ability to review specific common retrofit measures as stand-alone activities, or to combine multiple measures into a retrofit package (see Column W), and see the full budget requirements and estimated energy impact accounting for diminishing returns of collective measures.
[8 empty] | Building Number | 101 |  | Building Name | Sample Bldg |  |  | Unit Number | 4
[27 empty] | SAVINGS BY MEASURE |  |  |  | Packaged Incremental Savings |  |  | All measure Incremental Savings
[9 empty] | Baseline Energy Costs | First Cost Investment | Electric Savings (kWh/yr) | Natural Gas Savings (therms/yr) |  | Energy Cost Savings ($/yr) | Cost Savings (%) | Fuel Energy Savings (%) | SPB Simple Payback Period (years) | NPV Net Present Value | SIR Savings to Investment Ratio | Insert "x" to include in Selected Measures Package |  |  | THIS AREA NOT MERGED AND LEFT FREE OF INFO TO ENABLE COPY-PASTE OF DEFAULT SELECTIONS | THIS AREA NOT MERGED AND LEFT FREE OF INFO TO ENABLE COPY-PASTE OF DEFAULT SELECTIONS | Measure is an option (not already done or prevented by other measures) | measure is selected in Col M for pkg | htg plant svgs | clg plant svgs | fan plant svgs |  | running svgs htg plant | running svgs clg plant | runningplant svgs fan | running svgs htg plant | running svgs clg plant | running plant svgs fan
[7 empty] | Individual Measures | VV Upgrade (VFD, AFMA & Programming) | 6872.5312 | 7190.1114 | 9709.682 | 1566.6657 |  | 2153.4364 | 31.33% | 39.11% | 3.3389 | 11493.0934 | 2.5985 | X |  |  |  |  | 1 | 1 | 45.7% | 13.4% | 42.16% |  | 0.457 | 0.13396 | 0.42165 | 0.457 | 0.13396 | 0.42165
[8 empty] | Control System Conversion to DDC | 6872.5312 | 0 | 8348.7757 | 685.6305 |  | 1374.5062 | 20% | 20% | 0 | 11827.8969 | #DIV/0! | [5 empty] | 0 | 0 | 20% | 20% | 20% |  | 0.457 | 0.13396 | 0.42165 | 0.457 | 0.13396 | 0.42165
[8 empty] | Implement Equipment Scheduling | 6872.5312 | 0 | 3339.5103 | 274.2522 |  | 549.8025 | 8% | 8% | 0 | 4731.1588 | #DIV/0! | [5 empty] | 0 | 0 | 8% | 8% | 8% |  | 0.457 | 0.13396 | 0.42165 | 0.457 | 0.13396 | 0.42165
[8 empty] | Fan Motor Upgrade to Premium Efficiency Motor (SF) | 6872.5312 | 0 | 320.034 | 0 |  | 33.7316 | 0.4908% | 0.225% | 0 | 0 | #DIV/0! | [5 empty] | 0 | 0 | 0% | 0% | 0% |  | 0.457 | 0.13396 | 0.42165 | 0.457 | 0.13396 | 0.42165
[8 empty] | Addition of Economizer | 6872.5312 | 0 | 1920.1697 | 0 |  | 202.3859 | 2.945% | 1.35% | 0 | 1710.3181 | #DIV/0! | [5 empty] | 0 | 0 | 0% | 7% | 0% |  | 0.457 | 0.13396 | 0.42165 | 0.457 | 0.13396 | 0.42165
[8 empty] | General RCx of Existing Equipment | 6872.5312 | 0 | 6679.0206 | 548.5044 |  | 1099.605 | 16% | 16% | 0 | 9462.3175 | #DIV/0! | [5 empty] | 0 | 0 | 16% | 16% | 16% |  | 0.457 | 0.13396 | 0.42165 | 0.457 | 0.13396 | 0.42165
[7 empty] | Packages | Selected Measures Package | 6872.5312 | 7190.1114 | 9709.682 | 1566.6657 |  | 2153.4364 | 31.33% | 39.11% | 3.3389 | 11493.0934 | 2.5985 | [10 empty] | TOTAL SAVINGS | 1566.6657 | 3674.6625 | 6035.0196 | 1566.6657 | 3674.6625 | 6035.0196
[8 empty] | All Measures Package | 6872.5312 | 7190.1114 | 9709.682 | 1566.6657 |  | 2153.4364 | 31.33% | 39.11% | 3.3389 | 11493.0934 | 2.5985
TRUE | [7 empty] | *Selected Measures Package calculates the combined impact of measures selected with an "x" in Col W lines 250-255. All Measures Package is the total of every applicable measure based on input above. This is to allow the user to compare a smaller project against the full project.
Notes/Warnings on Selections:
Group Box 372
Group Box 373
Group Box 374
Group Box 378
Group Box 379
Group Box 384
Group Box 385
Group Box 386
Group Box 387
Group Box 389
Group Box 390
Group Box 404
Group Box 407
Group Box 408
Group Box 444
Note on M15: The retrofit achieves savings only if current capacity is more than enough. Typically the HVAC technician servicing this unit will know if there is a problem zone that is never satisfied. Alternately, trending of space temperature could establish if there is an unsatisfied zone.
Note on M18: Additional information available in the MZ to VV Scoping Guide spreadsheet "Detailed Field Inspection" tab
Note on L25: Refer to MZ-VV Technical Note or Design Guide to determine unit type. Only conventional and neutral deck units were field tested. If your unit is a Bypass (Texas Style), the Neural Deck is the closest approximation of available unit models.
Note on L42: Direct fired natural gas will not benefit from the coil valve control of the retrofit
Note on L45: The Auto-Generated Efficiency is based on answers from above. This can be overridden by providing an efficiency in the "User Provided Efficiency" box
Note on L52: The Auto-Generated Efficiency is based on answers from above. This can be overridden by providing an efficiency in the "User Provided Efficiency" box System distribution losses are based on how large the campus is, how old the system is, and how well the system is maintained. A larger and older campus may have losses higher than is assumed in the estimator. The typical range of distribution losses is: Hot Water: 1-10% Steam: 8-40%
Note on L54: The Auto-generated efficiency is calculated based on a combination of the auto-generated efficiency/losses unless user has provided efficiency/losses, in which case these user provided values are used instead
Note on L61: This is an estimation based on answers to above questions. Use the "User Provided Efficiency and losses" to input your own efficiency.
Note on L72: This is a recommendation based on answers to above questions. Use the "User Provided Losses" to input your own losses. System distribution losses are based on the size of the campus, the age of the system, and how well the system is maintained. Larger and older the campuses could have losses that are higher than those assumed in the estimator. The typical range of losses potential is 1-10%.
Note on L74: This is an estimation based on answers to above questions. Use the "User Provided Efficiency and losses" to input your own efficiency.
Note on O116: Autogenerated quantity is based on above answers (e.g. size of facility)
Note on Q116: RSMeans Overhead and Profit (O&P) included here, typically 10% each. Additional O&P can be added using the "Commissioning Costs" and "Additional Plus Up" values.
Note on M192: Be sure the system can accommodate an economizer. For example is the OA damper big enough to have increased air flow? How about existing exhaust/relief damper?
Note on Q223: RSMeans Overhead and Profit (O&P) included here, typically 10% each. Additional O&P can be added using the "Commissioning Costs" and "Additional Plus Up" values.
Note on W249: Red "X" indicates an unavailable measure was selected and is being ignored.

## 7-Estimator - Unit 5
[5 empty] | THIS BAR AND EVERYTHING TO THE LEFT GETS DELETED OR HIDDEN |  | Multizone to Variable Volume HVAC Controls Retrofit Savings Estimator | [13 empty] | THIS BAR AND EVERYTHING TO THE RIGHT GETS HIDDDEN | OVERRIDE/USER ENTRY CHECKS CHECKS | DEFAULTS TO USE IN RESETTING (STILL TBD) |  | Comment | Calculated Value | Comment
CONTAINS COL REF (1) | CONTAINS ITEM REF (0) | Expected # | Status | Act # |  |  | Items marked with "*" must be filled out to get the basic retrofit savings estimation. Typical default responses have been pre-entered for quick estimates if information is unknown. Add details and tweak assumptions (if desired) for refined estimates. Explanatory notes are provided for some items (indicated by a red triangle in the upper right corner of a cell containing "(more info)"). | [14 empty] | TRUE/YELLOW MEANS USER ENTRY IS PROVIDED | Logical choice indicators | Logical choice indicators
|  | 8 | prior sheet | 8 |  | Unit Identification and Retrofit Suitability Screening | [15 empty] | 6 true 9 total
User Input
|  | 9 | OK | 9 |  | * | 9. Primary Building Activity Type | [16 empty] | 7
|  | 10 | OK | 10 |  |  | 10. Building Number | [5 empty] | 101 | [8 empty] | TRUE
|  | 11 | OK | 11 |  |  | 11. Building Name | [5 empty] | Sample Bldg | [8 empty] | TRUE
|  | 12 | OK | 12 |  |  | 12. MZ AHU Unit Number | [5 empty] | 5 | [8 empty] | TRUE
[7 empty] | DEAL BREAKERS (check for the following conditions to determine if the unit is a good candidate for retrofit) | [11 empty] | `
|  | 13 | OK | 13 |  |  | 13. Is the unit in good repair OR can the unit be repaired to last an additional 10 yrs at a reasonable cost? | [5 empty] | Yes |  | No | [7 empty] | 0 | 1 | Good Repair/Repairable (Y=1, N=2) | 0 | Error Check (1=Error, 0=No)
(A 10-year service life for the retrofit is assumed)
|  | 14 | OK | 14 |  |  | 14. Are all the zones of the unit thermally satisfied? |  |  |  | (more info) |  | Yes |  | No | [8 empty] | 1 | Satisfied Zones (Y=1, N=2)
(If there are unsatisfied zones, that needs to be remedied prior to applying this retrofit. )
|  | 15 | OK | 15 |  |  | 15. Can the unit accommodate an Air Flow Measurement Array (AFMA) in the OA duct? |  |  |  | (more info) |  | Yes |  | No | [8 empty] | 1 | Can have AFMS (Y=1, N=2)
(Typical requirement is two duct diameters of unobstructed distance upstream of the flow station and one duct diameter downstream, but varies by manufacturer.)
(This unit may not be a good candidate for retrofit.)
General Equipment Information
|  | 16 | OK | 16 |  | * | 16. Unit Type |  |  | (more info) | [13 empty] | 1 | MZ type (current=Conventional)
|  | 17 | OK | 17 |  |  | 17. Zones Served (quantity if known) | [7 empty] | For ID purposes. Not used in calculations. | [6 empty] | FALSE
|  | 18 | OK | 18 |  |  | 18. Age of System (Years) | [7 empty] | For ID purposes. Not used in calculations. | [6 empty] | FALSE
|  | 19 | OK | 19 |  |  | 19. Unit Flow (CFM of Supply Fan) | [7 empty] | For ID purposes. Not used in calculations. | [6 empty] | FALSE
|  | 20 | OK | 20 |  | * | 20. Square footage (floor space) served | [5 empty] | 3600 | [8 empty] | TRUE
|  | 21 | OK | 21 |  |  | 21. Current Control System Type | [16 empty] | 1 | CS type (current=Direct Digital Control)
Fan Motor Information
|  | 22 | OK | 22 |  | * | 22. Supply Fan Motor HP | [5 empty] | 5 | [8 empty] | TRUE
|  | 23 | OK | 23 |  | * | 23. Return Fan Motor HP (if none present, enter "0") | [5 empty] | 0 | [8 empty] | TRUE
[6 empty] | Heating Source Information | [15 empty] | TRUE/RED MEANS USER OVERRIDE IS PROVIDED
|  | 24 | OK | 24 |  | * | 24. Heating Source and type |  |  | (more info) | [13 empty] | 2 | Heat Source(current=Hot Water Boiler, Non-Condensing) | 2 | Indirect Fired Natural Gas = 1, Boiler = 2
0 true 47 total
[13 empty] | Auto-Generated Efficiency |  | User Provided Efficiency (overrides auto-generated estimate) | [6 empty] | 0 true out of 8 ttll |  |  |  | 1 | Hot Water = 1, Stem = 2
|  | 25 | OK | 25 |  |  | 25. Heat Source Efficiency (estimated): |  |  | (more info) |  |  | 80% | [8 empty] | FALSE |  |  |  | 1 | Non-Condensing =1, Condensing = 2
|  | 26 | OK | 26 |  |  | 26. Is Heating provided from a central plant? | [5 empty] | Yes |  | No | [8 empty] | 2 | Heating Central Plant (1=Yes, 2=no)
|  | 27 | OK | 27 |  |  |  | 27. If central plant, what is the size of the distribution system ? |  |  | Small (<25 Buildings) |  |  | Medium (25-100 bldgs) |  | Large (>100 bldgs) | [7 empty] | 1 | Heat Plant Size (1=Small, 2=Med, 3=Large)
[13 empty] | Auto-generated Losses: |  | User Provided Losses (overrides auto-generated estimate)
|  | 28 | OK | 28 |  |  | 28. Heating System Distribution Losses (estimation) |  |  | (more info) |  |  | 0% | [8 empty] | FALSE
[13 empty] | Auto-generated Efficiency |  | User Provided Efficiency (overrides auto-generated estimate)
|  | 29 | OK | 29 |  |  | 29. Overall Heating system efficiency (w/ distribution losses included): |  |  | (more info) |  |  | 80% | [8 empty] | FALSE
Cooling Source Information
|  | 30 | OK | 30 |  | * | 30. Cooling Source (chilled water or direct expansion): | [16 empty] | 2 | Coooling Source (current=Chilled Water, Air Cooled Chiller) | 2 | DX =1, Chiller = 2
User Provided Chiller Efficiency (Provide efficiency as kW/Ton or COP. Input here overrides auto-generated estimate.)
|  | 31 | OK | 31 |  |  | 31. Chiller efficiency (estimated): |  |  | (more info) |  |  | Auto-Generated Chiller Efficiency | [12 empty] | 1 | Air Cooled=1, Water Cooled=2
[13 empty] | kW/Ton | COP |  |  | (units) |  |  |  |  | FALSE
[13 empty] | 1.2 | 2.9333 |  |  | (efficiency) |  |  |  |  | FALSE
|  | 32 | OK | 32 |  |  | 32. Is Cooling provided from a central plant? | [5 empty] | Yes |  | No | [8 empty] | 2 | Central Plant (1=Yes, 2=no)
|  | 33 | OK | 33 |  |  |  | 33. If central plant, what is the size of the distribution system? |  |  | Small (<25 Buildings) |  |  | Medium (25-100 bldgs) |  | Large (>100 bldgs) | [7 empty] | 3 | Cooling Size (3=Small, 1=Med, 2=Large) (NOTE ORDER!!)
[13 empty] | Auto-Generated Losses |  | User Provided Losses (overrides auto-generated estimate)
|  | 34 | OK | 34 |  |  | 34. Cooling System Distribution Losses: |  |  | (more info) |  |  | 0% | [8 empty] | FALSE
|  | 35 | OK | 35 |  |  | 35. Overall Cooling System Efficiency (with distribution losses included): |  |  | (more info) |  |  |  |  | User Provided Overall Efficiency (Provide efficiency as kW/Ton or COP. Input here overrides auto-generated estimate.)
Calculated Overall Cooling System Efficiency
[13 empty] | kW/Ton | COP |  |  | (units) |  |  |  |  | FALSE
[13 empty] | 1.2 | 2.9333 |  |  | (efficiency) |  |  |  |  | FALSE
Zone/Space Information -HIDE
[7 empty] | Square Footage Served (this unit) | [5 empty] | 8800
.
Approximate break out of End Uses (As determined by Equest)
[7 empty] | Office | [5 empty] | #REF!
[7 empty] | Conference Room | [5 empty] | #REF!
[7 empty] | Break Room | [5 empty] | #REF!
[7 empty] | Classroom | [5 empty] | #REF!
[7 empty] | Corridor | [5 empty] | #REF!
[7 empty] | Restrooms | [5 empty] | #REF!
[7 empty] | Total percentage | [5 empty] | #REF!
Optional Demand Control added to Base Retrofit
|  | 36 | OK | 36 |  |  | 36. Do you plan to include demand controlled ventilation, and if so what kind? | [16 empty] | 1 | DCV Type (current=NO DCV)
Cost Calculations for Base Retrofit from Constant to Variable Volume
This section costs out the VV retrofit with or without DCV as selected in item 36
[13 empty] | Default % | User %
|  | 37 | OK | 37 |  |  | 37. Commissioning costs to be applied to mechanical equipment installation costs. | [5 empty] | 2.5% | [8 empty] | FALSE |  |  |  | 2.5% | <== the CX costs being used
(This will apply to the mechanical equipment installed for the Base Retrofit and is also used in the Detailed RCx calculations, if that option is selected below.}
|  | 38 | OK | 38 |  |  | 38. Additional Plus up costs | [5 empty] | Default % | User %
[8 empty] | (Estimated costs already include OH & Profit (generally each ~10%). This item is an additional plus-up above those baseline assumptions, and may be used for Bond (typ. 3%), administration, design, etc. This applies to the Base Retrofit and to ALL the Additional Retrofit Opportunities below.} |  |  |  |  | 3% | [8 empty] | FALSE |  |  |  | 3% | <==the extra costs being used
[13 empty] | (more info) |  | (more info)
[7 empty] | Number of CO2 or occ sensors to be added for this unit? | [5 empty] | Auto-generated QTY (EA) | User Provided QTY | Cost/EA Including O&P | Calculated Cost | User Provided Cost Override
|  | 39 | OK | 39 |  |  |  | 39. CO2 Sensors |  |  |  |  | 0 |  | 554.4 | 0 | [5 empty] | FALSE
|  | 40 | OK | 40 |  |  |  | 40. Occupancy Sensors |  |  |  |  | 0 |  | 120.96 | 0 | [5 empty] | FALSE
|  | 41 | OK | 41 |  |  | 41. Controls Programming for VV retrofit | [5 empty] | 1 |  | 1008 | 1008 | [5 empty] | FALSE
|  | 42 | OK | 42 |  |  | 42. AFMA cost | [5 empty] | 1 |  | 1966.0032 | 1966.0032 | [5 empty] | FALSE
|  | 43 | OK | 43 |  |  | 43. Supply Fan VFD cost (based on HP information) | [5 empty] | 1 |  | 3250.8 | 3250.8 | [5 empty] | FALSE
|  | 44 | OK | 44 |  |  | 44. Return Fan VFD cost (if required, based on HP information) | [5 empty] | 0 |  | 3250.8 | 0 | [5 empty] | FALSE
|  | 45 | OK | 45 |  |  | 45. Training Cost | [5 empty] | 4 |  | 151.2 | 604.8 | [5 empty] | FALSE
|  | 46 | OK | 46 |  |  | 46. Commissioning cost for VV upgrade (items 39-44) | [8 empty] | 155.6201 | [5 empty] | FALSE
[8 empty] | (Based on default value of 2.5%. Value can be changed in #37 or overriden for this measure here.) | (Based on default value of 2.5%. Value can be changed in #37 or overriden for this measure here.) | (Based on default value of 2.5%. Value can be changed in #37 or overriden for this measure here.) | (Based on default value of 2.5%. Value can be changed in #37 or overriden for this measure here.)
|  | 47 | OK | 47 |  |  | 47. Additional Plus up costs on VV upgrade (items 39-45) | [8 empty] | 204.8881 | [5 empty] | FALSE
(Based on default value of 3.0%. Value can be changed in #38 or overriden for this measure here.)
|  | 48 | OK | 48 |  |  | 48. Total VV Project Cost | [8 empty] | 7190.1114 | 0
Additional Retrofit Opportunities
This section accounts for several common retrofit activities that often take place at the same time as the VV retrofit such as motor upgrade, conversion to DDC, general RCx of existing equipment, addition of economizer functionality to a unit that does not have that functionality.
[7 empty] | Control System Conversion to DDC | [18 empty] | 0 | <==1 if if conversion to DDC applies
(Since the existing control system is DDC (entered in item #21), conversion to DDC is not applicable and this section is greyed out. A General RCx should be evaluated below.)
|  | 49 | OK | 49 |  |  | 49. Estimated savings from DDC Conversion | [5 empty] | Default % | User %
[8 empty] | (Conversion to DDC affects heating, cooling and fan energy use. The default estimated savings is 20%. If you would like to modify this assumption provide an alternate savings percentage here.) |  |  |  |  | 20% | [8 empty] | FALSE |  |  |  | 0.2 | <==Active DDC_Savings
[13 empty] | Square Feet (For Reference) | Cost/Square Foot | User Cost/Sq Foot Override | Calculated Cost | User Provided Cost Override
|  | 50 | OK | 50 |  |  | 50. Upgrade controls to DDC (includes general RCx). | [5 empty] | 0 | 3.528 |  | 0 | [5 empty] | FALSE
|  | 51 | OK | 51 |  |  | 51. Additional Plus up Costs | [8 empty] | 0 | [5 empty] | FALSE
(Based on default value of 3.0%. Value can be changed in #38 or overriden for this measure here.)
[15 empty] | Subtotal for DDC Conversion: | 0
[7 empty] | Implement Equipment Scheduling | [18 empty] | 0 | <==1 if adding schedule applies
Which better describes your equipment operation?
|  | 52 | OK | 52 |  |  | 52. Typical work week scheduling (~55hrs/wk)? or 24/7 operations (168hrs/wk) ? | [16 empty] | 1 | Current Schedule (1=55h/week, 2=24/7)
|  | 53 | OK | 53 |  |  |  | 53. If 24/7 operations, can operations be reduced to typical work week scheduling? |  |  |  |  | Yes |  | No | [8 empty] | 1 | Can be reduced? (1=Yes, 2=No)
(Since the system already functions on a typical work week schedule (item #52), addition of scheduling not applicable and greyed out.)
|  | 54 | OK | 54 |  |  | 54. Estimated savings from changing equipment schedule | [5 empty] | Default % | User %
[8 empty] | (Changing the schedule to reduce operating time affects heating, cooling and fan energy use. The default estimated savings is 8%. If you would like to modify this assumption provide an alternate savings percentage here.) |  |  |  |  | 8% | [12 empty] | 0.08 | <==Active sched_Savings
[13 empty] | Auto -generated QTY (EA) | User QTY Override | Cost/EA Including O&P | Calculated Cost | User Provided Cost Override
|  | 55 | OK | 55 |  |  | 55. Scheduling Equipment Programming (occurring as a single activity, RCx costs not included) | [5 empty] | 0 |  | 504 | 0 | [5 empty] | FALSE
|  | 56 | OK | 56 |  |  | 56. Additional Plus up Costs | [8 empty] | 0 | [5 empty] | FALSE
(Based on default value of 3.0%. Value can be changed in #38 or overriden for this measure here.)
[15 empty] | Subtotal for Scheduling: | 0
[7 empty] | Fan Motor Upgrade to Premium Efficiency Motor | [18 empty] | 0 | <==1 if if either motor upgrade, 0 otherwise
(Note - A new motor may be required if the existing motor is not compatible with a VFD. See below for an estimate of annual savings w/ premium motor. See Scoping guide for more information.)
|  | 57 | OK | 57 |  |  | 57. Would you like to consider replacing your existing SF motor with a premium efficiency motor?** | [5 empty] | Yes |  | No | [8 empty] | 2 | Replace SF (1=Yes, 2=No)
|  | 58 | OK | 58 |  |  | 58. Would you like to consider replacing your existing RF motor with a premium efficiency motor?** | [5 empty] | Yes |  | No | [8 empty] | 1 | Replace RF (1=Yes, 2=No)
(This item is greyed out since you indicated a return fan size of 0 (zero) in #23)
Estimated Potential Savings of premium motor (using the fan sizes, energy cost and current building schedule provided in item 52):
[9 empty] | Supply Fan | 320.034 | kWh/yr |  |  | Return Fan | 0 | kWh/yr
[10 empty] | 33.7316 | /yr |  |  |  | 0 | /yr
[7 empty] | Costs for Motor Upgrade | [5 empty] | Auto -generated QTY (EA) | User QTY Override | Cost/EA Including O&P | Calculated Cost | User Provided Cost Override
|  | 59 | OK | 59 |  |  | 59. Replace SF Motor with Premium Efficiency Motor |  |  | (Greyed out since return fan motor replacement not evaluated per item #57) |  |  | 0 |  | 6778.8 | 0 | [5 empty] | FALSE
|  | 60 | OK | 60 |  |  | 60. Replace RF Motor with Premium Efficiency Motor |  |  | (Greyed out since you indicated a return fan size of 0 (zero) in #23) | [11 empty] | FALSE
|  | 61 | OK | 61 |  |  | 61. Additional Plus up Costs | [8 empty] | 0 | [5 empty] | FALSE
(Based on default value of 3.0%. Value can be changed in #38 or overriden for this measure here.)
[14 empty] | Subtotal for Motor Upgrade: |  | 0
[7 empty] | Addition of Economizer | [18 empty] | 0 | <==1 if if adding economizer applies, 0 otherwise
|  | 62 | OK | 62 |  |  | 62. Is there an existing air-side or water-side economizer in place? | [5 empty] | Yes |  | No | [8 empty] | 1 | Existing Eco, 1=YES, 2=NO
(Since the system already has an economizer, (item #62), addition of an econmizer is not applicable and is greyed out.)
|  | 63 | OK | 63 |  |  | 63. Would you like to consider adding an economizer? (to a unit w/o economizer function) |  |  |  | (more info) |  | Yes |  | No | [8 empty] | 1 | Consider Adding Eco, 1=YES, 2=NO
|  | 64 | OK | 64 |  |  | 64. Estimated savings from adding an economizer | [5 empty] | Default % | User %
[8 empty] | (Adding an economizer affects fan energy use. The default estimated savings is 7%. If you would like to modify this assumption provide an alternate savings percentage here.) |  |  |  |  | 7% | [8 empty] | FALSE |  |  |  | 0.07 | <==Active econ_Savings
[13 empty] | Auto -generated QTY (EA) | User QTY Override | Cost/EA Including O&P | Calculated Cost | User Provided Cost Override
|  | 65 | OK | 65 |  |  | 65. Economizer Addition Programming | [5 empty] | 0 |  | 504 | 0 | [5 empty] | FALSE
|  | 66 | OK | 66 |  |  | 66. Additional Plus up Costs | [8 empty] | 0 | [5 empty] | FALSE
(Based on default value of 3.0%. Value can be changed in #38 or overriden for this measure here.)
[15 empty] | Subtotal for Economizer: | 0
General RCx of Existing Equipment
|  | 67 | OK | 67 |  |  | 67. Has a general RCx optimization been done in the last 3 yrs? | [5 empty] | Yes |  | No | [8 empty] | 1 | Recent RCX, 1=YES, 2=NO
|  | 68 | OK | 68 |  |  | 68. Would you like to consider a general RCx to the unit? (in addition to Cx of new VV components) | [5 empty] | Yes |  | No | [8 empty] | 2 | Consider RCX, 1=YES, 2=NO | 0 | <==1 if consider RCX, 0 otherwise
(RCx info greyed out since you selected not to consider a General RCx (item #67))
|  | 69 | OK | 69 |  |  | 69. Estimated savings from conducting a general RCX on the unit. | [5 empty] | Default % | User %
[8 empty] | (RCx affects heating, cooling and fan energy use. The default estimated savings is 16%. If you would like to modify this assumption provide an alternate savings percentage here.) |  |  |  |  | 16% | [12 empty] | 0.16 | <==Active rxc_Savings
|  | 70 | OK | 70 |  |  | 70. Would you like to use the quick RCx estimate form or the detailed RCx estimate form? | [5 empty] | Quick Form |  | Detailed Form | [8 empty] | 1 | Estimate Type, 1=QUICK, 2=DETAILED | 0 | Effective Est (0=none, 1=quick, 2=detailed)
[7 empty] | Quick Estimate form for General RCx | [5 empty] | Square Feet (For Reference) | Cost/Square Foot | User Cost/Sq Foot Override | Calculated Cost | User Provided Cost Override
|  | 71 | OK | 71 |  |  | 71. General RCx, not including new economizer or scheduling changes | [5 empty] | 3600 | 1.008 |  | 3628.8 | [5 empty] | FALSE
|  | 72 | OK | 72 |  |  | 72. Additional Plus Up Costs | [8 empty] | 108.864 | [5 empty] | FALSE
(Based on default value of 3.0%. Value can be changed in #38 or overriden for this measure here.)
[15 empty] | RCx Quick Estimate: | 3737.664
(more info)
[7 empty] | Detailed Estimate Form for General RCX | [6 empty] | User Provided QTY | Installed Cost/EA | Calculated Cost | User Provided Cost Override
|  | 73 | OK | 73 |  |  | 73. | RCx Analysis (Cx cost are applied to this item in #86) |  |  |  |  | Note - QTY for this item is sq ft. (3600 sq ft entered in #20) |  | 0.2016 | 0 | [5 empty] | FALSE
|  | 74 | OK | 74 |  |  | 74. | Damper Actuator (new) | [6 empty] | 781.2 | 0 | [5 empty] | FALSE
|  | 75 | OK | 75 |  |  | 75. | Valve Actuator (new) | [6 empty] | 781.2 | 0 | [5 empty] | FALSE
|  | 76 | OK | 76 |  |  | 76. | Duct Temperature Sensor | [6 empty] | 418.32 | 0 | [5 empty] | FALSE
|  | 77 | OK | 77 |  |  | 77. | Space Temperature Sensor | [6 empty] | 670.32 | 0 | [5 empty] | FALSE
|  | 78 | OK | 78 |  |  | 78. | Space Humidity Sensor | [6 empty] | 1083.6 | 0 | [5 empty] | FALSE
|  | 79 | OK | 79 |  |  | 79. | Duct Static Pressure Sensor | [6 empty] | 569.52 | 0 | [5 empty] | FALSE
|  | 80 | OK | 80 |  |  | 80. | Freeze stat | [6 empty] | #N/A | #N/A | [5 empty] | FALSE
|  | 81 | OK | 81 |  |  | 81. | BTU Meter | (generally not needed for system operation, may be wanted for monitoring) | [5 empty] | 1965.6 | 0 | [5 empty] | FALSE
|  | 82 | OK | 82 |  |  | 82. | Other Equipment. (Cx cost ARE applied for this item in #86) |  | (describe) | [11 empty] | FALSE
|  | 83 | OK | 83 |  |  | 83. | Other Equipment. (Cx cost ARE applied for this item in #86) |  | (describe) | [11 empty] | FALSE
|  | 84 | OK | 84 |  |  | 84. | Other NON-Equipment. (Cx cost NOT applied for this item in #86) |  | (describe) | [11 empty] | FALSE
|  | 85 | OK | 85 |  |  | 85. | Other NON-Equipment. (Cx cost NOT applied for this item in #86) |  | (describe) | [11 empty] | FALSE
|  | 86 | OK | 86 |  |  | 86. | Commissioning cost for VV upgrade (items 74-83) | [7 empty] | #N/A | [5 empty] | FALSE
(Based on default value of 2.5%. Value can be changed in #37 or overriden for this measure here.)
|  | 87 | OK | 87 |  |  | 87. | Additional Plus up costs on VV upgrade (items 73-86) | [7 empty] | #N/A | [5 empty] | FALSE
(Based on default value of 3.0%. Value can be changed in #38 or overriden for this measure here.)
[15 empty] | RXC Detailed Estimate: | #N/A | 0
Results This section provides the ability to review specific common retrofit measures as stand-alone activities, or to combine multiple measures into a retrofit package (see Column W), and see the full budget requirements and estimated energy impact accounting for diminishing returns of collective measures.
[8 empty] | Building Number | 101 |  | Building Name | Sample Bldg |  |  | Unit Number | 5
[27 empty] | SAVINGS BY MEASURE |  |  |  | Packaged Incremental Savings |  |  | All measure Incremental Savings
[9 empty] | Baseline Energy Costs | First Cost Investment | Electric Savings (kWh/yr) | Natural Gas Savings (therms/yr) |  | Energy Cost Savings ($/yr) | Cost Savings (%) | Fuel Energy Savings (%) | SPB Simple Payback Period (years) | NPV Net Present Value | SIR Savings to Investment Ratio | Insert "x" to include in Selected Measures Package |  |  | THIS AREA NOT MERGED AND LEFT FREE OF INFO TO ENABLE COPY-PASTE OF DEFAULT SELECTIONS | THIS AREA NOT MERGED AND LEFT FREE OF INFO TO ENABLE COPY-PASTE OF DEFAULT SELECTIONS | Measure is an option (not already done or prevented by other measures) | measure is selected in Col M for pkg | htg plant svgs | clg plant svgs | fan plant svgs |  | running svgs htg plant | running svgs clg plant | runningplant svgs fan | running svgs htg plant | running svgs clg plant | running plant svgs fan
[7 empty] | Individual Measures | VV Upgrade (VFD, AFMA & Programming) | 6872.5312 | 7190.1114 | 9709.682 | 1566.6657 |  | 2153.4364 | 31.33% | 39.11% | 3.3389 | 11493.0934 | 2.5985 | X |  |  |  |  | 1 | 1 | 45.7% | 13.4% | 42.16% |  | 0.457 | 0.13396 | 0.42165 | 0.457 | 0.13396 | 0.42165
[8 empty] | Control System Conversion to DDC | 6872.5312 | 0 | 8348.7757 | 685.6305 |  | 1374.5062 | 20% | 20% | 0 | 11827.8969 | #DIV/0! | [5 empty] | 0 | 0 | 20% | 20% | 20% |  | 0.457 | 0.13396 | 0.42165 | 0.457 | 0.13396 | 0.42165
[8 empty] | Implement Equipment Scheduling | 6872.5312 | 0 | 3339.5103 | 274.2522 |  | 549.8025 | 8% | 8% | 0 | 4731.1588 | #DIV/0! | [5 empty] | 0 | 0 | 8% | 8% | 8% |  | 0.457 | 0.13396 | 0.42165 | 0.457 | 0.13396 | 0.42165
[8 empty] | Fan Motor Upgrade to Premium Efficiency Motor (SF) | 6872.5312 | 0 | 320.034 | 0 |  | 33.7316 | 0.4908% | 0.225% | 0 | 0 | #DIV/0! | [5 empty] | 0 | 0 | 0% | 0% | 0% |  | 0.457 | 0.13396 | 0.42165 | 0.457 | 0.13396 | 0.42165
[8 empty] | Addition of Economizer | 6872.5312 | 0 | 1920.1697 | 0 |  | 202.3859 | 2.945% | 1.35% | 0 | 1710.3181 | #DIV/0! | [5 empty] | 0 | 0 | 0% | 7% | 0% |  | 0.457 | 0.13396 | 0.42165 | 0.457 | 0.13396 | 0.42165
[8 empty] | General RCx of Existing Equipment | 6872.5312 | 0 | 6679.0206 | 548.5044 |  | 1099.605 | 16% | 16% | 0 | 9462.3175 | #DIV/0! | [5 empty] | 0 | 0 | 16% | 16% | 16% |  | 0.457 | 0.13396 | 0.42165 | 0.457 | 0.13396 | 0.42165
[7 empty] | Packages | Selected Measures Package | 6872.5312 | 7190.1114 | 9709.682 | 1566.6657 |  | 2153.4364 | 31.33% | 39.11% | 3.3389 | 11493.0934 | 2.5985 | [10 empty] | TOTAL SAVINGS | 1566.6657 | 3674.6625 | 6035.0196 | 1566.6657 | 3674.6625 | 6035.0196
[8 empty] | All Measures Package | 6872.5312 | 7190.1114 | 9709.682 | 1566.6657 |  | 2153.4364 | 31.33% | 39.11% | 3.3389 | 11493.0934 | 2.5985
TRUE | [7 empty] | *Selected Measures Package calculates the combined impact of measures selected with an "x" in Col W lines 250-255. All Measures Package is the total of every applicable measure based on input above. This is to allow the user to compare a smaller project against the full project.
Notes/Warnings on Selections:
Group Box 372
Group Box 373
Group Box 374
Group Box 378
Group Box 379
Group Box 384
Group Box 385
Group Box 386
Group Box 387
Group Box 389
Group Box 390
Group Box 404
Group Box 407
Group Box 408
Group Box 444
Note on M15: The retrofit achieves savings only if current capacity is more than enough. Typically the HVAC technician servicing this unit will know if there is a problem zone that is never satisfied. Alternately, trending of space temperature could establish if there is an unsatisfied zone.
Note on M18: Additional information available in the MZ to VV Scoping Guide spreadsheet "Detailed Field Inspection" tab
Note on L25: Refer to MZ-VV Technical Note or Design Guide to determine unit type. Only conventional and neutral deck units were field tested. If your unit is a Bypass (Texas Style), the Neural Deck is the closest approximation of available unit models.
Note on L42: Direct fired natural gas will not benefit from the coil valve control of the retrofit
Note on L45: The Auto-Generated Efficiency is based on answers from above. This can be overridden by providing an efficiency in the "User Provided Efficiency" box
Note on L52: The Auto-Generated Efficiency is based on answers from above. This can be overridden by providing an efficiency in the "User Provided Efficiency" box System distribution losses are based on how large the campus is, how old the system is, and how well the system is maintained. A larger and older campus may have losses higher than is assumed in the estimator. The typical range of distribution losses is: Hot Water: 1-10% Steam: 8-40%
Note on L54: The Auto-generated efficiency is calculated based on a combination of the auto-generated efficiency/losses unless user has provided efficiency/losses, in which case these user provided values are used instead
Note on L61: This is an estimatimation based on answers to above questions. Use the "User Provided Efficiency and losses" to input your own efficiency.
Note on L72: This is a recommendation based on answers to above questions. Use the "User Provided Losses" to input your own losses. System distribution losses are based on the size of the campus, the age of the system, and how well the system is maintained. Larger and older the campuses could have losses that are higher than those assumed in the estimator. The typical range of losses potential is 1-10%.
Note on L74: This is an estimation based on answers to above questions. Use the "User Provided Efficiency and losses" to input your own efficiency.
Note on O116: Autogenerated quantity is based on above answers (e.g. size of facility)
Note on Q116: RSMeans Overhead and Profit (O&P) included here, typically 10% each. Additional O&P can be added using the "Commissioning Costs" and "Additional Plus Up" values.
Note on M192: Be sure the system can accommodate an economizer. For example is the OA damper big enough to have increased air flow? How about existing exhaust/relief damper?
Note on Q223: RSMeans Overhead and Profit (O&P) included here, typically 10% each. Additional O&P can be added using the "Commissioning Costs" and "Additional Plus Up" values.
Note on W249: Red "X" indicates an measure package was selected and is being ignored.

## 8-Results Roll Up
Multizone to Variable Volume HVAC Controls Retrofit Costs and Savings Estimate - Results Roll Up
*Active unit description results are gathered here based on the number of descriptions chosen in the Location information tab.
NOTE: User does not edit/change the information on this tab. | [8 empty] | Today's Date: | 2022-08-01 10:39
Selected Measures Unit Roll Up | [13 empty] | Colum's V-AC should be hidden from user
Unit # | Baseline Energy Costs | First Cost Investment | Electric Savings (kWh/yr) | Natural Gas Savings (therms/yr) | Energy Cost Savings ($/yr) | Cost Savings (%) | Fuel Energy Savings (%) | SPB Simple Payback Period (years) | NPV Net Present Value | SIR Savings to Investment Ratio |  |  |  | Unit # | orig btus for unit | saved btu for unit
1 | 6872.5312 | 7190.1114 | 9709.682 | 1566.6657 | 2153.4364 | 31.33% | 39.11% | 3.3389 | 11493.0934 | 2.5985 | Col H notes: | Unit 1 is always active |  | 1 | 485245.3603 | 189796.0028
2 | 6872.5312 | 7190.1114 | 9709.682 | 1566.6657 | 2153.4364 | 31.33% | 39.11% | 3.3389 | 11493.0934 | 2.5985 |  | if # of units evaluated (from tab 2, G-15, >=2, copy the output from tab 4 (unit 2) |  | 2 | 485245.3603 | 189796.0028
3 | 6872.5312 | 7190.1114 | 9709.682 | 1566.6657 | 2153.4364 | 31.33% | 39.11% | 3.3389 | 11493.0934 | 2.5985 |  | if # of units evaluated (from tab 2, G-15, >=3, copy the output from tab 5 (unit 3) |  | 3 | 485245.3603 | 189796.0028
4 | 6872.5312 | 7190.1114 | 9709.682 | 1566.6657 | 2153.4364 | 31.33% | 39.11% | 3.3389 | 11493.0934 | 2.5985 |  |  |  | 4 | 485245.3603 | 189796.0028
5 | 6872.5312 | 7190.1114 | 9709.682 | 1566.6657 | 2153.4364 | 31.33% | 39.11% | 3.3389 | 11493.0934 | 2.5985 |  |  |  | 5 | 485245.3603 | 189796.0028
TOTAL | 34362.6559 | 35950.5569 | 48548.4102 | 7833.3284 | 10767.1822 | 31.33% | 39.11% | 3.3389 | 57465.467 | 2.5985 |  | The fuel savings percent is summing Btu totals from each unit's equation page, B47-D47, if that unit is an active model as indicated in the location information cell G15. |  | Total: | 2426226.8017 | 948980.0141 | If # units eval=5, sum B47-D47 on Estimator eqns 1-5
want coding to be decipherable in future, perhaps use line feeds in coding?, assign variable names? Applicable functions
All Measures Unit Roll Up | [11 empty] | also font size on tab2, G-15
Unit # | Baseline Energy Costs | First Cost Investment | Electric Savings (kWh/yr) | Natural Gas Savings (therms/yr) | Energy Cost Savings ($/yr) | Cost Savings (%) | Fuel Energy Savings (%) | SPB Simple Payback Period (years) | NPV Net Present Value | SIR Savings to Investment Ratio |  | note: if 2 units eval, use units1&2, how do we indicate this |  | Unit # | orig btus for unit | saved btu for unit
1 | 6872.5312 | 7190.1114 | 9709.682 | 1566.6657 | 2153.4364 | 31.33% | 39.11% | 3.3389 | 11493.0934 | 2.5985 |  | name variables |  | 1 | 485245.3603 | 189796.0028
2 | 6872.5312 | 7190.1114 | 9709.682 | 1566.6657 | 2153.4364 | 31.33% | 39.11% | 3.3389 | 11493.0934 | 2.5985 |  |  |  | 2 | 485245.3603 | 189796.0028
3 | 6872.5312 | 7190.1114 | 9709.682 | 1566.6657 | 2153.4364 | 31.33% | 39.11% | 3.3389 | 11493.0934 | 2.5985 |  |  |  | 3 | 485245.3603 | 189796.0028
4 | 6872.5312 | 7190.1114 | 9709.682 | 1566.6657 | 2153.4364 | 31.33% | 39.11% | 3.3389 | 11493.0934 | 2.5985 |  |  |  | 4 | 485245.3603 | 189796.0028
5 | 6872.5312 | 7190.1114 | 9709.682 | 1566.6657 | 2153.4364 | 31.33% | 39.11% | 3.3389 | 11493.0934 | 2.5985 |  |  |  | 5 | 485245.3603 | 189796.0028
TOTAL | 34362.6559 | 35950.5569 | 48548.4102 | 7833.3284 | 10767.1822 | 31.33% | 39.11% | 3.3389 | 57465.467 | 2.5985 |  |  |  | Total: | 2426226.8017 | 948980.0141
User Comments:

## Assumptions and Location
Calculator Assumptions and Climate Zone Selection
NOTE: User does not edit/change the information on this tab.
User defined Climate Zone Based on Location Information | [6 empty] | User defined Energy Rates Based on Location Information
# | Climate Zones | Example City 1 | Example City 2 | Example City 3 | Example City 4 |  | Electric Rate | 0.1054 | Q5
1 | Very Cold/Cold | Denver, CO | Chicago, IL | Albany, NY | Boise, ID |  | Nat Gas Rate | 0.7213 | Q6
2 | Mixed-Humid | Atlanta, GA | Washington, D.C. | Kansas City, MO | Nashville, TN
3 | Mixed-dry/Hot-dry | Phoenix, AZ | San Diego, CA | Albuquerque, NM | El Paso, TX |  | Location Selection
4 | Hot-humid | Miami, FL | New Orleans, LA | Houston, TX | Charleston, SC |  | City | Centralia | Q2
5 | Marine | Seattle, WA | Vancouver, WA | Portland, OR | San Francisco, CA |  | State | Illinois | Q1
[7 empty] | City, State | Centralia, Illinois | N/A
User Selected Input (Q3) | [6 empty] | Locality Adjustment | 100.8
# | Climate Zone | Example City 1 | Example City 2 | Example City 3 | Example City 4
2 | Mixed-Humid | Atlanta, GA | Washington, D.C. | Kansas City, MO | Nashville, TN
Building EUI DATA - Source CBECS 2012 Data | [7 empty] | Source - | https://www.eia.gov/consumption/commercial/data/2012/c&e/cfm/e2.php
Principal building activity | Total EUI | Space Heating | Cooling | Ventilation | Water Heating | Lighting | Cooking | Refrigeration | Office | Computing | Other | HVAC EUI
All buildings | 82 | 22.3 | 8.6 | 8.1 | 6.5 | 8.7 | 13.8 | 9.1 | 2.1 | 5.2 | 10.5 | 39
Education | 68.8 | 25 | 8.5 | 5.6 | 5.7 | 6.3 | 1.8 | 3.6 | 1.8 | 6.4 | 6.9 | 39.1
Food sales | 209.5 | 26.9 | 5.3 | 9.4 | 2.6 | 12.4 | 31.6 | 117.6 | 1.6 | 2 | 11.2 | 41.6
Food service | 282.7 | 27.2 | 18 | 17.2 | 25.3 | 10.2 | 120.9 | 62.4 | 4.1 | 2.7 | 11.7 | 62.4
Health care | 172.7 | 51.5 | 19.8 | 19.9 | 19.8 | 14.7 | 20 | 4.6 | 4 | 8.2 | 19.7 | 91.2
Inpatient | 231.1 | 70.2 | 30 | 19.3 | 33 | 16.7 | 21.8 | 6 | 5.1 | 9 | 24.9 | 119.5
Outpatient | 94.8 | 26.4 | 6.9 | 20.7 | 2.3 | 11.9 | 10.5 | 2.6 | 2.5 | 7.2 | 12.7 | 54
Lodging | 96.9 | 11.8 | 7.4 | 8.4 | 24.2 | 6.8 | 16.9 | 5.7 | 7.5 | 1.2 | 14.4 | 27.6
Mercantile | 89 | 17.1 | 8.2 | 10.8 | 6.1 | 12.4 | 11.3 | 18.5 | 1.6 | 2.1 | 9.1 | 36.1
Retail (other than mall) | 67 | 15.5 | 7.6 | 8.6 | 0.9 | 13.3 | 4.5 | 11.8 | 1.3 | 2 | 8.5 | 31.7
Enclosed and strip malls | 109.3 | 18.6 | 8.8 | 12.7 | 10.4 | 11.5 | 13.9 | 23.6 | 1.8 | 2.1 | 9.6 | 40.1
Office | 77.8 | 19.5 | 7.8 | 13.4 | 2.3 | 9.2 | Q | 2 | 2.3 | 10.5 | 9.6 | 40.7
Public assembly | 86.3 | 36.9 | 18.6 | 4.4 | 1.4 | 6.4 | 5.3 | 5 | 1.4 | 3 | 13.9 | 59.9
Public order and safety | 92.2 | 27.2 | 11.4 | 3.7 | 16.3 | 10.8 | 4.1 | 2.1 | 2.2 | 5.4 | 15.5 | 42.3
Religious worship | 38 | 17.2 | 3.6 | 2.9 | Q | 2.1 | 3.5 | 0.9 | 0.9 | 0.8 | 6.3 | 23.7
Service | 60.3 | 29.4 | 5.4 | 3.4 | 6 | 8.4 | 1.8 | 1.3 | 1 | 2 | 9.3 | 38.2
Warehouse and storage | 34.1 | 11.7 | 3.4 | 1.2 | 1.1 | 7 | Q | 5.4 | 0.6 | 1.5 | 6.9 | 16.3
Other | 145.1 | 36.9 | 14.4 | 8.5 | 1.2 | 19.3 | Q | 8.5 | 1.3 | 22.1 | 39.5 | 59.8
Vacant | 24.4 | 9.5 | 2.2 | 3.1 | 0.8 | 4.4 | Q | 1.3 | 0.5 | 1.3 | 7.5 | 14.8
Census region (1) and division | Total EUI | Space Heating | Cooling | Ventilation | Water Heating | Lighting | Cooking | Refrigeration | Office | Computing | Other | HVAC EUI
Northeast | 95.4 | 34.1 | 6.6 | 9 | 7 | 8.9 | 11.8 | 8.9 | 1.9 | 5.6 | 11.8 | 49.7
New England | 87.7 | 41 | 4.5 | 6.7 | 3.9 | 7.3 | 10.2 | 9.5 | 1.7 | 4.2 | 11.6 | 52.2
Middle Atlantic | 98.4 | 31.6 | 7.3 | 9.8 | 8 | 9.5 | 12.3 | 8.6 | 1.9 | 6.1 | 11.9 | 48.7
Midwest | 84.4 | 32.5 | 5.8 | 7.8 | 5.5 | 8.5 | 9.6 | 7.7 | 1.9 | 4.6 | 9.8 | 46.1
East North Central | 90.2 | 35.6 | 5.9 | 8.2 | 5.6 | 8.9 | 9.5 | 8 | 1.9 | 4.7 | 10.3 | 49.7
West North Central | 72.3 | 25.7 | 5.7 | 7 | 5.1 | 7.9 | 9.6 | 7 | 1.9 | 4.5 | 8.7 | 38.4
South | 77.7 | 13.4 | 12.5 | 8.1 | 6.1 | 9.1 | 14.3 | 9.7 | 2.3 | 5 | 10.4 | 34
South Atlantic | 77.1 | 12.9 | 12.1 | 8.1 | 5.8 | 8.8 | 13.5 | 10.1 | 2.5 | 5.4 | 10.3 | 33.1
East South Central | 76.5 | 15.9 | 9 | 7.8 | 7.7 | 8.5 | 13.9 | 9.2 | 2.5 | 4.1 | 9.1 | 32.7
West South Central | 79.2 | 13 | 14.9 | 8.2 | 5.9 | 9.7 | 16.1 | 9.2 | 1.9 | 4.8 | 11.3 | 36.1
West | 76.2 | 16.9 | 5.9 | 7.8 | 7.9 | 7.8 | 19.9 | 9.7 | 2.3 | 5.6 | 10.1 | 30.6
Mountain | 86.7 | 23.3 | 7.2 | 8.3 | 8 | 8.1 | Q | 8.3 | 2.9 | 5 | 9.6 | 38.8
Pacific | 72.4 | 14.4 | 5.4 | 7.6 | 7.9 | 7.7 | 19 | 10.3 | 2.2 | 5.8 | 10.3 | 27.4 | Multipliers for Regional Variations and Operating Hours
Climate region (2) | Total EUI | Space Heating | Cooling | Ventilation | Water Heating | Lighting | Cooking | Refrigeration | Office | Computing | Other | HVAC EUI | Heating | Cooling | Ventilation
Very cold/Cold | 87.8 | 34 | 4.9 | 8.1 | 5.7 | 8.4 | 11.9 | 8.6 | 2 | 4.8 | 10.5 | 47 | 1.5247 | 0.56977 | 1
Mixed-humid | 82.8 | 19.8 | 9.1 | 8.2 | 7.2 | 9 | 13.7 | 9 | 2.4 | 5.4 | 10.2 | 37.1 | 0.88789 | 1.0581 | 1.0123
Mixed-dry/Hot-dry | 68.4 | 11 | 7.5 | 6.8 | 7.9 | 7.4 | 20.8 | 9.4 | 2.1 | 5.6 | 9.6 | 25.3 | 0.49327 | 0.87209 | 0.83951
Hot-humid | 78.9 | 6.2 | 18.7 | 8.9 | 5.6 | 9.8 | 14.4 | 10.6 | 2.2 | 4.7 | 11.6 | 33.8 | 0.27803 | 2.1744 | 1.0988
Marine | 81.4 | 20 | 3.2 | 9.7 | 7.5 | 8.7 | 12.7 | 8.9 | 2.1 | 7.6 | 12 | 32.9 | 0.89686 | 0.37209 | 1.1975
Weekly operating hours | Total EUI | Space Heating | Cooling | Ventilation | Water Heating | Lighting | Cooking | Refrigeration | Office | Computing | Other | HVAC EUI | Heating | Cooling | Ventilation
Fewer than 40 | 34.9 | 17.4 | 4.1 | 1.4 | 2 | 3.1 | 3.8 | 3.4 | 1.4 | 3 | 5.3 | 22.9 | 0.78027 | 0.47674 | 0.17284
40 to 48 | 52.9 | 17.5 | 6.2 | 4.8 | 2.5 | 6.3 | 3.9 | 3 | 1.8 | 5.5 | 7.1 | 28.5 | 0.78475 | 0.72093 | 0.59259
49 to 60 | 61.6 | 19.5 | 6.8 | 6.9 | 2.6 | 7.3 | 4.9 | 3.7 | 1.7 | 6.2 | 8.4 | 33.2 | 0.87444 | 0.7907 | 0.85185
61 to 84 | 86.7 | 22.1 | 8.6 | 9.5 | 5.8 | 9 | 15.4 | 11.9 | 1.6 | 4.3 | 9.3 | 40.2 | 0.99103 | 1 | 1.1728
85 to 167 | 117.3 | 29.4 | 10.5 | 10.2 | 6.7 | 11.4 | 29.3 | 25 | 1.5 | 3.1 | 12.5 | 50.1 | 1.3184 | 1.2209 | 1.2593
Open Continuously | 128.1 | 28 | 13.4 | 12.6 | 16.6 | 12.4 | 19 | 10.6 | 4.1 | 6.1 | 18.1 | 54 | 1.2556 | 1.5581 | 1.5556
Conventional MZ multiplier | A multiplier on typical energy consumption is used to account for simultaneous heating and cooling of conventional multizones. Data from CERL units were adjusted to account for shell affects as presented in "Commercial Heating and Cooling Loads Component Analysis", LBL-37208, http://www.descoenergy.com/pdf/pdfnew2/Commercial%20HVAC%20Load%20Analysis.pdf. Adjusted office data showed cooling at 3.2X CBECS data and heating at 3.9X CBECS data. Adjusted conference room data showed cooling at 3.1X CBECS and heating at 7.1X CBECS. Averages of these ranges were used. | [5 empty] | clg multiplier: | 3.15 | htg multiplier: | 5.5
Heating Source Efficiency Assumptions
Heating System Equipment Type | Heating System Efficiencies | Typical Efficiency Value | Efficiency Range | Notes
Hot Water Boiler | Hot Water Non-Condensing | 80% | 75-88% | This includes 3-5% standby and jacket losses, 10.2% latent heat, 3-5% flue gas loss
| Hot Water Condensing | 92% | 85-99% | depending on operating conditions (return water temp), includes <1% standby and jacket losses, <1% flue gas loss, <2% latent heat loss
Steam Boiler | Steam | 82% | 65-84% | Lower efficiency if cast iron, no flue damper, or old burners
Indirect Fired Natural Gas | Indirect Fired Natural Gas | 82% | N/A | https://www.energy.gov/energysaver/furnaces-and-boilers
Cooling Source Efficiency and COP Assumptions |  |  | Source - | https://www.engproguides.com/ruleofthumbcalculator.pdf https://www.engineeringtoolbox.com/cop-eer-d_409.html
Cooling System Equipment Type | Typical Size Range | Typical Full Load Efficiency |  | COP | Notes
DX | <75 ton | 1.5 | kW/ton | 2.3467 | Includes chiller, pump, and other cooling system losses
Air-Cooled | 75-300 tons | 1.2 | kW/ton | 2.9333
Water-Cooled | >200 tons | 0.7 | kW/ ton | 5.0286
Heat Pump |  | 0.78 | kW/ton | 4.5128
Packaged Unit |  | 0.71 | kW/ton | 4.9577
Central Plant Distribution Loss Assumptions |  |  | Source - | https://sustainablecampus.cornell.edu/sites/default/files/2019-01/CNCEAR%20Cornell%20University%20-%20Appendix%20D%20-%20Campus%20District%20Heating%20System%20Evaluation.pdf
Heating/Cooling System Type | Min | Max | Small Typ | Medium Typ | Large Typ | Notes
Steam System | 8% | 40% | 10% | 20% | 30% | larger older campuses have higher losses
HW System | 1% | 10% | 2% | 5% | 8%
Chilled Water Plant | 1% | 10% | 2% | 5% | 8%
Additional Savings Calculation Assumptions
RCx (including econ) Svgs (htg, clg, fan) | Econ only Svgs (clg) | Scheduling Svgs (htg, clg, fan) | DDC Upgrade Svgs (htg, clg, fan)
16% | 7% | 8% | 20%
Cost, RCx for htg+ clg ($/sf) | Cost add of econ clg ($) | Cost adding Scheduling for htg+clg | Cost DDC upgrade for htg+clg (/sf)
1 | 500 | 500 | 3.5
Fan Efficiency Assumptions
Fan HP Range |  | Efficiency - Old | Efficiency - New
5 | 39 | 88% | 91%
40 | 125 | 91% | 94%
126 |  | 92% | 94%
Commissioning Costs | Microsoft Word - New const cost guidelines- February 2002 revision.doc (lbl.gov)

## Estimator 1 Equations
Estimator Unit 1 Equations and User Input Selections | [10 empty] | Unit #1
User Inputs |  |  |  | Primary Building Activity Type Selection
Building Activity Selected | Office | Q9 |  | # | Building Activity
Climate Zone | Mixed-Humid | Q3 |  | 1 | Education
Electric Rate | 0.1054 | Q* 5 |  | 2 | Food Sales
Nat Gas Rate | 0.7213 | Q6 |  | 3 | Food Service
Multizone Type: | Conventional | Q16 |  | 4 | Health Care
DCV Strategy | w/o dcv | Q36 |  | 5 | Lodging
Concantenated type | Conventional w/o dcv | N/A |  | 6 | Mercantile
Unit Square Footage | 3600 | Q20 |  | 7 | Office
Heat Source & Type | Hot Water Non-Condensing | Q24, Q??, Q?? |  | 8 | Public Assembly
Heating Central Plant | 0 | Q26, Q27 |  | 9 | Public Order and Safety
Chiller Source | Air-Cooled | Q30, Q?? |  | 10 | Religious Worship
Cooling Central Plant | Non-Central Plant | Q32 |  | 11 | Service
Pre-Retrofit Weekly Operating Hours | 55 | Q52 | 49 to 60 | 12 | Warehouse and Storage
Post-Retrofit Weekly Operating Hours | 55 | Q53 | 49 to 60 | 13 | Other
|  |  |  | 14 | Vacant
Cost Assumptions
Controls $/SF | 3.5
Interest Rate | 3%
Electric Escalation | 0.9978
Natural Gas Escalation | 1.0094
Selected Multizone Type Selection With and Without DCV Savings Assumptions (Q11 and Q45)
System Type | HW Savings | CHW Savings | Fan Savings
Conventional w/o dcv | 45.7% | 13.55% | 40.9%
Conventional w/ dcv | 56.9% | 13.2% | 45.4%
Neutral Deck w/o dcv | 12.7% | 26.4% | 83.3%
Neutral Deck w/ dcv | 39% | 40.6% | 87.5%
MZ Type and DCV Strategy Selectors for Equations
MZ Type |  | DCV Strategy
1 | Conventional | 1 | w/o dcv
2 | Neutral Deck | 2 | w/ dcv
3 | Bypass | 3 | w/ dcv
Cost Saving Equations: |  |  |  |  | Unit Hydronic Specific Inputs
Energy Use Ratio ( Region Energy in kbtu/sf divided by All building Energy) |  |  |  |  | Heating Water System |  | Chilled Water System
Equation Step Description | Plant Htg | Plant Clg | Plant Fan |  | Equation Step Description | Efficiency | Equation Step Description | kW/ton | COP
Energy Use by bldg Type | 19.5 | 7.8 | 13.4 |  | Heat Source Efficiency Calculated | 80% | Chiller Efficiency Calculated | 1.2 | 2.9333
Region Multiplier | 0.88789 | 1.0581 | 1.0123 |  | Heat Source Efficiency Override | -- | Chiller Efficiency Override | -- | --
Weekly Operating Hour Multiplier | 1 | 1 | 1 |  | Heat Source Efficiency Used | 80% | Chiller Efficiency Used | 1.2 | 2.9333
Regionally Adjusted CBECS | 17.3139 | 8.2535 | 13.5654 |  | Heating System Distribution Input | 0% | Cooling System Distribution Input | 0
Correction for Conventional MZ units | 95.2265 | 25.9985 | 13.5654 |  | Heating System Distribution Calculated | 0% | Cooling System Distribution Calculated | 0%
Square Footage | 3600 | 3600 | 3600 |  | Heating System Distribution Override | -- | Cooling System Distribution Override | --
Plant fuel use (kBtu) | 342815.2466 | 93594.5581 | 48835.5556 |  | Heating System Distribution Used | 0% | Cooling System Distribution Used | 0%
Plant fuel billing units (therms and kWh) | 3428.1525 | 27430.9959 | 14312.8826 | xchk | Heating System Efficiency Calculated | 80% | Cooling System Efficiency calculated | 1.2 | 2.9333
Billing Costs | 2472.7264 | 2891.227 | 1508.5778 | 6872.5312 | Heating System Efficiency Override | -- | Cooling System Efficiency Override | -- | --
CBECS Plan Efficiencies | 80% | 2.9 | 1 |  | Heating System Efficiency Used | 80% | Cooling System Efficiency used | 1.2 | 2.9333
Delivered (kBtu) | 274252.1973 | 271424.2186 | 48835.5556
Svgs Retrofit lookup | 45.7% | 13.55% | 40.9%
Delivered Savings at Eqmt | 125333.2542 | 36777.9816 | 19973.7422 |  | Premium Motor Calculations
Local plant effic | 80% | 2.9333 | 0.97 |  | Supply Fan |  | Return Fan
Fuel savings (kBtu) | 156666.5677 | 12537.9483 | 20591.4868 |  | Hours On (55hr/wk) | 2860 | Hours On (55hr/wk) | 2860
Plant Savings in billing units (therms or kWh) | 1566.6657 | 3674.6625 | 6035.0196 |  | HP | 5 | HP | 0
Cost savings | 1130.036 | 387.3094 | 636.0911 | 2153.4364 | Existing Motor Efficiency | 88% | Existing Motor Efficiency | 88%
Fuel Savings as % of plant billing units | 45.7% | 13.4% | 42.16% |  | New Motor Efficiency | 91% | New Motor Efficiency | 91%
Fuel cost svgs as % of total HVAC utility bill | 16.44% | 5.636% | 9.256% | 31.33% | Existing Electric use (kWh/yr) | 12122.5 | Existing Electric use (kWh/yr) | 0
[5 empty] | Energy Savings (kWh/yr) | 320.034 | Energy Savings (kWh/yr) | 0
[5 empty] | Used Energy Savings | 0 | Used Energy Savings | 0
[5 empty] | Cost Savings / yr | 33.7316 | Cost Savings / yr | 0
[5 empty] | Used Cost Savings | 0 | Used Cost Savings | 0
Economic Calculations Based on Inputs
Unit Retrofit Options |  | SIR Calculation | NPV Calculation | 0 | 1 | 2 | 3 | 4 | 5 | 6 | 7 | 8 | 9 | 10 | Alt SIR
Basic Retrofit | Natural Gas |  |  |  | 1130.036 | 1140.6583 | 1151.3805 | 1162.2035 | 1173.1282 | 1184.1556 | 1195.2866 | 1206.5223 | 1217.8636 | 1229.3116
| Electric |  |  |  | 1023.4005 | 1021.149 | 1018.9025 | 1016.6609 | 1014.4242 | 1012.1925 | 1009.9657 | 1007.7438 | 1005.5267 | 1003.3146
| Total | 2.5985 | 11493.0934 | -7190.1114 | 2153.4364 | 2161.8073 | 2170.283 | 2178.8643 | 2187.5524 | 2196.3481 | 2205.2523 | 2214.2661 | 2223.3904 | 2232.6261 | 2.5985
RCx | Natural Gas |  |  |  | 395.6362 | 399.3552 | 403.1091 | 406.8984 | 410.7232 | 414.584 | 418.4811 | 422.4148 | 426.3855 | 430.3935
| Electric |  |  |  | 703.9688 | 702.42 | 700.8747 | 699.3328 | 697.7943 | 696.2591 | 694.7273 | 693.1989 | 691.6739 | 690.1522
| Total | #DIV/0! | 9462.3175 | 0 | 1099.605 | 1101.7752 | 1103.9839 | 1106.2312 | 1108.5175 | 1110.8431 | 1113.2084 | 1115.6138 | 1118.0594 | 1120.5458 | #DIV/0!
Schedule | Natural Gas |  |  |  | 197.8181 | 199.6776 | 201.5546 | 203.4492 | 205.3616 | 207.292 | 209.2405 | 211.2074 | 213.1928 | 215.1968
| Electric |  |  |  | 351.9844 | 351.21 | 350.4374 | 349.6664 | 348.8971 | 348.1296 | 347.3637 | 346.5995 | 345.837 | 345.0761
| Total | #DIV/0! | 4731.1588 | 0 | 549.8025 | 550.8876 | 551.9919 | 553.1156 | 554.2587 | 555.4216 | 556.6042 | 557.8069 | 559.0297 | 560.2729 | #DIV/0!
Economizer Add | Natural Gas |  |  |  | 0 | 0 | 0 | 0 | 0 | 0 | 0 | 0 | 0 | 0
| Electric |  |  |  | 202.3859 | 201.9406 | 201.4964 | 201.0531 | 200.6108 | 200.1694 | 199.729 | 199.2896 | 198.8512 | 198.4137
| Total | #DIV/0! | 1710.3181 | 0 | 202.3859 | 201.9406 | 201.4964 | 201.0531 | 200.6108 | 200.1694 | 199.729 | 199.2896 | 198.8512 | 198.4137 | #DIV/0!
DDC Upgrade | Natural Gas |  |  |  | 494.5453 | 499.194 | 503.8864 | 508.623 | 513.404 | 518.23 | 523.1014 | 528.0185 | 532.9819 | 537.9919
| Electric |  |  |  | 879.961 | 878.025 | 876.0934 | 874.166 | 872.2428 | 870.3239 | 868.4092 | 866.4987 | 864.5924 | 862.6903
| Total | #DIV/0! | 11827.8969 | 0 | 1374.5062 | 1377.219 | 1379.9798 | 1382.7889 | 1385.6468 | 1388.5539 | 1391.5105 | 1394.5172 | 1397.5743 | 1400.6822 | #DIV/0!
Premium Efficiency Motor |  | #DIV/0! | 0 | 0 | 0 | 0 | 0 | 0 | 0 | 0 | 0 | 0 | 0 | 0
Additional Add-ons |  | #REF! | #REF! | #REF! | #REF! | #REF! | #REF! | #REF! | #REF! | #REF! | #REF! | #REF! | #REF! | #REF!
Selected VV Package | Natural Gas |  |  |  | 1130.036 | 1140.6583 | 1151.3805 | 1162.2035 | 1173.1282 | 1184.1556 | 1195.2866 | 1206.5223 | 1217.8636 | 1229.3116
| Electric |  |  |  | 1023.4005 | 1021.149 | 1018.9025 | 1016.6609 | 1014.4242 | 1012.1925 | 1009.9657 | 1007.7438 | 1005.5267 | 1003.3146
| Total | 2.5985 | 11493.0934 | -7190.1114 | 2153.4364 | 2161.8073 | 2170.283 | 2178.8643 | 2187.5524 | 2196.3481 | 2205.2523 | 2214.2661 | 2223.3904 | 2232.6261
All VV Package | Natural Gas |  |  |  | 1130.036 | 1140.6583 | 1151.3805 | 1162.2035 | 1173.1282 | 1184.1556 | 1195.2866 | 1206.5223 | 1217.8636 | 1229.3116 | #DIV/0!
| Electric |  |  |  | 1023.4005 | 1021.149 | 1018.9025 | 1016.6609 | 1014.4242 | 1012.1925 | 1009.9657 | 1007.7438 | 1005.5267 | 1003.3146 | #DIV/0!
| Total | 2.5985 | 11493.0934 | -7190.1114 | 2153.4364 | 2161.8073 | 2170.283 | 2178.8643 | 2187.5524 | 2196.3481 | 2205.2523 | 2214.2661 | 2223.3904 | 2232.6261 | 2.5985

## Estimator 2 Equations
Estimator Unit 2 Equations and User Input Selections | [10 empty] | Unit #1
User Inputs |  |  |  | Primary Building Activity Type Selection
Building Activity Selected | Office | Q9 |  | # | Building Activity
Climate Zone | Mixed-Humid | Q3 |  | 1 | Education
Electric Rate | 0.1054 | Q* 5 |  | 2 | Food Sales
Nat Gas Rate | 0.7213 | Q6 |  | 3 | Food Service
Multizone Type: | Conventional | Q16 |  | 4 | Health Care
DCV Strategy | w/o dcv | Q36 |  | 5 | Lodging
Concantenated type | Conventional w/o dcv | N/A |  | 6 | Mercantile
Unit Square Footage | 3600 | Q20 |  | 7 | Office
Heat Source & Type | Hot Water Non-Condensing | Q24, Q??, Q?? |  | 8 | Public Assembly
Heating Central Plant | 0 | Q26, Q27 |  | 9 | Public Order and Safety
Chiller Source | Air-Cooled | Q30, Q?? |  | 10 | Religious Worship
Cooling Central Plant | Non-Central Plant | Q32 |  | 11 | Service
Pre-Retrofit Weekly Operating Hours | 55 | Q52 | 49 to 60 | 12 | Warehouse and Storage
Post-Retrofit Weekly Operating Hours | 55 | Q53 | 49 to 60 | 13 | Other
|  |  |  | 14 | Vacant
Cost Assumptions
Controls $/SF | 3.5
Interest Rate | 3%
Electric Escalation | 0.9978
Natural Gas Escalation | 1.0094
Selected Multizone Type Selection With and Without DCV Savings Assumptions (Q11 and Q45)
System Type | HW Savings | CHW Savings | Fan Savings
Conventional w/o dcv | 45.7% | 13.55% | 40.9%
Conventional w/ dcv | 56.9% | 13.2% | 45.4%
Neutral Deck w/o dcv | 12.7% | 26.4% | 83.3%
Neutral Deck w/ dcv | 39% | 40.6% | 87.5%
MZ Type and DCV Strategy Selectors for Equations
MZ Type |  | DCV Strategy
1 | Conventional | 1 | w/o dcv
2 | Neutral Deck | 2 | w/ dcv
3 | Bypass | 3 | w/ dcv
Cost Saving Equations: |  |  |  |  | Unit Hydronic Specific Inputs
Energy Use Ratio ( Region Energy in kbtu/sf divided by All building Energy) |  |  |  |  | Heating Water System |  | Chilled Water System
Equation Step Description | Plant Htg | Plant Clg | Plant Fan |  | Equation Step Description | Efficiency | Equation Step Description | kW/ton | COP
Energy Use by bldg Type | 19.5 | 7.8 | 13.4 |  | Heat Source Efficiency Calculated | 80% | Chiller Efficiency Calculated | 1.2 | 2.9333
Region Multiplier | 0.88789 | 1.0581 | 1.0123 |  | Heat Source Efficiency Override | -- | Chiller Efficiency Override | -- | --
Weekly Operating Hour Multiplier | 1 | 1 | 1 |  | Heat Source Efficiency Used | 80% | Chiller Efficiency Used | 1.2 | 2.9333
Regionally Adjusted CBECS | 17.3139 | 8.2535 | 13.5654 |  | Heating System Distribution Input | 0% | Cooling System Distribution Input | 0
Correction for Conventional MZ units | 95.2265 | 25.9985 | 13.5654 |  | Heating System Distribution Calculated | 0% | Cooling System Distribution Calculated | 0%
Square Footage | 3600 | 3600 | 3600 |  | Heating System Distribution Override | -- | Cooling System Distribution Override | --
Plant fuel use (kBtu) | 342815.2466 | 93594.5581 | 48835.5556 |  | Heating System Distribution Used | 0% | Cooling System Distribution Used | 0%
Plant fuel billing units (therms and kWh) | 3428.1525 | 27430.9959 | 14312.8826 | xchk | Heating System Efficiency Calculated | 80% | Cooling System Efficiency calculated | 1.2 | 2.9333
Billing Costs | 2472.7264 | 2891.227 | 1508.5778 | 6872.5312 | Heating System Efficiency Override | -- | Cooling System Efficiency Override | -- | --
CBECS Plan Efficiencies | 80% | 2.9 | 1 |  | Heating System Efficiency Used | 80% | Cooling System Efficiency used | 1.2 | 2.9333
Delivered (kBtu) | 274252.1973 | 271424.2186 | 48835.5556
Svgs Retrofit lookup | 45.7% | 13.55% | 40.9%
Delivered Savings at Eqmt | 125333.2542 | 36777.9816 | 19973.7422 |  | Premium Motor Calculations
Local plant effic | 80% | 2.9333 | 0.97 |  | Supply Fan |  | Return Fan
Fuel savings (kBtu) | 156666.5677 | 12537.9483 | 20591.4868 |  | Hours On (55hr/wk) | 2860 | Hours On (55hr/wk) | 2860
Plant Savings in billing units (therms or kWh) | 1566.6657 | 3674.6625 | 6035.0196 |  | HP | 5 | HP | 0
Cost savings | 1130.036 | 387.3094 | 636.0911 | 2153.4364 | Existing Motor Efficiency | 88% | Existing Motor Efficiency | 88%
Fuel Savings as % of plant billing units | 45.7% | 13.4% | 42.16% |  | New Motor Efficiency | 91% | New Motor Efficiency | 91%
Fuel cost svgs as % of total HVAC utility bill | 16.44% | 5.636% | 9.256% | 31.33% | Existing Electric use (kWh/yr) | 12122.5 | Existing Electric use (kWh/yr) | 0
[5 empty] | Energy Savings (kWh/yr) | 320.034 | Energy Savings (kWh/yr) | 0
[5 empty] | Used Energy Savings | 0 | Used Energy Savings | 0
[5 empty] | Cost Savings / yr | 33.7316 | Cost Savings / yr | 0
[5 empty] | Used Cost Savings | 0 | Used Cost Savings | 0
Economic Calculations Based on Inputs
Unit Retrofit Options |  | SIR Calculation | NPV Calculation | 0 | 1 | 2 | 3 | 4 | 5 | 6 | 7 | 8 | 9 | 10 | Alt SIR
Basic Retrofit | Natural Gas |  |  |  | 1130.036 | 1140.6583 | 1151.3805 | 1162.2035 | 1173.1282 | 1184.1556 | 1195.2866 | 1206.5223 | 1217.8636 | 1229.3116
| Electric |  |  |  | 1023.4005 | 1021.149 | 1018.9025 | 1016.6609 | 1014.4242 | 1012.1925 | 1009.9657 | 1007.7438 | 1005.5267 | 1003.3146
| Total | 2.5985 | 11493.0934 | -7190.1114 | 2153.4364 | 2161.8073 | 2170.283 | 2178.8643 | 2187.5524 | 2196.3481 | 2205.2523 | 2214.2661 | 2223.3904 | 2232.6261 | 2.5985
RCx | Natural Gas |  |  |  | 395.6362 | 399.3552 | 403.1091 | 406.8984 | 410.7232 | 414.584 | 418.4811 | 422.4148 | 426.3855 | 430.3935
| Electric |  |  |  | 703.9688 | 702.42 | 700.8747 | 699.3328 | 697.7943 | 696.2591 | 694.7273 | 693.1989 | 691.6739 | 690.1522
| Total | #DIV/0! | 9462.3175 | 0 | 1099.605 | 1101.7752 | 1103.9839 | 1106.2312 | 1108.5175 | 1110.8431 | 1113.2084 | 1115.6138 | 1118.0594 | 1120.5458 | #DIV/0!
Schedule | Natural Gas |  |  |  | 197.8181 | 199.6776 | 201.5546 | 203.4492 | 205.3616 | 207.292 | 209.2405 | 211.2074 | 213.1928 | 215.1968
| Electric |  |  |  | 351.9844 | 351.21 | 350.4374 | 349.6664 | 348.8971 | 348.1296 | 347.3637 | 346.5995 | 345.837 | 345.0761
| Total | #DIV/0! | 4731.1588 | 0 | 549.8025 | 550.8876 | 551.9919 | 553.1156 | 554.2587 | 555.4216 | 556.6042 | 557.8069 | 559.0297 | 560.2729 | #DIV/0!
Economizer Add | Natural Gas |  |  |  | 0 | 0 | 0 | 0 | 0 | 0 | 0 | 0 | 0 | 0
| Electric |  |  |  | 202.3859 | 201.9406 | 201.4964 | 201.0531 | 200.6108 | 200.1694 | 199.729 | 199.2896 | 198.8512 | 198.4137
| Total | #DIV/0! | 1710.3181 | 0 | 202.3859 | 201.9406 | 201.4964 | 201.0531 | 200.6108 | 200.1694 | 199.729 | 199.2896 | 198.8512 | 198.4137 | #DIV/0!
DDC Upgrade | Natural Gas |  |  |  | 494.5453 | 499.194 | 503.8864 | 508.623 | 513.404 | 518.23 | 523.1014 | 528.0185 | 532.9819 | 537.9919
| Electric |  |  |  | 879.961 | 878.025 | 876.0934 | 874.166 | 872.2428 | 870.3239 | 868.4092 | 866.4987 | 864.5924 | 862.6903
| Total | #DIV/0! | 11827.8969 | 0 | 1374.5062 | 1377.219 | 1379.9798 | 1382.7889 | 1385.6468 | 1388.5539 | 1391.5105 | 1394.5172 | 1397.5743 | 1400.6822 | #DIV/0!
Premium Efficiency Motor |  | #DIV/0! | 0 | 0 | 0 | 0 | 0 | 0 | 0 | 0 | 0 | 0 | 0 | 0
Additional Add-ons |  | #REF! | #REF! | #REF! | #REF! | #REF! | #REF! | #REF! | #REF! | #REF! | #REF! | #REF! | #REF! | #REF!
Selected VV Package | Natural Gas |  |  |  | 1130.036 | 1140.6583 | 1151.3805 | 1162.2035 | 1173.1282 | 1184.1556 | 1195.2866 | 1206.5223 | 1217.8636 | 1229.3116
| Electric |  |  |  | 1023.4005 | 1021.149 | 1018.9025 | 1016.6609 | 1014.4242 | 1012.1925 | 1009.9657 | 1007.7438 | 1005.5267 | 1003.3146
| Total | 2.5985 | 11493.0934 | -7190.1114 | 2153.4364 | 2161.8073 | 2170.283 | 2178.8643 | 2187.5524 | 2196.3481 | 2205.2523 | 2214.2661 | 2223.3904 | 2232.6261
All VV Package | Natural Gas |  |  |  | 1130.036 | 1140.6583 | 1151.3805 | 1162.2035 | 1173.1282 | 1184.1556 | 1195.2866 | 1206.5223 | 1217.8636 | 1229.3116 | #DIV/0!
| Electric |  |  |  | 1023.4005 | 1021.149 | 1018.9025 | 1016.6609 | 1014.4242 | 1012.1925 | 1009.9657 | 1007.7438 | 1005.5267 | 1003.3146 | #DIV/0!
| Total | 2.5985 | 11493.0934 | -7190.1114 | 2153.4364 | 2161.8073 | 2170.283 | 2178.8643 | 2187.5524 | 2196.3481 | 2205.2523 | 2214.2661 | 2223.3904 | 2232.6261 | 2.5985

## Estimator 3 Equations
Estimator Unit 3 Equations and User Input Selections | [10 empty] | Unit #1
User Inputs |  |  |  | Primary Building Activity Type Selection
Building Activity Selected | Office | Q9 |  | # | Building Activity
Climate Zone | Mixed-Humid | Q3 |  | 1 | Education
Electric Rate | 0.1054 | Q* 5 |  | 2 | Food Sales
Nat Gas Rate | 0.7213 | Q6 |  | 3 | Food Service
Multizone Type: | Conventional | Q?? |  | 4 | Health Care
DCV Strategy | w/o dcv | Q36 |  | 5 | Lodging
Concantenated type | Conventional w/o dcv | N/A |  | 6 | Mercantile
Unit Square Footage | 3600 | Q20 |  | 7 | Office
Heat Source & Type | Hot Water Non-Condensing | Q24, Q??, Q?? |  | 8 | Public Assembly
Heating Central Plant | 0 | Q26, Q27 |  | 9 | Public Order and Safety
Chiller Source | Air-Cooled | Q30, Q?? |  | 10 | Religious Worship
Cooling Central Plant | Non-Central Plant | Q32 |  | 11 | Service
Pre-Retrofit Weekly Operating Hours | 55 | Q52 | 49 to 60 | 12 | Warehouse and Storage
Post-Retrofit Weekly Operating Hours | 55 | Q53 | 49 to 60 | 13 | Other
|  |  |  | 14 | Vacant
Cost Assumptions
Controls $/SF | 3.5
Interest Rate | 3%
Electric Escalation | 0.9978
Natural Gas Escalation | 1.0094
Selected Multizone Type Selection With and Without DCV Savings Assumptions (Q11 and Q45)
System Type | HW Savings | CHW Savings | Fan Savings
Conventional w/o dcv | 45.7% | 13.55% | 40.9%
Conventional w/ dcv | 56.9% | 13.2% | 45.4%
Neutral Deck w/o dcv | 12.7% | 26.4% | 83.3%
Neutral Deck w/ dcv | 39% | 40.6% | 87.5%
MZ Type and DCV Strategy Selectors for Equations
MZ Type |  | DCV Strategy
1 | Conventional | 1 | w/o dcv
2 | Neutral Deck | 2 | w/ dcv
3 | Bypass | 3 | w/ dcv
Cost Saving Equations: |  |  |  |  | Unit Hydronic Specific Inputs
Energy Use Ratio ( Region Energy in kbtu/sf divided by All building Energy) |  |  |  |  | Heating Water System |  | Chilled Water System
Equation Step Description | Plant Htg | Plant Clg | Plant Fan |  | Equation Step Description | Efficiency | Equation Step Description | kW/ton | COP
Energy Use by bldg Type | 19.5 | 7.8 | 13.4 |  | Heat Source Efficiency Calculated | 80% | Chiller Efficiency Calculated | 1.2 | 2.9333
Region Multiplier | 0.88789 | 1.0581 | 1.0123 |  | Heat Source Efficiency Override | -- | Chiller Efficiency Override | -- | --
Weekly Operating Hour Multiplier | 1 | 1 | 1 |  | Heat Source Efficiency Used | 80% | Chiller Efficiency Used | 1.2 | 2.9333
Regionally Adjusted CBECS | 17.3139 | 8.2535 | 13.5654 |  | Heating System Distribution Input | 0% | Cooling System Distribution Input | 0
Correction for Conventional MZ units | 95.2265 | 25.9985 | 13.5654 |  | Heating System Distribution Calculated | 0% | Cooling System Distribution Calculated | 0%
Square Footage | 3600 | 3600 | 3600 |  | Heating System Distribution Override | -- | Cooling System Distribution Override | --
Plant fuel use (kBtu) | 342815.2466 | 93594.5581 | 48835.5556 |  | Heating System Distribution Used | 0% | Cooling System Distribution Used | 0%
Plant fuel billing units (therms and kWh) | 3428.1525 | 27430.9959 | 14312.8826 | xchk | Heating System Efficiency Calculated | 80% | Cooling System Efficiency calculated | 1.2 | 2.9333
Billing Costs | 2472.7264 | 2891.227 | 1508.5778 | 6872.5312 | Heating System Efficiency Override | -- | Cooling System Efficiency Override | -- | --
CBECS Plan Efficiencies | 80% | 2.9 | 1 |  | Heating System Efficiency Used | 80% | Cooling System Efficiency used | 1.2 | 2.9333
Delivered (kBtu) | 274252.1973 | 271424.2186 | 48835.5556
Svgs Retrofit lookup | 45.7% | 13.55% | 40.9%
Delivered Savings at Eqmt | 125333.2542 | 36777.9816 | 19973.7422 |  | Premium Motor Calculations
Local plant effic | 80% | 2.9333 | 0.97 |  | Supply Fan |  | Return Fan
Fuel savings (kBtu) | 156666.5677 | 12537.9483 | 20591.4868 |  | Hours On (55hr/wk) | 2860 | Hours On (55hr/wk) | 2860
Plant Savings in billing units (therms or kWh) | 1566.6657 | 3674.6625 | 6035.0196 |  | HP | 5 | HP | 0
Cost savings | 1130.036 | 387.3094 | 636.0911 | 2153.4364 | Existing Motor Efficiency | 88% | Existing Motor Efficiency | 88%
Fuel Savings as % of plant billing units | 45.7% | 13.4% | 42.16% |  | New Motor Efficiency | 91% | New Motor Efficiency | 91%
Fuel cost svgs as % of total HVAC utility bill | 16.44% | 5.636% | 9.256% | 31.33% | Existing Electric use (kWh/yr) | 12122.5 | Existing Electric use (kWh/yr) | 0
[5 empty] | Energy Savings (kWh/yr) | 320.034 | Energy Savings (kWh/yr) | 0
[5 empty] | Used Energy Savings | 0 | Used Energy Savings | 0
[5 empty] | Cost Savings / yr | 33.7316 | Cost Savings / yr | 0
[5 empty] | Used Cost Savings | 0 | Used Cost Savings | 0
Economic Calculations Based on Inputs
Unit Retrofit Options |  | SIR Calculation | NPV Calculation | 0 | 1 | 2 | 3 | 4 | 5 | 6 | 7 | 8 | 9 | 10 | Alt SIR
Basic Retrofit | Natural Gas |  |  |  | 1130.036 | 1140.6583 | 1151.3805 | 1162.2035 | 1173.1282 | 1184.1556 | 1195.2866 | 1206.5223 | 1217.8636 | 1229.3116
| Electric |  |  |  | 1023.4005 | 1021.149 | 1018.9025 | 1016.6609 | 1014.4242 | 1012.1925 | 1009.9657 | 1007.7438 | 1005.5267 | 1003.3146
| Total | 2.5985 | 11493.0934 | -7190.1114 | 2153.4364 | 2161.8073 | 2170.283 | 2178.8643 | 2187.5524 | 2196.3481 | 2205.2523 | 2214.2661 | 2223.3904 | 2232.6261 | 2.5985
RCx | Natural Gas |  |  |  | 395.6362 | 399.3552 | 403.1091 | 406.8984 | 410.7232 | 414.584 | 418.4811 | 422.4148 | 426.3855 | 430.3935
| Electric |  |  |  | 703.9688 | 702.42 | 700.8747 | 699.3328 | 697.7943 | 696.2591 | 694.7273 | 693.1989 | 691.6739 | 690.1522
| Total | #DIV/0! | 9462.3175 | 0 | 1099.605 | 1101.7752 | 1103.9839 | 1106.2312 | 1108.5175 | 1110.8431 | 1113.2084 | 1115.6138 | 1118.0594 | 1120.5458 | #DIV/0!
Schedule | Natural Gas |  |  |  | 197.8181 | 199.6776 | 201.5546 | 203.4492 | 205.3616 | 207.292 | 209.2405 | 211.2074 | 213.1928 | 215.1968
| Electric |  |  |  | 351.9844 | 351.21 | 350.4374 | 349.6664 | 348.8971 | 348.1296 | 347.3637 | 346.5995 | 345.837 | 345.0761
| Total | #DIV/0! | 4731.1588 | 0 | 549.8025 | 550.8876 | 551.9919 | 553.1156 | 554.2587 | 555.4216 | 556.6042 | 557.8069 | 559.0297 | 560.2729 | #DIV/0!
Economizer Add | Natural Gas |  |  |  | 0 | 0 | 0 | 0 | 0 | 0 | 0 | 0 | 0 | 0
| Electric |  |  |  | 202.3859 | 201.9406 | 201.4964 | 201.0531 | 200.6108 | 200.1694 | 199.729 | 199.2896 | 198.8512 | 198.4137
| Total | #DIV/0! | 1710.3181 | 0 | 202.3859 | 201.9406 | 201.4964 | 201.0531 | 200.6108 | 200.1694 | 199.729 | 199.2896 | 198.8512 | 198.4137 | #DIV/0!
DDC Upgrade | Natural Gas |  |  |  | 494.5453 | 499.194 | 503.8864 | 508.623 | 513.404 | 518.23 | 523.1014 | 528.0185 | 532.9819 | 537.9919
| Electric |  |  |  | 879.961 | 878.025 | 876.0934 | 874.166 | 872.2428 | 870.3239 | 868.4092 | 866.4987 | 864.5924 | 862.6903
| Total | #DIV/0! | 11827.8969 | 0 | 1374.5062 | 1377.219 | 1379.9798 | 1382.7889 | 1385.6468 | 1388.5539 | 1391.5105 | 1394.5172 | 1397.5743 | 1400.6822 | #DIV/0!
Premium Efficiency Motor |  | #DIV/0! | 0 | 0 | 0 | 0 | 0 | 0 | 0 | 0 | 0 | 0 | 0 | 0
Additional Add-ons |  | #REF! | #REF! | #REF! | #REF! | #REF! | #REF! | #REF! | #REF! | #REF! | #REF! | #REF! | #REF! | #REF!
Selected VV Package | Natural Gas |  |  |  | 1130.036 | 1140.6583 | 1151.3805 | 1162.2035 | 1173.1282 | 1184.1556 | 1195.2866 | 1206.5223 | 1217.8636 | 1229.3116
| Electric |  |  |  | 1023.4005 | 1021.149 | 1018.9025 | 1016.6609 | 1014.4242 | 1012.1925 | 1009.9657 | 1007.7438 | 1005.5267 | 1003.3146
| Total | 2.5985 | 11493.0934 | -7190.1114 | 2153.4364 | 2161.8073 | 2170.283 | 2178.8643 | 2187.5524 | 2196.3481 | 2205.2523 | 2214.2661 | 2223.3904 | 2232.6261
All VV Package | Natural Gas |  |  |  | 1130.036 | 1140.6583 | 1151.3805 | 1162.2035 | 1173.1282 | 1184.1556 | 1195.2866 | 1206.5223 | 1217.8636 | 1229.3116 | #DIV/0!
| Electric |  |  |  | 1023.4005 | 1021.149 | 1018.9025 | 1016.6609 | 1014.4242 | 1012.1925 | 1009.9657 | 1007.7438 | 1005.5267 | 1003.3146 | #DIV/0!
| Total | 2.5985 | 11493.0934 | -7190.1114 | 2153.4364 | 2161.8073 | 2170.283 | 2178.8643 | 2187.5524 | 2196.3481 | 2205.2523 | 2214.2661 | 2223.3904 | 2232.6261 | 2.5985

## Estimator 4 Equations
Estimator Unit 4 Equations and User Input Selections | [10 empty] | Unit #1
User Inputs |  |  |  | Primary Building Activity Type Selection
Building Activity Selected | Office | Q9 |  | # | Building Activity
Climate Zone | Mixed-Humid | Q3 |  | 1 | Education
Electric Rate | 0.1054 | Q* 5 |  | 2 | Food Sales
Nat Gas Rate | 0.7213 | Q6 |  | 3 | Food Service
Multizone Type: | Conventional | Q16 |  | 4 | Health Care
DCV Strategy | w/o dcv | Q36 |  | 5 | Lodging
Concantenated type | Conventional w/o dcv | N/A |  | 6 | Mercantile
Unit Square Footage | 3600 | Q20 |  | 7 | Office
Heat Source & Type | Hot Water Non-Condensing | Q24, Q??, Q?? |  | 8 | Public Assembly
Heating Central Plant | 0 | Q26, Q27 |  | 9 | Public Order and Safety
Chiller Source | Air-Cooled | Q30, Q?? |  | 10 | Religious Worship
Cooling Central Plant | Non-Central Plant | Q32 |  | 11 | Service
Pre-Retrofit Weekly Operating Hours | 55 | Q52 | 49 to 60 | 12 | Warehouse and Storage
Post-Retrofit Weekly Operating Hours | 55 | Q53 | 49 to 60 | 13 | Other
|  |  |  | 14 | Vacant
Cost Assumptions
Controls $/SF | 3.5
Interest Rate | 3%
Electric Escalation | 0.9978
Natural Gas Escalation | 1.0094
Selected Multizone Type Selection With and Without DCV Savings Assumptions (Q11 and Q45)
System Type | HW Savings | CHW Savings | Fan Savings
Conventional w/o dcv | 45.7% | 13.55% | 40.9%
Conventional w/ dcv | 56.9% | 13.2% | 45.4%
Neutral Deck w/o dcv | 12.7% | 26.4% | 83.3%
Neutral Deck w/ dcv | 39% | 40.6% | 87.5%
MZ Type and DCV Strategy Selectors for Equations
MZ Type |  | DCV Strategy
1 | Conventional | 1 | w/o dcv
2 | Neutral Deck | 2 | w/ dcv
3 | Bypass | 3 | w/ dcv
Cost Saving Equations: |  |  |  |  | Unit Hydronic Specific Inputs
Energy Use Ratio ( Region Energy in kbtu/sf divided by All building Energy) |  |  |  |  | Heating Water System |  | Chilled Water System
Equation Step Description | Plant Htg | Plant Clg | Plant Fan |  | Equation Step Description | Efficiency | Equation Step Description | kW/ton | COP
Energy Use by bldg Type | 19.5 | 7.8 | 13.4 |  | Heat Source Efficiency Calculated | 80% | Chiller Efficiency Calculated | 1.2 | 2.9333
Region Multiplier | 0.88789 | 1.0581 | 1.0123 |  | Heat Source Efficiency Override | -- | Chiller Efficiency Override | -- | --
Weekly Operating Hour Multiplier | 1 | 1 | 1 |  | Heat Source Efficiency Used | 80% | Chiller Efficiency Used | 1.2 | 2.9333
Regionally Adjusted CBECS | 17.3139 | 8.2535 | 13.5654 |  | Heating System Distribution Input | 0% | Cooling System Distribution Input | 0
Correction for Conventional MZ units | 95.2265 | 25.9985 | 13.5654 |  | Heating System Distribution Calculated | 0% | Cooling System Distribution Calculated | 0%
Square Footage | 3600 | 3600 | 3600 |  | Heating System Distribution Override | -- | Cooling System Distribution Override | --
Plant fuel use (kBtu) | 342815.2466 | 93594.5581 | 48835.5556 |  | Heating System Distribution Used | 0% | Cooling System Distribution Used | 0%
Plant fuel billing units (therms and kWh) | 3428.1525 | 27430.9959 | 14312.8826 | xchk | Heating System Efficiency Calculated | 80% | Cooling System Efficiency calculated | 1.2 | 2.9333
Billing Costs | 2472.7264 | 2891.227 | 1508.5778 | 6872.5312 | Heating System Efficiency Override | -- | Cooling System Efficiency Override | -- | --
CBECS Plan Efficiencies | 80% | 2.9 | 1 |  | Heating System Efficiency Used | 80% | Cooling System Efficiency used | 1.2 | 2.9333
Delivered (kBtu) | 274252.1973 | 271424.2186 | 48835.5556
Svgs Retrofit lookup | 45.7% | 13.55% | 40.9%
Delivered Savings at Eqmt | 125333.2542 | 36777.9816 | 19973.7422 |  | Premium Motor Calculations
Local plant effic | 80% | 2.9333 | 0.97 |  | Supply Fan |  | Return Fan
Fuel savings (kBtu) | 156666.5677 | 12537.9483 | 20591.4868 |  | Hours On (55hr/wk) | 2860 | Hours On (55hr/wk) | 2860
Plant Savings in billing units (therms or kWh) | 1566.6657 | 3674.6625 | 6035.0196 |  | HP | 5 | HP | 0
Cost savings | 1130.036 | 387.3094 | 636.0911 | 2153.4364 | Existing Motor Efficiency | 88% | Existing Motor Efficiency | 88%
Fuel Savings as % of plant billing units | 45.7% | 13.4% | 42.16% |  | New Motor Efficiency | 91% | New Motor Efficiency | 91%
Fuel cost svgs as % of total HVAC utility bill | 16.44% | 5.636% | 9.256% | 31.33% | Existing Electric use (kWh/yr) | 12122.5 | Existing Electric use (kWh/yr) | 0
[5 empty] | Energy Savings (kWh/yr) | 320.034 | Energy Savings (kWh/yr) | 0
[5 empty] | Used Energy Savings | 0 | Used Energy Savings | 0
[5 empty] | Cost Savings / yr | 33.7316 | Cost Savings / yr | 0
[5 empty] | Used Cost Savings | 0 | Used Cost Savings | 0
Economic Calculations Based on Inputs
Unit Retrofit Options |  | SIR Calculation | NPV Calculation | 0 | 1 | 2 | 3 | 4 | 5 | 6 | 7 | 8 | 9 | 10 | Alt SIR
Basic Retrofit | Natural Gas |  |  |  | 1130.036 | 1140.6583 | 1151.3805 | 1162.2035 | 1173.1282 | 1184.1556 | 1195.2866 | 1206.5223 | 1217.8636 | 1229.3116
| Electric |  |  |  | 1023.4005 | 1021.149 | 1018.9025 | 1016.6609 | 1014.4242 | 1012.1925 | 1009.9657 | 1007.7438 | 1005.5267 | 1003.3146
| Total | 2.5985 | 11493.0934 | -7190.1114 | 2153.4364 | 2161.8073 | 2170.283 | 2178.8643 | 2187.5524 | 2196.3481 | 2205.2523 | 2214.2661 | 2223.3904 | 2232.6261 | 2.5985
RCx | Natural Gas |  |  |  | 395.6362 | 399.3552 | 403.1091 | 406.8984 | 410.7232 | 414.584 | 418.4811 | 422.4148 | 426.3855 | 430.3935
| Electric |  |  |  | 703.9688 | 702.42 | 700.8747 | 699.3328 | 697.7943 | 696.2591 | 694.7273 | 693.1989 | 691.6739 | 690.1522
| Total | #DIV/0! | 9462.3175 | 0 | 1099.605 | 1101.7752 | 1103.9839 | 1106.2312 | 1108.5175 | 1110.8431 | 1113.2084 | 1115.6138 | 1118.0594 | 1120.5458 | #DIV/0!
Schedule | Natural Gas |  |  |  | 197.8181 | 199.6776 | 201.5546 | 203.4492 | 205.3616 | 207.292 | 209.2405 | 211.2074 | 213.1928 | 215.1968
| Electric |  |  |  | 351.9844 | 351.21 | 350.4374 | 349.6664 | 348.8971 | 348.1296 | 347.3637 | 346.5995 | 345.837 | 345.0761
| Total | #DIV/0! | 4731.1588 | 0 | 549.8025 | 550.8876 | 551.9919 | 553.1156 | 554.2587 | 555.4216 | 556.6042 | 557.8069 | 559.0297 | 560.2729 | #DIV/0!
Economizer Add | Natural Gas |  |  |  | 0 | 0 | 0 | 0 | 0 | 0 | 0 | 0 | 0 | 0
| Electric |  |  |  | 202.3859 | 201.9406 | 201.4964 | 201.0531 | 200.6108 | 200.1694 | 199.729 | 199.2896 | 198.8512 | 198.4137
| Total | #DIV/0! | 1710.3181 | 0 | 202.3859 | 201.9406 | 201.4964 | 201.0531 | 200.6108 | 200.1694 | 199.729 | 199.2896 | 198.8512 | 198.4137 | #DIV/0!
DDC Upgrade | Natural Gas |  |  |  | 494.5453 | 499.194 | 503.8864 | 508.623 | 513.404 | 518.23 | 523.1014 | 528.0185 | 532.9819 | 537.9919
| Electric |  |  |  | 879.961 | 878.025 | 876.0934 | 874.166 | 872.2428 | 870.3239 | 868.4092 | 866.4987 | 864.5924 | 862.6903
| Total | #DIV/0! | 11827.8969 | 0 | 1374.5062 | 1377.219 | 1379.9798 | 1382.7889 | 1385.6468 | 1388.5539 | 1391.5105 | 1394.5172 | 1397.5743 | 1400.6822 | #DIV/0!
Premium Efficiency Motor |  | #DIV/0! | 0 | 0 | 0 | 0 | 0 | 0 | 0 | 0 | 0 | 0 | 0 | 0
Additional Add-ons |  | #REF! | #REF! | #REF! | #REF! | #REF! | #REF! | #REF! | #REF! | #REF! | #REF! | #REF! | #REF! | #REF!
Selected VV Package | Natural Gas |  |  |  | 1130.036 | 1140.6583 | 1151.3805 | 1162.2035 | 1173.1282 | 1184.1556 | 1195.2866 | 1206.5223 | 1217.8636 | 1229.3116
| Electric |  |  |  | 1023.4005 | 1021.149 | 1018.9025 | 1016.6609 | 1014.4242 | 1012.1925 | 1009.9657 | 1007.7438 | 1005.5267 | 1003.3146
| Total | 2.5985 | 11493.0934 | -7190.1114 | 2153.4364 | 2161.8073 | 2170.283 | 2178.8643 | 2187.5524 | 2196.3481 | 2205.2523 | 2214.2661 | 2223.3904 | 2232.6261
All VV Package | Natural Gas |  |  |  | 1130.036 | 1140.6583 | 1151.3805 | 1162.2035 | 1173.1282 | 1184.1556 | 1195.2866 | 1206.5223 | 1217.8636 | 1229.3116 | #DIV/0!
| Electric |  |  |  | 1023.4005 | 1021.149 | 1018.9025 | 1016.6609 | 1014.4242 | 1012.1925 | 1009.9657 | 1007.7438 | 1005.5267 | 1003.3146 | #DIV/0!
| Total | 2.5985 | 11493.0934 | -7190.1114 | 2153.4364 | 2161.8073 | 2170.283 | 2178.8643 | 2187.5524 | 2196.3481 | 2205.2523 | 2214.2661 | 2223.3904 | 2232.6261 | 2.5985

## Estimator 5 Equations
EstimatorUnit 5 Equations and User Input Selections | [10 empty] | Unit #1
User Inputs |  |  |  | Primary Building Activity Type Selection
Building Activity Selected | Office | Q9 |  | # | Building Activity
Climate Zone | Mixed-Humid | Q3 |  | 1 | Education
Electric Rate | 0.1054 | Q* 5 |  | 2 | Food Sales
Nat Gas Rate | 0.7213 | Q6 |  | 3 | Food Service
Multizone Type: | Conventional | Q16 |  | 4 | Health Care
DCV Strategy | w/o dcv | Q36 |  | 5 | Lodging
Concantenated type | Conventional w/o dcv | N/A |  | 6 | Mercantile
Unit Square Footage | 3600 | Q20 |  | 7 | Office
Heat Source & Type | Hot Water Non-Condensing | Q24, Q??, Q?? |  | 8 | Public Assembly
Heating Central Plant | 0 | Q26, Q27 |  | 9 | Public Order and Safety
Chiller Source | Air-Cooled | Q30, Q?? |  | 10 | Religious Worship
Cooling Central Plant | Non-Central Plant | Q32 |  | 11 | Service
Pre-Retrofit Weekly Operating Hours | 55 | Q52 | 49 to 60 | 12 | Warehouse and Storage
Post-Retrofit Weekly Operating Hours | 55 | Q53 | 49 to 60 | 13 | Other
|  |  |  | 14 | Vacant
Cost Assumptions
Controls $/SF | 3.5
Interest Rate | 3%
Electric Escalation | 0.9978
Natural Gas Escalation | 1.0094
Selected Multizone Type Selection With and Without DCV Savings Assumptions (Q11 and Q45)
System Type | HW Savings | CHW Savings | Fan Savings
Conventional w/o dcv | 45.7% | 13.55% | 40.9%
Conventional w/ dcv | 56.9% | 13.2% | 45.4%
Neutral Deck w/o dcv | 12.7% | 26.4% | 83.3%
Neutral Deck w/ dcv | 39% | 40.6% | 87.5%
MZ Type and DCV Strategy Selectors for Equations
MZ Type |  | DCV Strategy
1 | Conventional | 1 | w/o dcv
2 | Neutral Deck | 2 | w/ dcv
3 | Bypass | 3 | w/ dcv
Cost Saving Equations: |  |  |  |  | Unit Hydronic Specific Inputs
Energy Use Ratio ( Region Energy in kbtu/sf divided by All building Energy) |  |  |  |  | Heating Water System |  | Chilled Water System
Equation Step Description | Plant Htg | Plant Clg | Plant Fan |  | Equation Step Description | Efficiency | Equation Step Description | kW/ton | COP
Energy Use by bldg Type | 19.5 | 7.8 | 13.4 |  | Heat Source Efficiency Calculated | 80% | Chiller Efficiency Calculated | 1.2 | 2.9333
Region Multiplier | 0.88789 | 1.0581 | 1.0123 |  | Heat Source Efficiency Override | -- | Chiller Efficiency Override | -- | --
Weekly Operating Hour Multiplier | 1 | 1 | 1 |  | Heat Source Efficiency Used | 80% | Chiller Efficiency Used | 1.2 | 2.9333
Regionally Adjusted CBECS | 17.3139 | 8.2535 | 13.5654 |  | Heating System Distribution Input | 0% | Cooling System Distribution Input | 0
Correction for Conventional MZ units | 95.2265 | 25.9985 | 13.5654 |  | Heating System Distribution Calculated | 0% | Cooling System Distribution Calculated | 0%
Square Footage | 3600 | 3600 | 3600 |  | Heating System Distribution Override | -- | Cooling System Distribution Override | --
Plant fuel use (kBtu) | 342815.2466 | 93594.5581 | 48835.5556 |  | Heating System Distribution Used | 0% | Cooling System Distribution Used | 0%
Plant fuel billing units (therms and kWh) | 3428.1525 | 27430.9959 | 14312.8826 | xchk | Heating System Efficiency Calculated | 80% | Cooling System Efficiency calculated | 1.2 | 2.9333
Billing Costs | 2472.7264 | 2891.227 | 1508.5778 | 6872.5312 | Heating System Efficiency Override | -- | Cooling System Efficiency Override | -- | --
CBECS Plan Efficiencies | 80% | 2.9 | 1 |  | Heating System Efficiency Used | 80% | Cooling System Efficiency used | 1.2 | 2.9333
Delivered (kBtu) | 274252.1973 | 271424.2186 | 48835.5556
Svgs Retrofit lookup | 45.7% | 13.55% | 40.9%
Delivered Savings at Eqmt | 125333.2542 | 36777.9816 | 19973.7422 |  | Premium Motor Calculations
Local plant effic | 80% | 2.9333 | 0.97 |  | Supply Fan |  | Return Fan
Fuel savings (kBtu) | 156666.5677 | 12537.9483 | 20591.4868 |  | Hours On (55hr/wk) | 2860 | Hours On (55hr/wk) | 2860
Plant Savings in billing units (therms or kWh) | 1566.6657 | 3674.6625 | 6035.0196 |  | HP | 5 | HP | 0
Cost savings | 1130.036 | 387.3094 | 636.0911 | 2153.4364 | Existing Motor Efficiency | 88% | Existing Motor Efficiency | 88%
Fuel Savings as % of plant billing units | 45.7% | 13.4% | 42.16% |  | New Motor Efficiency | 91% | New Motor Efficiency | 91%
Fuel cost svgs as % of total HVAC utility bill | 16.44% | 5.636% | 9.256% | 31.33% | Existing Electric use (kWh/yr) | 12122.5 | Existing Electric use (kWh/yr) | 0
[5 empty] | Energy Savings (kWh/yr) | 320.034 | Energy Savings (kWh/yr) | 0
[5 empty] | Used Energy Savings | 0 | Used Energy Savings | 0
[5 empty] | Cost Savings / yr | 33.7316 | Cost Savings / yr | 0
[5 empty] | Used Cost Savings | 0 | Used Cost Savings | 0
Economic Calculations Based on Inputs
Unit Retrofit Options |  | SIR Calculation | NPV Calculation | 0 | 1 | 2 | 3 | 4 | 5 | 6 | 7 | 8 | 9 | 10 | Alt SIR
Basic Retrofit | Natural Gas |  |  |  | 1130.036 | 1140.6583 | 1151.3805 | 1162.2035 | 1173.1282 | 1184.1556 | 1195.2866 | 1206.5223 | 1217.8636 | 1229.3116
| Electric |  |  |  | 1023.4005 | 1021.149 | 1018.9025 | 1016.6609 | 1014.4242 | 1012.1925 | 1009.9657 | 1007.7438 | 1005.5267 | 1003.3146
| Total | 2.5985 | 11493.0934 | -7190.1114 | 2153.4364 | 2161.8073 | 2170.283 | 2178.8643 | 2187.5524 | 2196.3481 | 2205.2523 | 2214.2661 | 2223.3904 | 2232.6261 | 2.5985
RCx | Natural Gas |  |  |  | 395.6362 | 399.3552 | 403.1091 | 406.8984 | 410.7232 | 414.584 | 418.4811 | 422.4148 | 426.3855 | 430.3935
| Electric |  |  |  | 703.9688 | 702.42 | 700.8747 | 699.3328 | 697.7943 | 696.2591 | 694.7273 | 693.1989 | 691.6739 | 690.1522
| Total | #DIV/0! | 9462.3175 | 0 | 1099.605 | 1101.7752 | 1103.9839 | 1106.2312 | 1108.5175 | 1110.8431 | 1113.2084 | 1115.6138 | 1118.0594 | 1120.5458 | #DIV/0!
Schedule | Natural Gas |  |  |  | 197.8181 | 199.6776 | 201.5546 | 203.4492 | 205.3616 | 207.292 | 209.2405 | 211.2074 | 213.1928 | 215.1968
| Electric |  |  |  | 351.9844 | 351.21 | 350.4374 | 349.6664 | 348.8971 | 348.1296 | 347.3637 | 346.5995 | 345.837 | 345.0761
| Total | #DIV/0! | 4731.1588 | 0 | 549.8025 | 550.8876 | 551.9919 | 553.1156 | 554.2587 | 555.4216 | 556.6042 | 557.8069 | 559.0297 | 560.2729 | #DIV/0!
Economizer Add | Natural Gas |  |  |  | 0 | 0 | 0 | 0 | 0 | 0 | 0 | 0 | 0 | 0
| Electric |  |  |  | 202.3859 | 201.9406 | 201.4964 | 201.0531 | 200.6108 | 200.1694 | 199.729 | 199.2896 | 198.8512 | 198.4137
| Total | #DIV/0! | 1710.3181 | 0 | 202.3859 | 201.9406 | 201.4964 | 201.0531 | 200.6108 | 200.1694 | 199.729 | 199.2896 | 198.8512 | 198.4137 | #DIV/0!
DDC Upgrade | Natural Gas |  |  |  | 494.5453 | 499.194 | 503.8864 | 508.623 | 513.404 | 518.23 | 523.1014 | 528.0185 | 532.9819 | 537.9919
| Electric |  |  |  | 879.961 | 878.025 | 876.0934 | 874.166 | 872.2428 | 870.3239 | 868.4092 | 866.4987 | 864.5924 | 862.6903
| Total | #DIV/0! | 11827.8969 | 0 | 1374.5062 | 1377.219 | 1379.9798 | 1382.7889 | 1385.6468 | 1388.5539 | 1391.5105 | 1394.5172 | 1397.5743 | 1400.6822 | #DIV/0!
Premium Efficiency Motor |  | #DIV/0! | 0 | 0 | 0 | 0 | 0 | 0 | 0 | 0 | 0 | 0 | 0 | 0
Additional Add-ons |  | #REF! | #REF! | #REF! | #REF! | #REF! | #REF! | #REF! | #REF! | #REF! | #REF! | #REF! | #REF! | #REF!
Selected VV Package | Natural Gas |  |  |  | 1130.036 | 1140.6583 | 1151.3805 | 1162.2035 | 1173.1282 | 1184.1556 | 1195.2866 | 1206.5223 | 1217.8636 | 1229.3116
| Electric |  |  |  | 1023.4005 | 1021.149 | 1018.9025 | 1016.6609 | 1014.4242 | 1012.1925 | 1009.9657 | 1007.7438 | 1005.5267 | 1003.3146
| Total | 2.5985 | 11493.0934 | -7190.1114 | 2153.4364 | 2161.8073 | 2170.283 | 2178.8643 | 2187.5524 | 2196.3481 | 2205.2523 | 2214.2661 | 2223.3904 | 2232.6261
All VV Package | Natural Gas |  |  |  | 1130.036 | 1140.6583 | 1151.3805 | 1162.2035 | 1173.1282 | 1184.1556 | 1195.2866 | 1206.5223 | 1217.8636 | 1229.3116 | #DIV/0!
| Electric |  |  |  | 1023.4005 | 1021.149 | 1018.9025 | 1016.6609 | 1014.4242 | 1012.1925 | 1009.9657 | 1007.7438 | 1005.5267 | 1003.3146 | #DIV/0!
| Total | 2.5985 | 11493.0934 | -7190.1114 | 2153.4364 | 2161.8073 | 2170.283 | 2178.8643 | 2187.5524 | 2196.3481 | 2205.2523 | 2214.2661 | 2223.3904 | 2232.6261 | 2.5985

## City-County-Zone_Data
FROM: https://simplemaps.com/data/us-cities | [16 empty] | https://gist.github.com/philngo/d3e251040569dba67942 | [7 empty] | http://app02.clerk.org/menu/ccis/Help/CCIS%20Codes/state_codes.html
city | city_ascii | state_id | state_name | county_fips | county_name | lat | lng | population | density | source | military | incorporated | timezone | ranking | zips | id |  | State | State FIPS | County FIPS | IECC Climate Zone | IECC Moisture Regime | BA Climate Zone | County Name | Abbrev | State | City-state | county-state
New York | New York | NY | New York | 36061 | New York | 40.6943 | -73.9249 | 18713220 | 10715 | polygon | FALSE | TRUE | America/New_York | 1 | 11229 11226 11225 11224 11222 11221 11220 11385 10169 10168 10167 10165 10162 10282 10280 10040 10044 11109 11104 11105 11379 11378 11377 11697 11694 11692 11693 11691 10271 10279 10278 10075 10302 10301 10452 11451 10475 10474 10471 10470 10473 10472 11228 11223 10103 11368 11369 11366 11367 11364 11365 11362 11363 11360 11361 10028 10029 10026 10027 10024 10025 10022 10023 10020 10021 11212 11213 11210 11211 11216 11217 11214 11215 11218 11219 10152 10153 10154 10307 10306 10305 11429 10310 10311 10312 10314 11432 11433 11430 11436 11434 11435 10453 10451 10457 10456 10455 10454 10459 10458 10128 10004 10005 10006 10007 10001 10002 10003 10009 11238 11239 11230 11231 11232 11233 11234 11235 11236 11237 11375 11374 11371 11370 11373 11372 10170 10171 10172 10173 10174 10177 11351 10039 10038 10035 10034 10037 10036 10031 10030 10033 10032 11201 11208 11203 11205 11204 11207 11206 11209 11411 11412 11413 11414 11415 11416 11417 11418 11419 11101 11102 11103 11106 11001 11005 11004 10065 10069 10199 10309 10308 10304 10303 11428 11421 11420 11423 11422 11425 11424 11427 11426 10466 10467 10464 10465 10462 10463 10460 10461 10468 10469 10119 10115 10112 10110 10111 11359 11358 11357 11356 11355 11354 10019 10018 10013 10012 10011 10010 10017 10016 10014 10008 10041 10043 10055 10060 10080 10081 10087 10090 10101 10102 10104 10105 10106 10107 10108 10109 10113 10114 10116 10117 10118 10120 10121 10122 10123 10124 10125 10126 10129 10130 10131 10132 10133 10138 10150 10151 10155 10156 10157 10158 10159 10160 10163 10164 10166 10175 10176 10178 10179 10185 10203 10211 10212 10213 10242 10249 10256 10258 10259 10260 10261 10265 10268 10269 10270 10272 10273 10274 10275 10276 10277 10281 10285 10286 10313 11120 11202 11241 11242 11243 11245 11247 11249 11251 11252 11256 11352 11380 11381 11386 11405 11431 11437 11439 11499 11690 11695 | 1840034016 |  | AK | 2 | 13 | 7 | N/A | Very Cold | Aleutians East | AA | Armed Forces (the) Americas | New YorkNY | Aleutians EastAK
Los Angeles | Los Angeles | CA | California | 6037 | Los Angeles | 34.1139 | -118.4068 | 12750807 | 3276 | polygon | FALSE | TRUE | America/Los_Angeles | 1 | 90291 90293 90292 91316 91311 90037 90031 90008 90004 90005 90006 90007 90001 90002 90003 90710 90089 91344 91345 91340 91342 91343 90035 90034 90036 90033 90032 90039 90247 90248 91436 91371 91605 91604 91607 91601 91602 90402 90068 90069 90062 90063 90061 90066 90067 90064 90065 91326 91324 91325 90013 90012 90011 90010 90017 90016 90015 90014 90019 90090 90095 90094 91042 91040 91411 91352 91356 90041 90042 90043 90044 90045 90046 90047 90048 90049 90018 91423 90210 91303 91304 91306 91307 90079 90071 90077 90059 91608 91606 91331 91330 91335 90026 90027 90024 90025 90023 90020 90021 90028 90029 90272 90732 90731 90230 91406 91405 91403 91402 91401 91367 91364 90038 90057 90058 90744 90501 90502 90009 90030 90050 90051 90053 90054 90055 90060 90070 90072 90074 90075 90076 90078 90080 90081 90082 90083 90084 90086 90087 90088 90093 90099 90134 90189 90213 90294 90295 90296 90733 90734 90748 91041 91043 91305 91308 91309 91313 91327 91328 91329 91333 91334 91337 91346 91353 91357 91365 91392 91393 91394 91395 91396 91404 91407 91408 91409 91410 91412 91413 91416 91426 91470 91482 91495 91496 91499 91603 91609 91610 91611 91612 91614 91615 91616 91617 91618 | 1840020491 |  | AK | 2 | 16 | 7 | N/A | Very Cold | Aleutians West | AB | Alberta | Los AngelesCA | Aleutians WestAK
Chicago | Chicago | IL | Illinois | 17031 | Cook | 41.8373 | -87.6862 | 8604203 | 4574 | polygon | FALSE | TRUE | America/Chicago | 1 | 60018 60649 60641 60640 60643 60642 60645 60644 60647 60646 60616 60617 60614 60615 60612 60613 60610 60611 60618 60619 60827 60638 60639 60634 60636 60637 60630 60631 60632 60633 60605 60604 60607 60606 60601 60603 60602 60609 60608 60106 60661 60660 60659 60652 60653 60651 60656 60657 60654 60655 60623 60622 60621 60620 60626 60625 60624 60629 60628 60707 60499 60664 60666 60668 60669 60670 60673 60674 60675 60677 60678 60680 60681 60684 60685 60686 60687 60688 60689 60690 60694 60695 60696 60699 | 1840000494 |  | AK | 2 | 20 | 7 | N/A | Very Cold | Anchorage | AE | Armed Forces Europe | ChicagoIL | AnchorageAK
Miami | Miami | FL | Florida | 12086 | Miami-Dade | 25.7839 | -80.2102 | 6445545 | 5019 | polygon | FALSE | TRUE | America/New_York | 1 | 33129 33125 33126 33127 33128 33149 33144 33145 33142 33139 33138 33137 33136 33135 33134 33133 33132 33131 33130 33150 33101 33109 33111 33151 33222 33231 33233 33238 33255 33299 | 1840015149 |  | AK | 2 | 50 | 8 | N/A | Subarctic | Bethel | AK | Alaska | MiamiFL | BethelAK
Dallas | Dallas | TX | Texas | 48113 | Dallas | 32.7936 | -96.7662 | 5743938 | 1526 | polygon | FALSE | TRUE | America/Chicago | 1 | 75287 75098 75233 75254 75251 75252 75253 75032 75238 75232 75230 75231 75236 75237 75234 75235 75088 75087 75243 75246 75244 75249 75248 75051 75166 75210 75211 75212 75214 75215 75216 75217 75218 75219 75390 75182 75229 75228 75220 75223 75225 75224 75227 75226 75241 75240 75247 75270 75043 75207 75206 75205 75204 75203 75202 75201 75209 75208 75019 75221 75222 75242 75250 75260 75262 75263 75264 75266 75267 75277 75283 75284 75285 75301 75303 75312 75313 75315 75320 75336 75339 75342 75354 75355 75356 75357 75358 75359 75360 75367 75370 75371 75372 75373 75374 75376 75378 75379 75380 75382 75389 75392 75393 75394 75395 75397 75398 | 1840019440 |  | AK | 2 | 60 | 7 | N/A | Very Cold | Bristol Bay | AL | Alabama | DallasTX | Bristol BayAK
Philadelphia | Philadelphia | PA | Pennsylvania | 42101 | Philadelphia | 40.0077 | -75.1339 | 5649300 | 4554 | polygon | FALSE | TRUE | America/New_York | 1 | 19154 19151 19150 19153 19152 19102 19103 19106 19107 19104 19109 19128 19129 19120 19121 19122 19123 19124 19125 19126 19127 19112 19111 19115 19114 19116 19119 19118 19148 19149 19146 19147 19144 19145 19142 19143 19140 19141 19139 19138 19137 19136 19135 19134 19133 19132 19131 19130 19019 19092 19093 19099 19101 19105 19108 19110 19155 19160 19161 19162 19170 19171 19172 19173 19175 19176 19177 19178 19179 19181 19182 19183 19184 19185 19187 19188 19190 19191 19192 19193 19194 19195 19196 19197 19244 19255 | 1840000673 |  | AK | 2 | 68 | 7 | N/A | Very Cold | Denali | AP | Armed Forces Pacific | PhiladelphiaPA | DenaliAK
Houston | Houston | TX | Texas | 48201 | Harris | 29.7863 | -95.3889 | 5464251 | 1399 | polygon | FALSE | TRUE | America/Chicago | 1 | 77069 77068 77061 77060 77063 77062 77065 77064 77067 77066 77036 77037 77034 77035 77032 77033 77030 77031 77038 77449 77489 77046 77045 77044 77040 77048 77201 77598 77018 77019 77015 77016 77017 77010 77011 77012 77013 77091 77093 77099 77053 77346 77345 77546 77547 77025 77024 77027 77026 77021 77020 77023 77022 77029 77028 77094 77096 77090 77098 77078 77079 77072 77073 77070 77071 77076 77077 77074 77075 77407 77047 77043 77041 77336 77339 77338 77003 77002 77007 77006 77005 77004 77009 77008 77571 77450 77082 77089 77088 77083 77081 77080 77087 77086 77085 77084 77092 77042 77054 77055 77056 77057 77058 77059 77396 77051 77506 77504 77001 77052 77202 77203 77204 77205 77206 77207 77208 77209 77210 77212 77213 77215 77216 77217 77218 77219 77220 77221 77222 77223 77225 77226 77227 77228 77229 77230 77231 77233 77234 77235 77236 77237 77241 77242 77243 77244 77245 77248 77249 77251 77252 77253 77254 77255 77256 77257 77259 77261 77262 77263 77266 77269 77270 77271 77272 77273 77274 77275 77282 77284 77287 77288 77289 77291 77292 77293 77297 77299 77315 77325 77411 | 1840020925 |  | AK | 2 | 70 | 8 | N/A | Subarctic | Dillingham | AR | Arkansas | HoustonTX | DillinghamAK
Atlanta | Atlanta | GA | Georgia | 13121 | Fulton | 33.7627 | -84.4224 | 5449398 | 1441 | polygon | FALSE | TRUE | America/New_York | 1 | 30334 30331 30332 30309 30308 30305 30307 30303 30354 30327 30322 30326 30324 30319 30342 30306 30318 30316 30317 30314 30315 30312 30313 30310 30311 30363 30301 30302 30304 30321 30325 30333 30343 30348 30353 30355 30357 30361 30368 30369 30370 30371 30375 30377 30392 30394 30398 31106 31107 31126 31139 31141 31193 31195 31196 | 1840013660 |  | AK | 2 | 90 | 8 | N/A | Subarctic | Fairbanks North Star | AS | American Samoa | AtlantaGA | Fairbanks North StarAK
Washington | Washington | DC | District of Columbia | 11001 | District of Columbia | 38.9047 | -77.0163 | 5379184 | 4457 | polygon | FALSE | TRUE | America/New_York | 1 | 20010 20011 20012 20015 20228 20520 20307 20418 20319 20024 20510 20593 20020 20427 20540 20240 20245 20204 20202 20390 20006 20005 20004 20003 20002 20009 20008 20535 20317 20405 20057 20052 20053 20017 20018 20565 20566 20560 20260 20064 20551 20553 20019 20230 20373 20007 20032 20036 20037 20506 20001 20045 20016 20013 20022 20026 20027 20029 20030 20033 20035 20038 20039 20040 20042 20043 20044 20047 20049 20050 20055 20056 20058 20059 20060 20061 20062 20063 20065 20066 20067 20068 20069 20070 20071 20073 20074 20075 20076 20077 20078 20080 20081 20082 20090 20091 20201 20203 20206 20207 20208 20210 20211 20212 20213 20214 20215 20216 20217 20218 20219 20220 20221 20222 20223 20224 20226 20227 20229 20232 20233 20235 20237 20238 20239 20241 20242 20244 20250 20251 20252 20254 20261 20262 20265 20266 20268 20270 20277 20289 20299 20301 20303 20306 20310 20314 20318 20330 20340 20350 20355 20370 20372 20374 20375 20376 20380 20388 20389 20391 20392 20393 20394 20395 20398 20401 20402 20403 20404 20406 20407 20408 20410 20411 20412 20413 20414 20415 20416 20417 20419 20420 20421 20422 20423 20424 20425 20426 20428 20429 20431 20433 20434 20435 20436 20437 20439 20440 20441 20442 20444 20447 20451 20453 20456 20460 20463 20468 20469 20470 20472 20500 20501 20502 20503 20504 20505 20507 20508 20509 20511 20515 20521 20522 20523 20524 20525 20526 20527 20528 20529 20530 20531 20533 20534 20536 20537 20538 20539 20541 20542 20543 20544 20546 20547 20548 20549 20552 20554 20555 20557 20559 20570 20571 20572 20573 20575 20576 20577 20578 20579 20580 20581 20585 20586 20590 20591 20594 20597 20599 56901 56902 56904 56908 56915 56920 56933 56935 56944 56945 56950 56965 56967 56972 56998 56999 | 1840006060 |  | AK | 2 | 100 | 7 | N/A | Very Cold | Haines | AZ | Arizona | WashingtonDC | HainesAK
Boston | Boston | MA | Massachusetts | 25025 | Suffolk | 42.3188 | -71.0846 | 4688346 | 5532 | polygon | FALSE | TRUE | America/New_York | 1 | 02120 02121 02122 02124 02125 02126 02127 02128 02129 02467 02210 02215 02119 02118 02111 02110 02113 02115 02114 02116 02199 02134 02136 02135 02132 02131 02130 02203 02163 02152 02108 02109 02112 02117 02123 02133 02137 02196 02201 02205 02206 02211 02212 02217 02222 02241 02283 02284 02293 02297 02298 | 1840000455 |  | AK | 2 | 105 | 7 | N/A | Very Cold | Hoonah-Angoon | BC | British Columbia | BostonMA | Hoonah-AngoonAK
Phoenix | Phoenix | AZ | Arizona | 4013 | Maricopa | 33.5722 | -112.0891 | 4219697 | 1253 | polygon | FALSE | TRUE | America/Phoenix | 1 | 85008 85009 85006 85007 85004 85083 85086 85087 85085 85383 85033 85304 85306 85308 85020 85021 85022 85023 85024 85027 85028 85029 85353 85019 85018 85013 85012 85015 85014 85017 85016 85254 85003 85044 85045 85042 85043 85040 85041 85048 85054 85037 85035 85034 85032 85031 85307 85310 85051 85050 85053 85001 85002 85005 85010 85011 85026 85030 85036 85038 85046 85060 85061 85062 85063 85064 85065 85066 85067 85068 85069 85070 85071 85072 85073 85074 85075 85076 85078 85079 85080 85082 | 1840020568 |  | AK | 2 | 110 | 7 | N/A | Very Cold | Juneau | CA | California | PhoenixAZ | JuneauAK
Seattle | Seattle | WA | Washington | 53033 | King | 47.6211 | -122.3244 | 3789215 | 3469 | polygon | FALSE | TRUE | America/Los_Angeles | 1 | 98109 98108 98104 98107 98106 98101 98103 98102 98105 98154 98122 98121 98126 98125 98178 98174 98177 98144 98146 98195 98199 98118 98119 98116 98117 98115 98112 98164 98134 98136 98133 98111 98113 98114 98124 98127 98129 98139 98141 98145 98161 98165 98170 98175 98181 98185 98191 98194 | 1840021117 |  | AK | 2 | 122 | 7 | N/A | Very Cold | Kenai Peninsula | CD | Canada | SeattleWA | Kenai PeninsulaAK
San Francisco | San Francisco | CA | California | 6075 | San Francisco | 37.7562 | -122.443 | 3592294 | 7256 | polygon | FALSE | TRUE | America/Los_Angeles | 1 | 94130 94131 94132 94133 94134 94109 94108 94103 94102 94105 94104 94158 94127 94124 94123 94122 94121 94129 94118 94110 94112 94116 94117 94114 94115 94111 94107 94119 94120 94125 94126 94137 94139 94140 94141 94142 94143 94144 94145 94146 94147 94151 94159 94160 94161 94163 94164 94172 94177 94188 | 1840021543 |  | AK | 2 | 130 | 7 | N/A | Very Cold | Ketchikan Gateway | CO | Colorado | San FranciscoCA | Ketchikan GatewayAK
Detroit | Detroit | MI | Michigan | 26163 | Wayne | 42.3834 | -83.1024 | 3506126 | 1864 | polygon | FALSE | TRUE | America/Detroit | 1 | 48209 48208 48201 48207 48205 48204 48203 48206 48227 48238 48239 48234 48235 48233 48202 48243 48214 48215 48216 48217 48210 48211 48212 48213 48219 48228 48224 48226 48221 48223 48231 48232 48244 48255 48260 48264 48266 48267 48268 48269 48272 48275 48277 48278 48279 48288 | 1840003971 |  | AK | 2 | 150 | 7 | N/A | Very Cold | Kodiak Island | CT | Connecticut | DetroitMI | Kodiak IslandAK
San Diego | San Diego | CA | California | 6073 | San Diego | 32.8312 | -117.1225 | 3220118 | 1686 | polygon | FALSE | TRUE | America/Los_Angeles | 1 | 92109 92108 92103 92111 92154 92110 92115 92140 92107 92106 92105 92104 92102 92071 92132 92130 92131 92134 92139 92025 92027 92147 92145 92014 92119 92117 92121 92120 92123 92122 92124 92127 92126 92129 92128 92101 92037 92173 92113 92114 92116 92038 92039 92072 92092 92093 92112 92137 92138 92142 92143 92149 92150 92152 92153 92158 92159 92160 92161 92163 92165 92166 92167 92168 92169 92170 92171 92172 92174 92175 92176 92177 92179 92182 92186 92187 92191 92192 92193 92195 92196 92197 92198 92199 | 1840021990 |  | AK | 2 | 158 | 8 | N/A | Subarctic | Kusilvak | DC | Dist. Of Columbia | San DiegoCA | KusilvakAK
Minneapolis | Minneapolis | MN | Minnesota | 27053 | Hennepin | 44.9635 | -93.2678 | 2977172 | 3071 | polygon | FALSE | TRUE | America/Chicago | 1 | 55403 55409 55408 55407 55406 55405 55404 55402 55401 55430 55454 55455 55418 55419 55410 55411 55412 55413 55414 55415 55416 55417 55440 55458 55459 55467 55470 55472 55474 55478 55479 55480 55483 55484 55485 55486 55487 55488 | 1840007830 |  | AK | 2 | 164 | 7 | N/A | Very Cold | Lake and Peninsula | DE | Delaware | MinneapolisMN | Lake and PeninsulaAK
Tampa | Tampa | FL | Florida | 12057 | Hillsborough | 27.9942 | -82.4451 | 2908063 | 1353 | polygon | FALSE | TRUE | America/New_York | 1 | 33637 33629 33621 33620 33619 33616 33613 33610 33617 33614 33611 33612 33605 33603 33647 33609 33604 33607 33606 33602 33608 33622 33623 33630 33631 33633 33646 33650 33655 33664 33672 33673 33674 33677 33679 33681 33684 33686 33689 | 1840015982 |  | AK | 2 | 170 | 7 | N/A | Very Cold | Matanuska-Susitna | FF | Foreign Countries | TampaFL | Matanuska-SusitnaAK
Denver | Denver | CO | Colorado | 8031 | Denver | 39.7621 | -104.8759 | 2876625 | 1831 | polygon | FALSE | TRUE | America/Denver | 1 | 80264 80230 80231 80236 80237 80235 80238 80239 80123 80249 80247 80246 80290 80293 80294 80218 80219 80210 80211 80212 80216 80221 80220 80223 80222 80224 80227 80209 80207 80206 80205 80204 80202 80014 80203 80208 80217 80243 80244 80248 80250 80256 80257 80259 80261 80262 80265 80266 80271 80273 80274 80281 80291 80299 | 1840018789 |  | AK | 2 | 180 | 8 | N/A | Subarctic | Nome | FL | Florida | DenverCO | NomeAK
Brooklyn | Brooklyn | NY | New York | 36047 | Kings | 40.6501 | -73.9496 | 2559903 | 14221 | polygon | FALSE | TRUE | America/New_York | 1 | 11212 11213 11216 11233 11238 11209 11214 11228 11204 11218 11219 11230 11234 11236 11239 11223 11224 11229 11235 11201 11205 11215 11217 11231 11203 11210 11225 11226 11207 11208 11211 11222 11220 11232 11206 11221 11237 | 1840034030 |  | AK | 2 | 185 | 8 | N/A | Subarctic | North Slope | GA | Georgia | BrooklynNY | North SlopeAK
Queens | Queens | NY | New York | 36081 | Queens | 40.7498 | -73.7976 | 2230722 | 7885 | polygon | FALSE | TRUE | America/New_York | 1 | 11361 11362 11363 11364 11354 11355 11356 11357 11358 11359 11360 11365 11366 11367 11412 11423 11432 11433 11434 11435 11436 11101 11102 11103 11104 11105 11106 11374 11375 11379 11385 11691 11692 11693 11694 11695 11697 11004 11005 11411 11413 11422 11426 11427 11428 11429 11414 11415 11416 11417 11418 11419 11420 11421 11368 11369 11370 11372 11373 11377 11378 | 1840034002 |  | AK | 2 | 188 | 8 | N/A | Subarctic | Northwest Arctic | GU | Guam | QueensNY | Northwest ArcticAK
Riverside | Riverside | CA | California | 6065 | Riverside | 33.9381 | -117.3948 | 2107852 | 1574 | polygon | FALSE | TRUE | America/Los_Angeles | 1 | 92508 92503 92501 92505 92504 92507 92506 92502 92513 92514 92516 92517 92521 92522 | 1840020551 |  | AK | 2 | 195 | 7 | N/A | Very Cold | Petersburg | HI | Hawaii | RiversideCA | PetersburgAK
Baltimore | Baltimore | MD | Maryland | 24510 | Baltimore | 39.3051 | -76.6144 | 2106068 | 2830 | polygon | FALSE | TRUE | America/New_York | 1 | 21218 21211 21210 21213 21212 21215 21214 21217 21216 21231 21230 21239 21251 21209 21202 21206 21207 21205 21226 21201 21223 21224 21225 21229 21203 21233 21263 21264 21270 21273 21275 21278 21279 21281 21287 21290 21297 21298 | 1840001592 |  | AK | 2 | 198 | 7 | N/A | Very Cold | Prince of Wales-Hyder | IA | Iowa | BaltimoreMD | Prince of Wales-HyderAK
Las Vegas | Las Vegas | NV | Nevada | 32003 | Clark | 36.2333 | -115.2654 | 2104198 | 1773 | polygon | FALSE | TRUE | America/Los_Angeles | 1 | 89107 89106 89104 89102 89101 89108 89138 89130 89131 89134 89143 89146 89145 89144 89149 89124 89110 89117 89129 89128 88901 88905 89105 89114 89116 89125 89126 89127 89133 89137 89140 89151 89152 89153 89155 89158 89163 89185 89195 | 1840020364 |  | AK | 2 | 220 | 7 | N/A | Very Cold | Sitka | ID | Idaho | Las VegasNV | SitkaAK
Portland | Portland | OR | Oregon | 41051 | Multnomah | 45.5372 | -122.65 | 2074775 | 1894 | polygon | FALSE | TRUE | America/Los_Angeles | 1 | 97227 97221 97220 97229 97203 97202 97201 97206 97205 97204 97209 97208 97266 97218 97236 97232 97233 97230 97239 97219 97214 97215 97216 97217 97210 97211 97212 97213 97207 97228 97238 97240 97242 97250 97251 97252 97253 97254 97256 97280 97282 97283 97286 97290 97291 97292 97293 97294 | 1840019941 |  | AK | 2 | 230 | 7 | N/A | Very Cold | Skagway | IL | Illinois | PortlandOR | SkagwayAK
San Antonio | San Antonio | TX | Texas | 48029 | Bexar | 29.4658 | -98.5253 | 2049293 | 1231 | polygon | FALSE | TRUE | America/Chicago | 1 | 78112 78259 78258 78252 78251 78250 78257 78256 78255 78254 78208 78201 78202 78203 78204 78205 78207 78245 78231 78230 78233 78232 78235 78234 78237 78239 78238 78209 78109 78266 78260 78219 78218 78217 78216 78215 78214 78213 78212 78211 78210 78244 78247 78240 78242 78248 78249 78073 78023 78222 78223 78220 78221 78226 78227 78224 78225 78228 78229 78206 78241 78246 78265 78268 78269 78270 78278 78279 78280 78283 78284 78285 78288 78289 78291 78292 78293 78294 78295 78296 78297 78298 78299 | 1840022220 |  | AK | 2 | 240 | 8 | N/A | Subarctic | Southeast Fairbanks | IN | Indiana | San AntonioTX | Southeast FairbanksAK
St. Louis | St. Louis | MO | Missouri | 29510 | St. Louis | 38.6358 | -90.2451 | 2024074 | 1879 | polygon | FALSE | TRUE | America/Chicago | 1 | 63110 63111 63112 63113 63115 63116 63118 63120 63139 63107 63106 63104 63103 63102 63101 63109 63108 63155 63137 63143 63147 63150 63156 63157 63158 63160 63163 63164 63166 63169 63177 63178 63179 63180 63188 63197 | 1840001651 |  | AK | 2 | 261 | 7 | N/A | Very Cold | Valdez-Cordova | KS | Kansas | St. LouisMO | Valdez-CordovaAK
Sacramento | Sacramento | CA | California | 6067 | Sacramento | 38.5667 | -121.4683 | 1898019 | 2029 | polygon | FALSE | TRUE | America/Los_Angeles | 1 | 95820 95838 95832 95833 95831 95834 95835 95811 95814 95815 95816 95818 95819 95828 95821 95823 95822 95825 95824 95826 95817 94203 94204 94205 94207 94208 94209 94211 94229 94230 94232 94234 94235 94236 94237 94239 94240 94244 94245 94247 94248 94249 94250 94252 94254 94256 94257 94258 94259 94261 94262 94263 94267 94268 94269 94271 94273 94274 94277 94278 94279 94280 94282 94283 94284 94285 94287 94288 94289 94290 94291 94293 94294 94295 94296 94297 94298 94299 95812 95813 95840 95851 95852 95853 95867 95894 | 1840021491 |  | AK | 2 | 275 | 7 | N/A | Very Cold | Wrangell | KY | Kentucky | SacramentoCA | WrangellAK
Orlando | Orlando | FL | Florida | 12095 | Orange | 28.4772 | -81.3369 | 1822394 | 1003 | polygon | FALSE | TRUE | America/New_York | 1 | 32829 32827 32824 32822 32804 32805 32806 32807 32801 32803 32808 32839 32835 32832 32819 32811 32814 32812 32802 32853 32854 32856 32861 32862 32872 32877 32885 32886 32891 32897 | 1840015099 |  | AK | 2 | 282 | 7 | N/A | Very Cold | Yakutat | LA | Louisiana | OrlandoFL | YakutatAK
San Jose | San Jose | CA | California | 6085 | Santa Clara | 37.3019 | -121.8486 | 1798103 | 2218 | polygon | FALSE | TRUE | America/Los_Angeles | 1 | 95118 95128 95124 95125 95123 95008 95002 95117 95116 95111 95110 95113 95112 95119 95126 95127 95120 95121 95148 95133 95132 95131 95130 95136 95135 95134 95139 95138 95037 95013 95129 95122 95101 95103 95106 95109 95115 95141 95150 95151 95153 95154 95155 95156 95157 95158 95159 95160 95161 95164 95172 95173 95190 95191 95192 95193 95194 95196 | 1840021570 |  | AK | 2 | 290 | 8 | N/A | Subarctic | Yukon-Koyukuk | MA | Massachusetts | San JoseCA | Yukon-KoyukukAK
Cleveland | Cleveland | OH | Ohio | 39035 | Cuyahoga | 41.4767 | -81.6804 | 1710093 | 1893 | polygon | FALSE | TRUE | America/New_York | 1 | 44135 44128 44119 44113 44112 44111 44110 44115 44114 44144 44127 44120 44104 44105 44106 44101 44102 44103 44108 44109 44181 44190 44191 44192 44193 44194 44195 44197 44198 44199 | 1840000596 |  | AL | 1 | 1 | 3 | A | Hot-Humid | Autauga | MB | Manitoba | ClevelandOH | AutaugaAL
Pittsburgh | Pittsburgh | PA | Pennsylvania | 42003 | Allegheny | 40.4396 | -79.9762 | 1703266 | 2093 | polygon | FALSE | TRUE | America/New_York | 1 | 15216 15217 15214 15212 15213 15210 15211 15218 15219 15290 15232 15233 15260 15205 15204 15207 15206 15201 15203 15208 15224 15234 15222 15221 15220 15226 15120 15230 15240 15250 15251 15252 15253 15254 15255 15257 15258 15259 15261 15262 15264 15265 15267 15270 15272 15274 15279 15281 15282 15286 15289 15295 | 1840001254 |  | AL | 1 | 3 | 2 | A | Hot-Humid | Baldwin | MD | Maryland | PittsburghPA | BaldwinAL
Austin | Austin | TX | Texas | 48453 | Travis | 30.3004 | -97.7522 | 1687311 | 1181 | polygon | FALSE | TRUE | America/Chicago | 1 | 78749 78748 78741 78742 78745 78744 78747 78746 78717 78712 78719 78617 78739 78735 78730 78731 78732 78733 78705 78704 78701 78703 78702 78758 78759 78752 78753 78750 78751 78756 78757 78754 78652 78723 78722 78721 78727 78726 78725 78724 78729 78728 73301 73344 78651 78680 78708 78709 78710 78711 78713 78714 78715 78718 78720 78755 78760 78761 78762 78763 78765 78766 78767 78768 78772 78773 78774 78778 78779 78783 78799 | 1840019590 |  | AL | 1 | 5 | 3 | A | Hot-Humid | Barbour | ME | Maine | AustinTX | BarbourAL
Cincinnati | Cincinnati | OH | Ohio | 39061 | Hamilton | 39.1413 | -84.5061 | 1662691 | 1507 | polygon | FALSE | TRUE | America/New_York | 1 | 45219 45213 45212 45211 45217 45216 45214 45233 45225 45237 45229 45226 45227 45224 45232 45230 45204 45205 45206 45207 45202 45203 45208 45209 45223 45239 45238 45220 45201 45221 45250 45254 45262 45263 45264 45267 45268 45269 45270 45271 45273 45274 45275 45296 45298 45299 45999 | 1840003814 |  | AL | 1 | 7 | 3 | A | Mixed-Humid | Bibb | MI | Michigan | CincinnatiOH | BibbAL
Kansas City | Kansas City | MO | Missouri | 29095 | Jackson | 39.1239 | -94.5541 | 1636715 | 607 | polygon | FALSE | TRUE | America/Chicago | 1 | 64161 64163 64165 64167 64053 64151 64153 64155 64154 64157 64156 64158 64108 64109 64102 64106 64105 64101 64128 64129 64124 64125 64126 64127 64120 64123 64164 64166 64192 64119 64118 64114 64117 64116 64111 64110 64113 64112 64132 64130 64146 64145 64149 64147 64139 64138 64133 64131 64137 64136 64134 64121 64141 64148 64162 64170 64171 64179 64180 64184 64187 64188 64191 64195 64196 64197 64198 64199 64999 | 1840008535 |  | AL | 1 | 9 | 3 | A | Mixed-Humid | Blount | MN | Minnesota | Kansas CityMO | BlountAL
Manhattan | Manhattan | NY | New York | 36061 | New York | 40.7834 | -73.9662 | 1628706 | 27545 | polygon | FALSE | TRUE | America/New_York | 1 | 10026 10027 10030 10037 10039 10001 10011 10018 10019 10020 10036 10029 10035 10010 10016 10017 10022 10012 10013 10014 10004 10005 10006 10007 10038 10280 10002 10003 10009 10021 10028 10044 10065 10075 10128 10023 10024 10025 10031 10032 10033 10034 10040 | 1840034000 |  | AL | 1 | 11 | 3 | A | Hot-Humid | Bullock | MO | Missouri | ManhattanNY | BullockAL
Indianapolis | Indianapolis | IN | Indiana | 18097 | Marion | 39.7771 | -86.1458 | 1588961 | 935 | polygon | FALSE | TRUE | America/Indiana/Indianapolis | 1 | 46218 46219 46217 46214 46260 46268 46224 46228 46183 46231 46234 46235 46236 46237 46239 46250 46208 46201 46203 46202 46205 46204 46256 46254 46259 46227 46226 46225 46222 46221 46220 46229 46113 46278 46241 46240 46206 46207 46209 46230 46242 46244 46247 46251 46253 46255 46262 46277 46282 46283 46285 46288 46298 | 1840030084 |  | AL | 1 | 13 | 3 | A | Hot-Humid | Butler | MS | Mississippi | IndianapolisIN | ButlerAL
Columbus | Columbus | OH | Ohio | 39049 | Franklin | 39.9862 | -82.985 | 1562009 | 1582 | polygon | FALSE | TRUE | America/New_York | 1 | 43026 43109 43054 43220 43221 43222 43223 43224 43081 43228 43227 43211 43213 43212 43215 43214 43217 43219 43002 43004 43068 43085 43240 43229 43235 43232 43231 43230 43119 43110 43017 43016 43137 43210 43202 43203 43201 43206 43207 43204 43205 43209 43218 43236 43251 43260 43266 43268 43270 43271 43272 43279 43287 43291 | 1840003760 |  | AL | 1 | 15 | 3 | A | Mixed-Humid | Calhoun | MT | Montana | ColumbusOH | CalhounAL
Charlotte | Charlotte | NC | North Carolina | 37119 | Mecklenburg | 35.208 | -80.8304 | 1512923 | 1113 | polygon | FALSE | TRUE | America/New_York | 1 | 28269 28262 28105 28280 28282 28209 28208 28205 28204 28207 28206 28203 28202 28227 28226 28278 28270 28273 28277 28134 28216 28217 28214 28215 28212 28213 28210 28211 28244 28126 28130 28201 28218 28219 28220 28221 28222 28223 28224 28228 28229 28230 28231 28232 28233 28234 28235 28237 28241 28242 28243 28246 28247 28253 28254 28255 28256 28258 28260 28263 28265 28266 28271 28272 28274 28275 28281 28284 28285 28287 28288 28289 28290 28296 28297 28299 | 1840014557 |  | AL | 1 | 17 | 3 | A | Mixed-Humid | Chambers | MX | Mexico | CharlotteNC | ChambersAL
Virginia Beach | Virginia Beach | VA | Virginia | 51810 | Virginia Beach | 36.7335 | -76.0435 | 1478868 | 709 | polygon | FALSE | TRUE | America/New_York | 1 | 23459 23451 23453 23452 23455 23457 23456 23454 23460 23461 23462 23464 23450 23458 23463 23465 23466 23467 23471 23479 | 1840003871 |  | AL | 1 | 19 | 3 | A | Mixed-Humid | Cherokee | NB | New Brunswick | Virginia BeachVA | CherokeeAL
Bronx | Bronx | NY | New York | 36005 | Bronx | 40.8501 | -73.8662 | 1418207 | 12862 | polygon | FALSE | TRUE | America/New_York | 1 | 10453 10457 10460 10458 10467 10468 10451 10452 10456 10454 10455 10459 10474 10463 10471 10466 10469 10470 10475 10461 10462 10464 10465 10472 10473 | 1840033999 |  | AL | 1 | 21 | 3 | A | Mixed-Humid | Chilton | NC | North Carolina | BronxNY | ChiltonAL
Milwaukee | Milwaukee | WI | Wisconsin | 55079 | Milwaukee | 43.0642 | -87.9673 | 1365787 | 2369 | polygon | FALSE | TRUE | America/Chicago | 1 | 53203 53202 53207 53206 53205 53204 53209 53208 53233 53211 53218 53219 53214 53215 53216 53210 53212 53213 53295 53225 53224 53227 53226 53221 53220 53223 53222 53228 53201 53237 53259 53263 53274 53278 53288 53290 53293 | 1840003046 |  | AL | 1 | 23 | 3 | A | Hot-Humid | Choctaw | ND | North Dakota | MilwaukeeWI | ChoctawAL
Providence | Providence | RI | Rhode Island | 44007 | Providence | 41.823 | -71.4187 | 1203230 | 3773 | polygon | FALSE | TRUE | America/New_York | 1 | 02903 02906 02907 02905 02908 02909 02904 02912 02901 02902 02918 02940 | 1840003289 |  | AL | 1 | 25 | 3 | A | Hot-Humid | Clarke | NE | Nebraska | ProvidenceRI | ClarkeAL
Jacksonville | Jacksonville | FL | Florida | 12031 | Duval | 30.3322 | -81.6749 | 1181496 | 470 | polygon | FALSE | TRUE | America/New_York | 1 | 32224 32225 32226 32227 32220 32221 32222 32223 32228 32219 32218 32217 32216 32211 32210 32212 32246 32244 32233 32234 32209 32205 32202 32250 32254 32257 32256 32208 32206 32207 32258 32277 32204 32099 32201 32203 32214 32229 32231 32232 32235 32236 32238 32239 32241 32245 32247 32255 | 1840015031 |  | AL | 1 | 27 | 3 | A | Mixed-Humid | Clay | NH | New Hampshire | JacksonvilleFL | ClayAL
Salt Lake City | Salt Lake City | UT | Utah | 49035 | Salt Lake | 40.7777 | -111.9306 | 1098526 | 699 | polygon | FALSE | TRUE | America/Denver | 1 | 84116 84115 84113 84112 84111 84144 84128 84180 84108 84101 84102 84103 84104 84105 84106 84110 84114 84122 84132 84133 84134 84138 84139 84143 84145 84147 84148 84150 84151 84152 84158 84199 | 1840021383 |  | AL | 1 | 29 | 3 | A | Mixed-Humid | Cleburne | NJ | New Jersey | Salt Lake CityUT | CleburneAL
Nashville | Nashville | TN | Tennessee | 47037 | Davidson | 36.1715 | -86.7843 | 1081903 | 544 | polygon | FALSE | TRUE | America/Chicago | 1 | 37027 37138 37076 37072 37205 37201 37206 37240 37243 37246 37080 37218 37219 37216 37217 37214 37215 37212 37213 37210 37211 37189 37209 37208 37204 37207 37203 37115 37013 37228 37221 37220 37143 37011 37116 37202 37222 37224 37227 37229 37230 37232 37234 37235 37236 37238 37241 37242 37244 37250 | 1840036155 |  | AL | 1 | 31 | 3 | A | Hot-Humid | Coffee | NL | Newfoundland and Labrador | NashvilleTN | CoffeeAL
Richmond | Richmond | VA | Virginia | 51760 | Richmond | 37.5295 | -77.4756 | 1075798 | 1484 | polygon | FALSE | TRUE | America/New_York | 1 | 23222 23223 23220 23221 23226 23227 23224 23225 23230 23235 23234 23219 23173 23218 23232 23249 23260 23261 23269 23274 23276 23278 23282 23284 23285 23286 23289 23290 23291 23292 23295 23298 | 1840001698 |  | AL | 1 | 33 | 3 | A | Mixed-Humid | Colbert | NM | New Mexico | RichmondVA | ColbertAL
Memphis | Memphis | TN | Tennessee | 47157 | Shelby | 35.1046 | -89.9773 | 1066967 | 792 | polygon | FALSE | TRUE | America/Chicago | 1 | 38120 38127 38107 38106 38105 38104 38103 38109 38108 38152 38132 38133 38131 38134 38141 38112 38111 38114 38115 38116 38117 38118 38119 38018 38016 38128 38122 38125 38126 37501 37544 38088 38101 38113 38124 38130 38136 38137 38145 38148 38150 38151 38157 38159 38161 38163 38166 38168 38173 38174 38175 38177 38181 38182 38184 38186 38187 38188 38190 38193 38194 38197 | 1840015457 |  | AL | 1 | 35 | 3 | A | Hot-Humid | Conecuh | NS | Nova Scotia | MemphisTN | ConecuhAL
Raleigh | Raleigh | NC | North Carolina | 37183 | Wake | 35.8325 | -78.6435 | 1038738 | 1254 | polygon | FALSE | TRUE | America/New_York | 1 | 27617 27616 27615 27614 27613 27612 27610 27608 27609 27601 27603 27604 27605 27606 27607 27602 27619 27620 27622 27624 27626 27627 27628 27634 27636 27640 27650 27656 27658 27661 27668 27675 27676 27690 27697 27698 | 1840014497 |  | AL | 1 | 37 | 3 | A | Mixed-Humid | Coosa | NT | Northwest Territories | RaleighNC | CoosaAL
New Orleans | New Orleans | LA | Louisiana | 22071 | Orleans | 30.0687 | -89.9288 | 1020886 | 889 | polygon | FALSE | TRUE | America/Chicago | 1 | 70139 70130 70131 70114 70115 70116 70117 70112 70113 70118 70119 70129 70128 70125 70124 70127 70126 70122 70163 70142 70145 70146 70148 70150 70151 70152 70153 70154 70156 70157 70158 70159 70160 70161 70162 70164 70165 70166 70167 70170 70172 70174 70175 70176 70177 70178 70179 70181 70182 70184 70185 70186 70187 70189 70190 70195 | 1840001839 |  | AL | 1 | 39 | 3 | A | Hot-Humid | Covington | NU | Nunavut | New OrleansLA | CovingtonAL
Louisville | Louisville | KY | Kentucky | 21111 | Jefferson | 38.1663 | -85.6485 | 1005654 | 905 | polygon | FALSE | TRUE | America/New_York | 1 | 40177 40245 40241 40218 40219 40214 40216 40211 40213 40059 40291 40299 40220 40223 40222 40229 40228 40023 40272 40207 40209 40258 40118 40018 40027 40225 40261 40268 40269 40281 | 1840030815 |  | AL | 1 | 41 | 3 | A | Hot-Humid | Crenshaw | NV | Nevada | LouisvilleKY | CrenshawAL
Oklahoma City | Oklahoma City | OK | Oklahoma | 40109 | Oklahoma | 35.4676 | -97.5136 | 972943 | 417 | polygon | FALSE | TRUE | America/Chicago | 2 | 73012 73013 73099 73097 73119 73118 73114 73117 73116 73111 73112 73020 73173 74857 73142 73141 73145 73149 73078 73109 73106 73107 73139 73132 73131 73135 73134 73008 73084 73105 73169 73162 73165 73102 73103 73054 73151 73150 73159 73064 73108 73104 73129 73179 73170 73049 73127 73120 73121 73122 73128 73101 73113 73124 73125 73126 73136 73137 73143 73144 73146 73147 73148 73152 73154 73155 73157 73163 73164 73167 73172 73178 73184 73189 73190 73194 73195 | 1840020428 |  | AL | 1 | 43 | 3 | A | Mixed-Humid | Cullman | NY | New York | Oklahoma CityOK | CullmanAL
Bridgeport | Bridgeport | CT | Connecticut | 9001 | Fairfield | 41.1918 | -73.1953 | 924449 | 3470 | polygon | FALSE | TRUE | America/New_York | 2 | 06605 06604 06607 06606 06608 06610 06601 06602 | 1840004836 |  | AL | 1 | 45 | 3 | A | Hot-Humid | Dale | OH | Ohio | BridgeportCT | DaleAL
Buffalo | Buffalo | NY | New York | 36029 | Erie | 42.9016 | -78.8487 | 914341 | 2441 | polygon | FALSE | TRUE | America/New_York | 2 | 14208 14209 14202 14203 14201 14206 14207 14204 14220 14222 14218 14211 14210 14213 14212 14215 14214 14216 14205 14233 14240 14263 14264 14267 14269 14270 14272 14273 14276 14280 | 1840000386 |  | AL | 1 | 47 | 3 | A | Hot-Humid | Dallas | OK | Oklahoma | BuffaloNY | DallasAL
Fort Worth | Fort Worth | TX | Texas | 48439 | Tarrant | 32.7811 | -97.3473 | 909585 | 1016 | polygon | FALSE | TRUE | America/Chicago | 2 | 76164 76040 76134 76135 76137 76131 76132 76133 76109 76108 76105 76104 76107 76106 76103 76102 76155 76006 76053 76052 76129 76123 76120 76244 76008 76179 76177 76036 76140 76262 76118 76119 76116 76117 76114 76115 76112 76110 76111 76127 76126 76101 76113 76121 76122 76124 76130 76147 76150 76161 76162 76163 76166 76190 76191 76193 76195 76196 76197 76198 76199 | 1840020696 |  | AL | 1 | 49 | 3 | A | Mixed-Humid | DeKalb | ON | Ontario | Fort WorthTX | DeKalbAL
Hartford | Hartford | CT | Connecticut | 9003 | Hartford | 41.7661 | -72.6834 | 905152 | 2712 | polygon | FALSE | TRUE | America/New_York | 2 | 06106 06105 06103 06120 06112 06160 06114 06101 06102 06104 06115 06123 06126 06127 06132 06133 06134 06140 06141 06142 06143 06144 06145 06146 06147 06150 06151 06152 06154 06167 06176 06183 | 1840004773 |  | AL | 1 | 51 | 3 | A | Hot-Humid | Elmore | OR | Oregon | HartfordCT | ElmoreAL
Tucson | Tucson | AZ | Arizona | 4019 | Pima | 32.1545 | -110.8782 | 888486 | 889 | polygon | FALSE | TRUE | America/Phoenix | 2 | 85705 85707 85706 85756 85723 85726 85724 85701 85708 85711 85748 85745 85747 85716 85714 85715 85712 85713 85710 85719 85730 85702 85703 85709 85717 85720 85721 85722 85725 85731 85732 85738 85751 85754 85775 | 1840022101 |  | AL | 1 | 53 | 3 | A | Hot-Humid | Escambia | PA | Pennsylvania | TucsonAZ | EscambiaAL
Omaha | Omaha | NE | Nebraska | 31055 | Douglas | 41.2627 | -96.0522 | 847819 | 1309 | polygon | FALSE | TRUE | America/Chicago | 2 | 68112 68117 68118 68107 68104 68105 68108 68178 68164 68122 68127 68124 68022 68111 68110 68114 68116 68137 68135 68132 68144 68134 68131 68130 68102 68106 68152 68154 68101 68103 68109 68119 68139 68145 68172 68175 68176 68179 68180 68182 68183 68197 68198 | 1840009315 |  | AL | 1 | 55 | 3 | A | Mixed-Humid | Etowah | PE | Prince Edward Island | OmahaNE | EtowahAL
El Paso | El Paso | TX | Texas | 48141 | El Paso | 31.8479 | -106.4309 | 843386 | 1022 | polygon | FALSE | TRUE | America/Denver | 2 | 79901 79902 79903 79904 79905 79906 79907 79930 79932 79935 79934 79936 79912 79911 79835 79922 79920 79927 79924 79925 79915 79910 79913 79914 79917 79923 79926 79931 79937 79940 79941 79943 79944 79945 79946 79947 79948 79949 79950 79951 79952 79953 79954 79955 79958 79960 79961 79968 79976 79978 79980 79995 79996 79997 79998 79999 88540 88541 88542 88543 88544 88545 88546 88547 88548 88549 88550 88553 88554 88555 88556 88557 88558 88559 88560 88561 88562 88563 88565 88566 88567 88568 88569 88570 88571 88572 88573 88574 88575 88576 88577 88578 88579 88580 88581 88582 88583 88584 88585 88586 88588 88590 88595 | 1840023252 |  | AL | 1 | 57 | 3 | A | Mixed-Humid | Fayette | PR | Puerto Rico | El PasoTX | FayetteAL
Honolulu | Honolulu | HI | Hawaii | 15003 | Honolulu | 21.3294 | -157.846 | 820987 | 2200 | polygon | FALSE | TRUE | Pacific/Honolulu | 2 | 96859 96850 96822 96826 96813 96815 96814 96817 96816 96819 96818 96801 96802 96803 96804 96805 96806 96807 96808 96809 96810 96811 96812 96820 96823 96828 96830 96836 96837 96838 96839 96840 96841 96843 96844 96846 96847 96848 96849 96858 96898 | 1840013305 |  | AL | 1 | 59 | 3 | A | Mixed-Humid | Franklin | QC | Quebec | HonoluluHI | FranklinAL
McAllen | McAllen | TX | Texas | 48215 | Hidalgo | 26.2273 | -98.2471 | 804114 | 841 | polygon | FALSE | TRUE | America/Chicago | 2 | 78573 78504 78503 78501 78502 78505 | 1840021024 |  | AL | 1 | 61 | 3 | A | Hot-Humid | Geneva | RI | Rhode Island | McAllenTX | GenevaAL
Albuquerque | Albuquerque | NM | New Mexico | 35001 | Bernalillo | 35.1053 | -106.6464 | 761195 | 1155 | polygon | FALSE | TRUE | America/Denver | 2 | 87121 87120 87123 87112 87113 87110 87111 87116 87114 87109 87108 87102 87105 87104 87107 87106 87119 87125 87131 87151 87153 87154 87158 87181 87184 87187 87190 87191 87192 87194 87196 87197 87198 87199 | 1840019176 |  | AL | 1 | 63 | 3 | A | Mixed-Humid | Greene | SC | South Carolina | AlbuquerqueNM | GreeneAL
Birmingham | Birmingham | AL | Alabama | 1073 | Jefferson | 33.5277 | -86.7987 | 739573 | 553 | polygon | FALSE | TRUE | America/Chicago | 2 | 35218 35214 35215 35217 35210 35211 35212 35213 35243 35242 35224 35221 35222 35228 35203 35207 35206 35205 35204 35209 35208 35254 35068 35061 35234 35235 35233 35201 35202 35220 35232 35237 35238 35246 35249 35255 35259 35261 35270 35282 35283 35285 35287 35290 35291 35292 35294 35295 35297 35298 | 1840006507 |  | AL | 1 | 65 | 3 | A | Mixed-Humid | Hale | SD | South Dakota | BirminghamAL | HaleAL
Sarasota | Sarasota | FL | Florida | 12115 | Sarasota | 27.3386 | -82.5431 | 722243 | 1528 | polygon | FALSE | TRUE | America/New_York | 2 | 34232 34234 34237 34236 34239 34276 | 1840015988 |  | AL | 1 | 67 | 3 | A | Hot-Humid | Henry | SK | Saskatchewan | SarasotaFL | HenryAL
Dayton | Dayton | OH | Ohio | 39113 | Montgomery | 39.7797 | -84.1998 | 718353 | 978 | polygon | FALSE | TRUE | America/New_York | 2 | 45432 45402 45403 45406 45404 45405 45409 45428 45420 45424 45410 45414 45417 45419 45377 45401 45412 45422 45423 45481 45490 | 1840034249 |  | AL | 1 | 69 | 3 | A | Hot-Humid | Houston | TN | Tennessee | DaytonOH | HoustonAL
Rochester | Rochester | NY | New York | 36055 | Monroe | 43.168 | -77.6162 | 703952 | 2220 | polygon | FALSE | TRUE | America/New_York | 2 | 14608 14609 14606 14604 14605 14607 14627 14620 14621 14619 14615 14614 14617 14611 14610 14613 14612 14602 14603 14638 14639 14642 14643 14644 14646 14647 14649 14650 14651 14653 | 1840000373 |  | AL | 1 | 71 | 3 | A | Mixed-Humid | Jackson | TT | Trust Territory | RochesterNY | JacksonAL
Fresno | Fresno | CA | California | 6019 | Fresno | 36.7831 | -119.7941 | 703498 | 1789 | polygon | FALSE | TRUE | America/Los_Angeles | 2 | 93730 93650 93702 93703 93701 93706 93704 93705 93728 93720 93721 93722 93726 93727 93711 93710 93707 93708 93709 93714 93715 93716 93717 93718 93724 93729 93740 93744 93745 93750 93755 93760 93761 93764 93765 93771 93772 93774 93775 93776 93777 93778 93779 93790 93791 93792 93793 93794 93844 | 1840020319 |  | AL | 1 | 73 | 3 | A | Mixed-Humid | Jefferson | TX | Texas | FresnoCA | JeffersonAL
Allentown | Allentown | PA | Pennsylvania | 42077 | Lehigh | 40.5961 | -75.4756 | 683794 | 2672 | polygon | FALSE | TRUE | America/New_York | 2 | 18105 18104 18101 18103 18102 18109 18001 | 1840001044 |  | AL | 1 | 75 | 3 | A | Mixed-Humid | Lamar | UN | Unknown | AllentownPA | LamarAL
Tulsa | Tulsa | OK | Oklahoma | 40143 | Tulsa | 36.1284 | -95.9042 | 671033 | 784 | polygon | FALSE | TRUE | America/Chicago | 2 | 74133 74134 74135 74132 74130 74136 74137 74145 74127 74112 74114 74115 74117 74119 74015 74105 74129 74128 74120 74126 74110 74116 74107 74106 74104 74103 74146 74108 74101 74121 74141 74147 74148 74149 74150 74152 74153 74155 74156 74158 74159 74169 74170 74171 74172 74182 74186 74187 74192 74193 | 1840021672 |  | AL | 1 | 77 | 3 | A | Mixed-Humid | Lauderdale | UT | Utah | TulsaOK | LauderdaleAL
Cape Coral | Cape Coral | FL | Florida | 12071 | Lee | 26.6446 | -81.9956 | 668382 | 708 | polygon | FALSE | TRUE | America/New_York | 2 | 33991 33990 33993 33914 33909 33904 33910 33911 33915 | 1840015130 |  | AL | 1 | 79 | 3 | A | Mixed-Humid | Lawrence | VA | Virginia | Cape CoralFL | LawrenceAL
Concord | Concord | CA | California | 6013 | Contra Costa | 37.9722 | -122.0016 | 652308 | 1633 | polygon | FALSE | TRUE | America/Los_Angeles | 2 | 94518 94519 94521 94520 94522 94524 94527 | 1840018905 |  | AL | 1 | 81 | 3 | A | Mixed-Humid | Lee | VI | Virgin Islands | ConcordCA | LeeAL
Colorado Springs | Colorado Springs | CO | Colorado | 8041 | El Paso | 38.8674 | -104.7606 | 642413 | 946 | polygon | FALSE | TRUE | America/Denver | 2 | 80951 80909 80904 80905 80906 80907 80903 80939 80938 80910 80917 80916 80915 80914 80919 80918 80927 80924 80925 80922 80923 80920 80921 80929 80901 80932 80934 80935 80936 80937 80941 80942 80946 80947 80949 80950 80960 80962 80977 80995 80997 | 1840018825 |  | AL | 1 | 83 | 3 | A | Mixed-Humid | Limestone | VT | Vermont | Colorado SpringsCO | LimestoneAL
Charleston | Charleston | SC | South Carolina | 45019 | Charleston | 32.8153 | -79.9628 | 628377 | 480 | polygon | FALSE | TRUE | America/New_York | 2 | 29414 29424 29455 29407 29401 29403 29409 29492 29412 29402 29413 29417 29422 29425 29457 | 1840015163 |  | AL | 1 | 85 | 3 | A | Hot-Humid | Lowndes | WA | Washington | CharlestonSC | LowndesAL
Springfield | Springfield | MA | Massachusetts | 25013 | Hampden | 42.1155 | -72.5395 | 623401 | 1860 | polygon | FALSE | TRUE | America/New_York | 2 | 01151 01118 01119 01199 01129 01128 01107 01105 01104 01103 01109 01108 01101 01102 01111 01115 01138 01139 01144 01152 | 1840000466 |  | AL | 1 | 87 | 3 | A | Hot-Humid | Macon | WI | Wisconsin | SpringfieldMA | MaconAL
Grand Rapids | Grand Rapids | MI | Michigan | 26081 | Kent | 42.962 | -85.6562 | 609314 | 1734 | polygon | FALSE | TRUE | America/Detroit | 2 | 49546 49507 49506 49505 49504 49503 49508 49501 49502 49514 49515 49523 49555 49588 49599 | 1840002928 |  | AL | 1 | 89 | 3 | A | Mixed-Humid | Madison | WV | West Virginia | Grand RapidsMI | MadisonAL
Mission Viejo | Mission Viejo | CA | California | 6059 | Orange | 33.6095 | -117.655 | 590249 | 2058 | polygon | FALSE | TRUE | America/Los_Angeles | 2 | 92692 92691 92690 | 1840020580 |  | AL | 1 | 91 | 3 | A | Hot-Humid | Marengo | WY | Wyoming | Mission ViejoCA | MarengoAL
Albany | Albany | NY | New York | 36001 | Albany | 42.6664 | -73.7987 | 586383 | 1740 | polygon | FALSE | TRUE | America/New_York | 2 | 12208 12209 12204 12206 12207 12202 12203 12205 12210 12222 12201 12223 12226 12228 12229 12230 12231 12232 12233 12234 12235 12236 12237 12238 12239 12240 12241 12242 12243 12244 12245 12246 12248 12250 12255 12257 12260 12261 | 1840000417 |  | AL | 1 | 93 | 3 | A | Mixed-Humid | Marion | YT | Yukon | AlbanyNY | MarionAL
Knoxville | Knoxville | TN | Tennessee | 47093 | Knox | 35.9692 | -83.9496 | 586048 | 733 | polygon | FALSE | TRUE | America/New_York | 2 | 37918 37912 37909 37902 37924 37920 37921 37922 37923 37919 37915 37914 37917 37916 37901 37927 37928 37929 37939 37950 37995 37996 37997 | 1840014486 |  | AL | 1 | 95 | 3 | A | Mixed-Humid | Marshall |  |  | KnoxvilleTN | MarshallAL
Bakersfield | Bakersfield | CA | California | 6029 | Kern | 35.3529 | -119.0359 | 579295 | 990 | polygon | FALSE | TRUE | America/Los_Angeles | 2 | 93306 93307 93304 93305 93301 93309 93314 93311 93313 93312 93302 93383 93384 93385 93387 93389 93390 | 1840019148 |  | AL | 1 | 97 | 2 | A | Hot-Humid | Mobile |  |  | BakersfieldCA | MobileAL
Ogden | Ogden | UT | Utah | 49057 | Weber | 41.2278 | -111.9682 | 578523 | 1230 | polygon | FALSE | TRUE | America/Denver | 2 | 84404 84401 84403 84244 84407 84408 84409 84415 | 1840020135 |  | AL | 1 | 99 | 3 | A | Hot-Humid | Monroe |  |  | OgdenUT | MonroeAL
Baton Rouge | Baton Rouge | LA | Louisiana | 22033 | East Baton Rouge | 30.4418 | -91.131 | 570308 | 983 | polygon | FALSE | TRUE | America/Chicago | 2 | 70836 70808 70809 70802 70803 70801 70806 70807 70805 70820 70819 70811 70815 70814 70816 70804 70813 70821 70822 70823 70825 70827 70831 70833 70835 70873 70874 70891 70892 70893 70894 70895 70898 | 1840013941 |  | AL | 1 | 101 | 3 | A | Hot-Humid | Montgomery |  |  | Baton RougeLA | MontgomeryAL
Akron | Akron | OH | Ohio | 39153 | Summit | 41.0798 | -81.5219 | 565208 | 1231 | polygon | FALSE | TRUE | America/New_York | 2 | 44306 44307 44304 44305 44302 44303 44301 44308 44320 44311 44310 44313 44312 44319 44314 44309 44315 44316 44317 44325 44326 44328 44334 44396 44398 | 1840000791 |  | AL | 1 | 103 | 3 | A | Mixed-Humid | Morgan |  |  | AkronOH | MorganAL
New Haven | New Haven | CT | Connecticut | 9009 | New Haven | 41.3112 | -72.9246 | 564830 | 2690 | polygon | FALSE | TRUE | America/New_York | 2 | 06519 06511 06510 06513 06512 06515 06501 06502 06503 06505 06506 06507 06508 06509 06520 06521 06530 06531 06532 06533 06534 06535 06536 06540 | 1840004850 |  | AL | 1 | 105 | 3 | A | Hot-Humid | Perry |  |  | New HavenCT | PerryAL
Columbia | Columbia | SC | South Carolina | 45079 | Richland | 34.0376 | -80.9037 | 560041 | 373 | polygon | FALSE | TRUE | America/New_York | 2 | 29202 29203 29205 29201 29207 29204 29208 29209 29212 29225 29229 29147 29210 29206 29214 29215 29216 29217 29218 29220 29224 29226 29240 29250 | 1840014730 |  | AL | 1 | 107 | 3 | A | Mixed-Humid | Pickens |  |  | ColumbiaSC | PickensAL
Mesa | Mesa | AZ | Arizona | 4013 | Maricopa | 33.4017 | -111.718 | 518012 | 1448 | polygon | FALSE | TRUE | America/Phoenix | 2 | 85208 85209 85201 85202 85203 85204 85205 85206 85207 85215 85213 85212 85210 85211 85214 85216 85274 85275 85277 | 1840020566 |  | AL | 1 | 109 | 3 | A | Hot-Humid | Pike |  |  | MesaAZ | PikeAL
Palm Bay | Palm Bay | FL | Florida | 12009 | Brevard | 27.955 | -80.6627 | 507002 | 456 | polygon | FALSE | TRUE | America/New_York | 2 | 32909 32905 32907 32976 32948 32908 32902 32906 32910 32911 | 1840015094 |  | AL | 1 | 111 | 3 | A | Mixed-Humid | Randolph |  |  | Palm BayFL | RandolphAL
Provo | Provo | UT | Utah | 49049 | Utah | 40.2457 | -111.6457 | 500617 | 1080 | polygon | FALSE | TRUE | America/Denver | 2 | 84604 84606 84601 84602 84603 84605 | 1840020174 |  | AL | 1 | 113 | 3 | A | Hot-Humid | Russell |  |  | ProvoUT | RussellAL
Worcester | Worcester | MA | Massachusetts | 25027 | Worcester | 42.2705 | -71.8079 | 498328 | 1916 | polygon | FALSE | TRUE | America/New_York | 2 | 01610 01608 01609 01602 01603 01604 01605 01606 01607 01601 01613 01614 01615 01653 01655 | 1840000434 |  | AL | 1 | 117 | 3 | A | Mixed-Humid | Shelby |  |  | WorcesterMA | ShelbyAL
Murrieta | Murrieta | CA | California | 6065 | Riverside | 33.572 | -117.1909 | 496046 | 1335 | polygon | FALSE | TRUE | America/Los_Angeles | 2 | 92563 92562 | 1840020553 |  | AL | 1 | 115 | 3 | A | Mixed-Humid | St. Clair |  |  | MurrietaCA | St. ClairAL
Greenville | Greenville | SC | South Carolina | 45045 | Greenville | 34.8353 | -82.3647 | 484465 | 920 | polygon | FALSE | TRUE | America/New_York | 2 | 29614 29607 29605 29601 29609 29602 29603 29604 29612 29616 | 1840013501 |  | AL | 1 | 119 | 3 | A | Mixed-Humid | Sumter |  |  | GreenvilleSC | SumterAL
Wichita | Wichita | KS | Kansas | 20173 | Sedgwick | 37.6896 | -97.3442 | 482249 | 931 | polygon | FALSE | TRUE | America/Chicago | 2 | 67230 67235 67260 67217 67216 67215 67214 67213 67212 67211 67210 67219 67218 67223 67220 67226 67202 67203 67204 67205 67206 67207 67208 67209 67201 67275 67276 67277 67278 | 1840001686 |  | AL | 1 | 121 | 3 | A | Mixed-Humid | Talladega |  |  | WichitaKS | TalladegaAL
Toledo | Toledo | OH | Ohio | 39095 | Lucas | 41.6639 | -83.5822 | 482111 | 1308 | polygon | FALSE | TRUE | America/New_York | 2 | 43615 43611 43613 43612 43614 43608 43610 43606 43607 43604 43605 43609 43620 43623 43601 43603 43635 43652 43656 43657 43659 43660 43661 43666 43667 43681 43682 43697 43699 | 1840000572 |  | AL | 1 | 123 | 3 | A | Mixed-Humid | Tallapoosa |  |  | ToledoOH | TallapoosaAL
Staten Island | Staten Island | NY | New York | 36085 | Richmond | 40.5834 | -74.1496 | 476143 | 3156 | polygon | FALSE | TRUE | America/New_York | 2 | 10302 10303 10310 10306 10307 10308 10309 10312 10301 10304 10305 10314 | 1840034032 |  | AL | 1 | 125 | 3 | A | Mixed-Humid | Tuscaloosa |  |  | Staten IslandNY | TuscaloosaAL
Des Moines | Des Moines | IA | Iowa | 19153 | Polk | 41.5725 | -93.6105 | 473957 | 938 | polygon | FALSE | TRUE | America/Chicago | 2 | 50309 50312 50314 50316 50317 50310 50311 50313 50319 50321 50320 50315 50301 50302 50303 50304 50305 50306 50307 50308 50318 50328 50329 50330 50331 50332 50335 50340 50380 50381 50391 50392 50393 50394 50395 50396 50936 50940 50947 50950 50980 50981 50982 50983 | 1840007069 |  | AL | 1 | 127 | 3 | A | Mixed-Humid | Walker |  |  | Des MoinesIA | WalkerAL
Long Beach | Long Beach | CA | California | 6037 | Los Angeles | 33.7981 | -118.1675 | 462628 | 3523 | polygon | FALSE | TRUE | America/Los_Angeles | 2 | 90822 90804 90805 90806 90807 90802 90803 90808 90831 90814 90813 90810 90815 90801 90832 90833 90840 90842 90844 90846 90847 90848 90853 | 1840020490 |  | AL | 1 | 129 | 3 | A | Hot-Humid | Washington |  |  | Long BeachCA | WashingtonAL
Port St. Lucie | Port St. Lucie | FL | Florida | 12111 | St. Lucie | 27.2796 | -80.3883 | 461152 | 653 | polygon | FALSE | TRUE | America/New_York | 2 | 34986 34984 34983 34987 34952 34953 34985 | 1840015119 |  | AL | 1 | 131 | 3 | A | Hot-Humid | Wilcox |  |  | Port St. LucieFL | WilcoxAL
Denton | Denton | TX | Texas | 48121 | Denton | 33.2176 | -97.1419 | 457177 | 567 | polygon | FALSE | TRUE | America/Chicago | 2 | 76207 76205 76201 76208 76209 76210 76259 76202 76203 76204 76206 | 1840019390 |  | AL | 1 | 133 | 3 | A | Mixed-Humid | Winston |  |  | DentonTX | WinstonAL
Madison | Madison | WI | Wisconsin | 55025 | Dane | 43.0826 | -89.3931 | 447245 | 1263 | polygon | FALSE | TRUE | America/Chicago | 2 | 53706 53704 53705 53703 53726 53792 53719 53718 53715 53714 53717 53716 53711 53713 53701 53707 53708 53725 53774 53777 53782 53783 53784 53785 53786 53788 53790 53793 53794 | 1840002915 |  | AR | 5 | 1 | 3 | A | Mixed-Humid | Arkansas |  |  | MadisonWI | ArkansasAR
Reno | Reno | NV | Nevada | 32031 | Washoe | 39.5497 | -119.8483 | 445020 | 907 | polygon | FALSE | TRUE | America/Los_Angeles | 2 | 89521 89523 89439 89503 89502 89501 89506 89509 89508 89519 89512 89505 89507 89533 89555 89557 89595 89599 | 1840020121 |  | AR | 5 | 3 | 3 | A | Mixed-Humid | Ashley |  |  | RenoNV | AshleyAR
Harrisburg | Harrisburg | PA | Pennsylvania | 42043 | Dauphin | 40.2752 | -76.8843 | 442289 | 2343 | polygon | FALSE | TRUE | America/New_York | 2 | 17101 17102 17103 17104 17120 17110 17105 17108 17121 17122 17123 17124 17125 17126 17127 17128 17129 17130 | 1840001288 |  | AR | 5 | 5 | 4 | A | Mixed-Humid | Baxter |  |  | HarrisburgPA | BaxterAR
Little Rock | Little Rock | AR | Arkansas | 5119 | Pulaski | 34.7256 | -92.3576 | 439815 | 634 | polygon | FALSE | TRUE | America/Chicago | 2 | 72211 72210 72212 72223 72209 72202 72201 72206 72207 72204 72205 72103 72227 72215 72217 72219 72222 72225 72231 72255 72260 72295 | 1840015509 |  | AR | 5 | 7 | 4 | A | Mixed-Humid | Benton |  |  | Little RockAR | BentonAR
Oakland | Oakland | CA | California | 6001 | Alameda | 37.7903 | -122.2165 | 433031 | 2991 | polygon | FALSE | TRUE | America/Los_Angeles | 2 | 94621 94705 94704 94611 94610 94613 94619 94612 94618 94606 94607 94602 94603 94601 94609 94605 94608 94604 94614 94615 94617 94620 94623 94624 94649 94659 94660 94661 94666 | 1840020296 |  | AR | 5 | 9 | 4 | A | Mixed-Humid | Boone |  |  | OaklandCA | BooneAR
Durham | Durham | NC | North Carolina | 37063 | Durham | 35.9794 | -78.9031 | 424700 | 959 | polygon | FALSE | TRUE | America/New_York | 2 | 27703 27705 27704 27707 27701 27709 27712 27713 27706 27708 27710 27715 27717 27722 | 1840013364 |  | AR | 5 | 11 | 3 | A | Mixed-Humid | Bradley |  |  | DurhamNC | BradleyAR
Winston-Salem | Winston-Salem | NC | North Carolina | 37067 | Forsyth | 36.1029 | -80.2611 | 422269 | 721 | polygon | FALSE | TRUE | America/New_York | 2 | 27110 27127 27040 27107 27106 27105 27104 27103 27101 27109 27102 27108 27111 27113 27114 27115 27116 27117 27120 27130 27150 27152 27155 27157 27198 27199 | 1840015324 |  | AR | 5 | 13 | 3 | A | Mixed-Humid | Calhoun |  |  | Winston-SalemNC | CalhounAR
Bonita Springs | Bonita Springs | FL | Florida | 12071 | Lee | 26.3559 | -81.7861 | 421291 | 600 | polygon | FALSE | TRUE | America/New_York | 2 | 33931 34134 34135 | 1840014227 |  | AR | 5 | 15 | 4 | A | Mixed-Humid | Carroll |  |  | Bonita SpringsFL | CarrollAR
Indio | Indio | CA | California | 6065 | Riverside | 33.7346 | -116.2346 | 417059 | 1066 | polygon | FALSE | TRUE | America/Los_Angeles | 2 | 92241 92201 92203 | 1840019304 |  | AR | 5 | 17 | 3 | A | Mixed-Humid | Chicot |  |  | IndioCA | ChicotAR
Palm Coast | Palm Coast | FL | Florida | 12035 | Flagler | 29.5392 | -81.246 | 417007 | 364 | polygon | FALSE | TRUE | America/New_York | 2 | 32164 32136 32137 32135 32142 32143 | 1840015064 |  | AR | 5 | 19 | 3 | A | Mixed-Humid | Clark |  |  | Palm CoastFL | ClarkAR
Chattanooga | Chattanooga | TN | Tennessee | 47065 | Hamilton | 35.0657 | -85.2488 | 415501 | 493 | polygon | FALSE | TRUE | America/New_York | 2 | 37415 37416 37410 37411 37419 37409 37421 37363 37408 37403 37402 37407 37405 37406 37404 37343 37351 37350 37401 37414 37424 37450 | 1840014569 |  | AR | 5 | 21 | 3 | A | Mixed-Humid | Clay |  |  | ChattanoogaTN | ClayAR
Spokane | Spokane | WA | Washington | 53063 | Spokane | 47.6671 | -117.433 | 412275 | 1247 | polygon | FALSE | TRUE | America/Los_Angeles | 2 | 99201 99203 99202 99205 99204 99207 99208 99224 99223 99001 99212 99209 99210 99219 99220 99252 99256 99258 99260 | 1840021093 |  | AR | 5 | 23 | 3 | A | Mixed-Humid | Cleburne |  |  | SpokaneWA | CleburneAR
Syracuse | Syracuse | NY | New York | 36067 | Onondaga | 43.0409 | -76.1438 | 404223 | 2195 | polygon | FALSE | TRUE | America/New_York | 2 | 13210 13214 13290 13224 13207 13206 13205 13204 13203 13202 13208 13201 13217 13218 13221 13235 13244 13252 13261 | 1840000378 |  | AR | 5 | 25 | 3 | A | Mixed-Humid | Cleveland |  |  | SyracuseNY | ClevelandAR
Lancaster | Lancaster | PA | Pennsylvania | 42071 | Lancaster | 40.0421 | -76.3012 | 401524 | 3166 | polygon | FALSE | TRUE | America/New_York | 2 | 17603 17602 17601 17608 17622 17699 | 1840003718 |  | AR | 5 | 27 | 3 | A | Hot-Humid | Columbia |  |  | LancasterPA | ColumbiaAR
Arlington | Arlington | TX | Texas | 48439 | Tarrant | 32.6998 | -97.125 | 398854 | 1607 | polygon | FALSE | TRUE | America/Chicago | 2 | 76040 76006 76001 76002 76018 76013 76012 76011 76010 76017 76016 76015 76014 76003 76004 76005 76007 76019 76094 76096 | 1840019422 |  | AR | 5 | 29 | 3 | A | Mixed-Humid | Conway |  |  | ArlingtonTX | ConwayAR
Stockton | Stockton | CA | California | 6077 | San Joaquin | 37.9765 | -121.3109 | 397264 | 1941 | polygon | FALSE | TRUE | America/Los_Angeles | 2 | 95219 95212 95210 95211 95209 95205 95207 95202 95204 95206 95203 95201 95267 95269 95296 95297 | 1840021517 |  | AR | 5 | 31 | 3 | A | Mixed-Humid | Craighead |  |  | StocktonCA | CraigheadAR
Poughkeepsie | Poughkeepsie | NY | New York | 36027 | Dutchess | 41.6949 | -73.921 | 394760 | 2290 | polygon | FALSE | TRUE | America/New_York | 2 | 12601 12603 12602 | 1840000500 |  | AR | 5 | 33 | 3 | A | Mixed-Humid | Crawford |  |  | PoughkeepsieNY | CrawfordAR
Augusta | Augusta | GA | Georgia | 13245 | Richmond | 33.3645 | -82.0708 | 390809 | 252 | polygon | FALSE | TRUE | America/New_York | 2 | 30912 30815 30812 30907 30906 30904 30901 30905 30909 30805 30914 30916 30917 30919 30999 | 1840029462 |  | AR | 5 | 35 | 3 | A | Mixed-Humid | Crittenden |  |  | AugustaGA | CrittendenAR
Boise | Boise | ID | Idaho | 16001 | Ada | 43.6007 | -116.2312 | 389280 | 1056 | polygon | FALSE | TRUE | America/Boise | 2 | 83703 83702 83705 83704 83709 83716 83706 83712 83713 83701 83708 83715 83717 83720 83722 83724 83725 83728 83729 83735 83756 83799 | 1840027142 |  | AR | 5 | 37 | 3 | A | Mixed-Humid | Cross |  |  | BoiseID | CrossAR
Oxnard | Oxnard | CA | California | 6111 | Ventura | 34.1963 | -119.1815 | 387647 | 3040 | polygon | FALSE | TRUE | America/Los_Angeles | 2 | 93035 93036 93030 93033 93031 93032 93034 | 1840020474 |  | AR | 5 | 39 | 3 | A | Mixed-Humid | Dallas |  |  | OxnardCA | DallasAR
Scranton | Scranton | PA | Pennsylvania | 42069 | Lackawanna | 41.4044 | -75.6649 | 384250 | 1169 | polygon | FALSE | TRUE | America/New_York | 2 | 18509 18508 18510 18503 18505 18507 18504 18515 18540 | 1840003389 |  | AR | 5 | 41 | 3 | A | Mixed-Humid | Desha |  |  | ScrantonPA | DeshaAR
Modesto | Modesto | CA | California | 6099 | Stanislaus | 37.6374 | -121.0028 | 383134 | 1933 | polygon | FALSE | TRUE | America/Los_Angeles | 2 | 95358 95356 95355 95354 95351 95350 95352 95353 95397 | 1840020287 |  | AR | 5 | 43 | 3 | A | Mixed-Humid | Drew |  |  | ModestoCA | DrewAR
Kissimmee | Kissimmee | FL | Florida | 12097 | Osceola | 28.3042 | -81.4164 | 382720 | 1349 | polygon | FALSE | TRUE | America/New_York | 2 | 34741 34743 34744 34746 34745 | 1840015109 |  | AR | 5 | 45 | 3 | A | Mixed-Humid | Faulkner |  |  | KissimmeeFL | FaulknerAR
Aurora | Aurora | CO | Colorado | 8001 | Adams | 39.7087 | -104.7273 | 379289 | 949 | polygon | FALSE | TRUE | America/Denver | 2 | 80247 80137 80045 80018 80019 80016 80017 80014 80015 80012 80013 80010 80011 80040 80041 80042 80044 80046 80047 | 1840018794 |  | AR | 5 | 47 | 3 | A | Mixed-Humid | Franklin |  |  | AuroraCO | FranklinAR
Youngstown | Youngstown | OH | Ohio | 39099 | Mahoning | 41.0993 | -80.6463 | 378732 | 744 | polygon | FALSE | TRUE | America/New_York | 2 | 44502 44503 44504 44505 44506 44507 44509 44511 44510 44501 44555 | 1840003563 |  | AR | 5 | 49 | 4 | A | Mixed-Humid | Fulton |  |  | YoungstownOH | FultonAR
Fayetteville | Fayetteville | AR | Arkansas | 5143 | Washington | 36.0713 | -94.166 | 351246 | 625 | polygon | FALSE | TRUE | America/Chicago | 2 | 72704 72703 72701 72702 | 1840013368 |  | AR | 5 | 51 | 3 | A | Mixed-Humid | Garland |  |  | FayettevilleAR | GarlandAR
Anaheim | Anaheim | CA | California | 6059 | Orange | 33.839 | -117.8572 | 350365 | 2688 | polygon | FALSE | TRUE | America/Los_Angeles | 2 | 92808 92806 92807 92804 92805 92802 92801 92803 92809 92812 92815 92816 92817 92825 92850 92899 | 1840019322 |  | AR | 5 | 53 | 3 | A | Mixed-Humid | Grant |  |  | AnaheimCA | GrantAR
Pensacola | Pensacola | FL | Florida | 12033 | Escambia | 30.4427 | -87.1886 | 346921 | 903 | polygon | FALSE | TRUE | America/Chicago | 2 | 32501 32504 32503 32502 32513 32522 32524 32591 | 1840015005 |  | AR | 5 | 55 | 3 | A | Mixed-Humid | Greene |  |  | PensacolaFL | GreeneAR
Victorville | Victorville | CA | California | 6071 | San Bernardino | 34.5277 | -117.3536 | 346789 | 641 | polygon | FALSE | TRUE | America/Los_Angeles | 2 | 92394 92395 92392 92393 | 1840021731 |  | AR | 5 | 57 | 3 | A | Mixed-Humid | Hempstead |  |  | VictorvilleCA | HempsteadAR
Lancaster | Lancaster | CA | California | 6037 | Los Angeles | 34.6935 | -118.1753 | 343304 | 645 | polygon | FALSE | TRUE | America/Los_Angeles | 2 | 93535 93534 93536 93539 93584 | 1840020516 |  | AR | 5 | 59 | 3 | A | Mixed-Humid | Hot Spring |  |  | LancasterCA | Hot SpringAR
Greensboro | Greensboro | NC | North Carolina | 37081 | Guilford | 36.0956 | -79.8269 | 343090 | 887 | polygon | FALSE | TRUE | America/New_York | 2 | 27410 27455 27214 27408 27409 27403 27401 27406 27407 27405 27402 27404 27411 27412 27413 27417 27420 27427 27429 27435 27438 27495 27497 27498 27499 | 1840013356 |  | AR | 5 | 61 | 3 | A | Mixed-Humid | Howard |  |  | GreensboroNC | HowardAR
Corpus Christi | Corpus Christi | TX | Texas | 48355 | Nueces | 27.726 | -97.3755 | 342464 | 789 | polygon | FALSE | TRUE | America/Chicago | 2 | 78373 78408 78409 78406 78407 78404 78405 78402 78401 78419 78418 78414 78417 78416 78411 78410 78413 78412 78403 78426 78427 78460 78463 78465 78466 78467 78468 78469 78472 78480 | 1840019718 |  | AR | 5 | 63 | 3 | A | Mixed-Humid | Independence |  |  | Corpus ChristiTX | IndependenceAR
Fort Wayne | Fort Wayne | IN | Indiana | 18003 | Allen | 41.0886 | -85.1437 | 334122 | 943 | polygon | FALSE | TRUE | America/Indiana/Indianapolis | 2 | 46835 46845 46818 46814 46815 46816 46803 46802 46807 46806 46805 46804 46809 46808 46825 46801 46850 46851 46852 46853 46854 46855 46856 46857 46858 46859 46860 46861 46862 46863 46864 46865 46866 46867 46868 46869 46885 46895 46897 | 1840008261 |  | AR | 5 | 65 | 4 | A | Mixed-Humid | Izard |  |  | Fort WayneIN | IzardAR
Santa Ana | Santa Ana | CA | California | 6059 | Orange | 33.7366 | -117.8819 | 332318 | 4689 | polygon | FALSE | TRUE | America/Los_Angeles | 2 | 92703 92701 92705 92704 92707 92706 92702 92712 92735 92799 | 1840021964 |  | AR | 5 | 67 | 3 | A | Mixed-Humid | Jackson |  |  | Santa AnaCA | JacksonAR
Flint | Flint | MI | Michigan | 26049 | Genesee | 43.0235 | -83.6922 | 332190 | 1103 | polygon | FALSE | TRUE | America/Detroit | 2 | 48553 48551 48504 48505 48506 48507 48502 48503 48550 48552 48556 48557 | 1840002949 |  | AR | 5 | 69 | 3 | A | Mixed-Humid | Jefferson |  |  | FlintMI | JeffersonAR
Fayetteville | Fayetteville | NC | North Carolina | 37051 | Cumberland | 35.0846 | -78.9776 | 327435 | 552 | polygon | FALSE | TRUE | America/New_York | 2 | 28304 28305 28306 28307 28301 28303 28308 28390 28311 28310 28314 28302 28309 | 1840013490 |  | AR | 5 | 71 | 3 | A | Mixed-Humid | Johnson |  |  | FayettevilleNC | JohnsonAR
Jackson | Jackson | MS | Mississippi | 28049 | Hinds | 32.3163 | -90.2124 | 325350 | 558 | polygon | FALSE | TRUE | America/Chicago | 2 | 39272 39206 39204 39203 39202 39201 39209 39269 39174 39211 39212 39213 39216 39217 39060 39205 39207 39210 39215 39225 39236 39250 39271 39282 39283 39284 39286 39289 39296 39298 | 1840014895 |  | AR | 5 | 73 | 3 | A | Hot-Humid | Lafayette |  |  | JacksonMS | LafayetteAR
Santa Rosa | Santa Rosa | CA | California | 6097 | Sonoma | 38.4458 | -122.7067 | 324634 | 1605 | polygon | FALSE | TRUE | America/Los_Angeles | 2 | 95404 95409 95403 95401 95407 95405 95406 | 1840021488 |  | AR | 5 | 75 | 3 | A | Mixed-Humid | Lawrence |  |  | Santa RosaCA | LawrenceAR
Lansing | Lansing | MI | Michigan | 26065 | Ingham | 42.7142 | -84.5601 | 324286 | 1164 | polygon | FALSE | TRUE | America/Detroit | 2 | 48933 48915 48912 48911 48910 48921 48906 48901 48909 48916 48919 48922 48924 48929 48930 48937 48951 48956 | 1840003102 |  | AR | 5 | 77 | 3 | A | Mixed-Humid | Lee |  |  | LansingMI | LeeAR
San Juan | San Juan | PR | Puerto Rico | 72127 | San Juan | 18.4037 | -66.0636 | 323279 | 3157 | polygon | FALSE | FALSE | America/Puerto_Rico | 2 | 00918 00913 00911 00917 00915 00912 00926 00927 00924 00925 00923 00920 00921 00906 00907 00901 00909 00936 00969 00902 00908 00910 00919 00922 00928 00929 00930 00931 00935 00937 00939 00940 00955 00975 | 1630035577 |  | AR | 5 | 79 | 3 | A | Mixed-Humid | Lincoln |  |  | San JuanPR | LincolnAR
Lexington | Lexington | KY | Kentucky | 21067 | Fayette | 38.0423 | -84.4587 | 323152 | 439 | polygon | FALSE | TRUE | America/New_York | 2 | 40505 40506 40508 40509 40504 40507 40502 40503 40517 40516 40513 40511 40510 40515 40514 40512 40522 40523 40524 40526 40533 40536 40544 40546 40550 40555 40574 40575 40576 40577 40578 40579 40580 40581 40582 40583 40588 40591 40598 | 1840015211 |  | AR | 5 | 81 | 3 | A | Hot-Humid | Little River |  |  | LexingtonKY | Little RiverAR
Ann Arbor | Ann Arbor | MI | Michigan | 26161 | Washtenaw | 42.2755 | -83.7312 | 322267 | 1659 | polygon | FALSE | TRUE | America/Detroit | 2 | 48103 48104 48105 48108 48109 48113 | 1840003172 |  | AR | 5 | 83 | 3 | A | Mixed-Humid | Logan |  |  | Ann ArborMI | LoganAR
Henderson | Henderson | NV | Nevada | 32003 | Clark | 36.0133 | -115.038 | 320189 | 1165 | polygon | FALSE | TRUE | America/Los_Angeles | 2 | 89044 89052 89002 89074 89015 89014 89011 89012 89009 89077 | 1840020361 |  | AR | 5 | 85 | 3 | A | Mixed-Humid | Lonoke |  |  | HendersonNV | LonokeAR
Huntsville | Huntsville | AL | Alabama | 1089 | Madison | 34.6988 | -86.6412 | 319249 | 361 | polygon | FALSE | TRUE | America/Chicago | 2 | 35801 35803 35802 35805 35806 35741 35824 35763 35757 35756 35810 35811 35816 35896 35762 35804 35807 35809 35814 35815 35893 35894 35895 35897 35899 | 1840005061 |  | AR | 5 | 87 | 4 | A | Mixed-Humid | Madison |  |  | HuntsvilleAL | MadisonAR
Mobile | Mobile | AL | Alabama | 1097 | Mobile | 30.6783 | -88.1162 | 315502 | 522 | polygon | FALSE | TRUE | America/Chicago | 2 | 36606 36607 36604 36605 36602 36603 36608 36609 36688 36582 36615 36617 36611 36610 36619 36618 36695 36693 36571 36601 36628 36633 36640 36641 36644 36652 36660 36670 36675 36689 36691 | 1840006009 |  | AR | 5 | 89 | 4 | A | Mixed-Humid | Marion |  |  | MobileAL | MarionAR
Fort Collins | Fort Collins | CO | Colorado | 8069 | Larimer | 40.5478 | -105.0656 | 312666 | 1149 | polygon | FALSE | TRUE | America/Denver | 2 | 80521 80528 80526 80524 80525 80523 80527 80553 | 1840020151 |  | AR | 5 | 91 | 3 | A | Hot-Humid | Miller |  |  | Fort CollinsCO | MillerAR
Asheville | Asheville | NC | North Carolina | 37021 | Buncombe | 35.5704 | -82.5536 | 312507 | 786 | polygon | FALSE | TRUE | America/New_York | 2 | 28806 28805 28804 28803 28801 28776 28810 28814 28815 28816 | 1840013411 |  | AR | 5 | 93 | 3 | A | Mixed-Humid | Mississippi |  |  | AshevilleNC | MississippiAR
Santa Clarita | Santa Clarita | CA | California | 6037 | Los Angeles | 34.4175 | -118.4964 | 312446 | 1162 | polygon | FALSE | TRUE | America/Los_Angeles | 2 | 91321 91351 91350 91355 91354 91387 91322 91382 91385 91386 | 1840021864 |  | AR | 5 | 95 | 3 | A | Mixed-Humid | Monroe |  |  | Santa ClaritaCA | MonroeAR
St. Paul | St. Paul | MN | Minnesota | 27123 | Ramsey | 44.9477 | -93.104 | 308096 | 2288 | polygon | FALSE | TRUE | America/Chicago | 2 | 55114 55117 55116 55119 55130 55101 55155 55102 55103 55106 55107 55104 55105 55108 55131 55133 55144 55145 55146 55164 55170 | 1840008940 |  | AR | 5 | 97 | 3 | A | Mixed-Humid | Montgomery |  |  | St. PaulMN | MontgomeryAR
Antioch | Antioch | CA | California | 6013 | Contra Costa | 37.9789 | -121.7958 | 302419 | 1466 | polygon | FALSE | TRUE | America/Los_Angeles | 2 | 94531 94509 | 1840018903 |  | AR | 5 | 99 | 3 | A | Mixed-Humid | Nevada |  |  | AntiochCA | NevadaAR
Lakeland | Lakeland | FL | Florida | 12105 | Polk | 28.0556 | -81.9545 | 302284 | 654 | polygon | FALSE | TRUE | America/New_York | 2 | 33813 33803 33801 33805 33815 33811 33802 33804 33806 | 1840015108 |  | AR | 5 | 101 | 4 | A | Mixed-Humid | Newton |  |  | LakelandFL | NewtonAR
Trenton | Trenton | NJ | New Jersey | 34021 | Mercer | 40.2236 | -74.7641 | 290716 | 4238 | polygon | FALSE | TRUE | America/New_York | 2 | 08638 08611 08618 08629 08609 08608 08601 08603 08604 08605 08607 08625 08645 08646 08647 08666 08695 | 1840001383 |  | AR | 5 | 103 | 3 | A | Mixed-Humid | Ouachita |  |  | TrentonNJ | OuachitaAR
Lincoln | Lincoln | NE | Nebraska | 31109 | Lancaster | 40.809 | -96.6788 | 289490 | 1160 | polygon | FALSE | TRUE | America/Chicago | 2 | 68528 68524 68526 68520 68521 68522 68516 68510 68512 68506 68507 68504 68505 68502 68503 68508 68509 68529 68542 68544 68583 68588 | 1840009357 |  | AR | 5 | 105 | 3 | A | Mixed-Humid | Perry |  |  | LincolnNE | PerryAR
Springfield | Springfield | MO | Missouri | 29077 | Greene | 37.1943 | -93.2916 | 288090 | 786 | polygon | FALSE | TRUE | America/Chicago | 2 | 65810 65802 65803 65804 65806 65807 65809 65805 65808 65814 65817 65890 65897 65898 65899 | 1840009904 |  | AR | 5 | 107 | 3 | A | Mixed-Humid | Phillips |  |  | SpringfieldMO | PhillipsAR
Anchorage | Anchorage | AK | Alaska | 2020 | Anchorage | 61.1508 | -149.1091 | 288000 | 65 | polygon | FALSE | TRUE | America/Anchorage | 2 | 99518 99515 99517 99516 99513 99540 99567 99587 99508 99506 99507 99504 99505 99502 99503 99501 99577 99509 99511 99514 99520 99521 99522 99523 99524 99529 99530 99599 | 1840023385 |  | AR | 5 | 109 | 3 | A | Mixed-Humid | Pike |  |  | AnchorageAK | PikeAR
Plano | Plano | TX | Texas | 48085 | Collin | 33.0502 | -96.7487 | 287677 | 1549 | polygon | FALSE | TRUE | America/Chicago | 2 | 75093 75023 75025 75024 75074 75075 75026 75086 | 1840020662 |  | AR | 5 | 111 | 3 | A | Mixed-Humid | Poinsett |  |  | PlanoTX | PoinsettAR
Irvine | Irvine | CA | California | 6059 | Orange | 33.6772 | -117.7738 | 287401 | 1691 | polygon | FALSE | TRUE | America/Los_Angeles | 2 | 92617 92614 92612 92618 92620 92602 92603 92604 92606 92616 92619 92650 92697 92698 | 1840019325 |  | AR | 5 | 113 | 3 | A | Mixed-Humid | Polk |  |  | IrvineCA | PolkAR
Davenport | Davenport | IA | Iowa | 19163 | Scott | 41.5563 | -90.6052 | 285362 | 617 | polygon | FALSE | TRUE | America/Chicago | 2 | 52802 52803 52801 52806 52807 52804 52805 52808 52809 | 1840007081 |  | AR | 5 | 115 | 3 | A | Mixed-Humid | Pope |  |  | DavenportIA | PopeAR
Rockford | Rockford | IL | Illinois | 17201 | Winnebago | 42.2597 | -89.0641 | 282762 | 873 | polygon | FALSE | TRUE | America/Chicago | 2 | 61114 61109 61108 61104 61107 61101 61103 61102 61105 61106 61110 61125 61126 | 1840009132 |  | AR | 5 | 117 | 3 | A | Mixed-Humid | Prairie |  |  | RockfordIL | PrairieAR
Newark | Newark | NJ | New Jersey | 34013 | Essex | 40.7245 | -74.1725 | 282011 | 4509 | polygon | FALSE | TRUE | America/New_York | 2 | 07103 07102 07105 07104 07107 07106 07108 07112 07114 07101 07175 07188 07191 07192 07193 07195 07198 07199 | 1840002791 |  | AR | 5 | 119 | 3 | A | Mixed-Humid | Pulaski |  |  | NewarkNJ | PulaskiAR
South Bend | South Bend | IN | Indiana | 18141 | St. Joseph | 41.6767 | -86.2696 | 280498 | 938 | polygon | FALSE | TRUE | America/Indiana/Indianapolis | 2 | 46601 46635 46628 46616 46614 46615 46613 46619 46617 46624 46626 46634 46660 46680 46699 | 1840009241 |  | AR | 5 | 121 | 3 | A | Mixed-Humid | Randolph |  |  | South BendIN | RandolphAR
Shreveport | Shreveport | LA | Louisiana | 22017 | Caddo | 32.4656 | -93.7956 | 280062 | 672 | polygon | FALSE | TRUE | America/Chicago | 2 | 71129 71101 71103 71104 71105 71106 71107 71108 71109 71119 71118 71102 71120 71130 71133 71134 71135 71136 71138 71148 71149 71151 71152 71153 71154 71156 71161 71162 71163 71164 71165 71166 | 1840015768 |  | AR | 5 | 125 | 3 | A | Mixed-Humid | Saline |  |  | ShreveportLA | SalineAR
Round Lake Beach | Round Lake Beach | IL | Illinois | 17097 | Lake | 42.379 | -88.0811 | 279381 | 2073 | polygon | FALSE | TRUE | America/Chicago | 2 | 60073 | 1840011171 |  | AR | 5 | 127 | 3 | A | Mixed-Humid | Scott |  |  | Round Lake BeachIL | ScottAR
Savannah | Savannah | GA | Georgia | 13051 | Chatham | 32.0281 | -81.1784 | 276295 | 536 | polygon | FALSE | TRUE | America/New_York | 2 | 31322 31409 31408 31401 31405 31404 31407 31406 31419 31415 31403 31412 31416 31418 31420 31421 | 1840015830 |  | AR | 5 | 129 | 4 | A | Mixed-Humid | Searcy |  |  | SavannahGA | SearcyAR
Myrtle Beach | Myrtle Beach | SC | South Carolina | 45051 | Horry | 33.7096 | -78.8843 | 275579 | 568 | polygon | FALSE | TRUE | America/New_York | 2 | 29572 29577 29578 | 1840014717 |  | AR | 5 | 131 | 3 | A | Mixed-Humid | Sebastian |  |  | Myrtle BeachSC | SebastianAR
Chula Vista | Chula Vista | CA | California | 6073 | San Diego | 32.6281 | -117.0145 | 274492 | 2134 | polygon | FALSE | TRUE | America/Los_Angeles | 2 | 91911 91910 91913 91915 91914 91902 91908 91909 91912 91921 | 1840019350 |  | AR | 5 | 133 | 3 | A | Mixed-Humid | Sevier |  |  | Chula VistaCA | SevierAR
Eugene | Eugene | OR | Oregon | 41039 | Lane | 44.0563 | -123.1173 | 273439 | 1510 | polygon | FALSE | TRUE | America/Los_Angeles | 2 | 97405 97404 97401 97403 97402 97440 | 1840020007 |  | AR | 5 | 135 | 3 | A | Mixed-Humid | Sharp |  |  | EugeneOR | SharpAR
Canton | Canton | OH | Ohio | 39151 | Stark | 40.8075 | -81.3677 | 269418 | 1040 | polygon | FALSE | TRUE | America/New_York | 2 | 44714 44710 44702 44703 44706 44707 44704 44705 44708 44709 44711 44750 44799 | 1840000963 |  | AR | 5 | 123 | 3 | A | Mixed-Humid | St. Francis |  |  | CantonOH | St. FrancisAR
Lubbock | Lubbock | TX | Texas | 48303 | Lubbock | 33.5659 | -101.8878 | 267648 | 741 | polygon | FALSE | TRUE | America/Chicago | 2 | 79406 79423 79424 79416 79412 79413 79410 79411 79414 79404 79407 79401 79403 79415 79402 79408 79409 79430 79452 79453 79457 79464 79490 79491 79493 79499 | 1840020604 |  | AR | 5 | 137 | 4 | A | Mixed-Humid | Stone |  |  | LubbockTX | StoneAR
Reading | Reading | PA | Pennsylvania | 42011 | Berks | 40.34 | -75.9267 | 267155 | 3466 | polygon | FALSE | TRUE | America/New_York | 2 | 19604 19601 19602 19611 19603 19612 | 1840001185 |  | AR | 5 | 139 | 3 | A | Hot-Humid | Union |  |  | ReadingPA | UnionAR
Winter Haven | Winter Haven | FL | Florida | 12105 | Polk | 28.0118 | -81.7017 | 267069 | 538 | polygon | FALSE | TRUE | America/New_York | 2 | 33881 33880 33884 33883 33885 33888 | 1840015970 |  | AR | 5 | 141 | 3 | A | Mixed-Humid | Van Buren |  |  | Winter HavenFL | Van BurenAR
Salem | Salem | OR | Oregon | 41047 | Marion | 44.9231 | -123.0246 | 266804 | 1382 | polygon | FALSE | TRUE | America/Los_Angeles | 2 | 97302 97301 97306 97304 97317 97309 97310 97311 97312 97314 | 1840021224 |  | AR | 5 | 143 | 4 | A | Mixed-Humid | Washington |  |  | SalemOR | WashingtonAR
St. Petersburg | St. Petersburg | FL | Florida | 12103 | Pinellas | 27.7931 | -82.6652 | 265351 | 1656 | polygon | FALSE | TRUE | America/New_York | 2 | 33707 33702 33762 33713 33712 33711 33710 33716 33715 33714 33705 33701 33703 33704 33729 33731 33732 33733 33734 33742 33743 33747 | 1840015977 |  | AR | 5 | 145 | 3 | A | Mixed-Humid | White |  |  | St. PetersburgFL | WhiteAR
Lafayette | Lafayette | LA | Louisiana | 22055 | Lafayette | 30.2084 | -92.0323 | 264357 | 877 | polygon | FALSE | TRUE | America/Chicago | 2 | 70508 70507 70506 70503 70501 70502 70504 70505 70509 70593 70596 70598 | 1840015044 |  | AR | 5 | 147 | 3 | A | Mixed-Humid | Woodruff |  |  | LafayetteLA | WoodruffAR
Laredo | Laredo | TX | Texas | 48479 | Webb | 27.5629 | -99.4875 | 262491 | 958 | polygon | FALSE | TRUE | America/Chicago | 2 | 78046 78045 78043 78040 78041 78042 | 1840021002 |  | AR | 5 | 149 | 3 | A | Mixed-Humid | Yell |  |  | LaredoTX | YellAR
Jersey City | Jersey City | NJ | New Jersey | 34017 | Hudson | 40.7161 | -74.0682 | 262075 | 6863 | polygon | FALSE | TRUE | America/New_York | 2 | 07310 07311 07302 07307 07306 07305 07304 07097 07303 07308 07395 07399 | 1840003600 |  | AS | 60 | 10 | 1 | A | Hot-Humid | Eastern District |  |  | Jersey CityNJ | Eastern DistrictAS
Concord | Concord | NC | North Carolina | 37025 | Cabarrus | 35.3933 | -80.6366 | 261801 | 585 | polygon | FALSE | TRUE | America/New_York | 2 | 28025 28027 28026 | 1840014559 |  | AS | 60 | 20 | 1 | A | Hot-Humid | Manu'a District |  |  | ConcordNC | Manu'a DistrictAS
Columbus | Columbus | GA | Georgia | 13215 | Muscogee | 32.51 | -84.8771 | 261445 | 349 | polygon | FALSE | TRUE | America/New_York | 2 | 31829 31820 31909 31904 31905 31906 31907 31901 31903 31808 31902 31908 31914 31917 31993 31995 31997 31998 31999 | 1840014887 |  | AS | 60 | 30 | 1 | A | Hot-Humid | Rose Island |  |  | ColumbusGA | Rose IslandAS
Chandler | Chandler | AZ | Arizona | 4013 | Maricopa | 33.2826 | -111.8516 | 261165 | 1548 | polygon | FALSE | TRUE | America/Phoenix | 2 | 85248 85249 85226 85224 85225 85286 85246 | 1840019309 |  | AS | 60 | 40 | 1 | A | Hot-Humid | Swains Island |  |  | ChandlerAZ | Swains IslandAS
McKinney | McKinney | TX | Texas | 48085 | Collin | 33.2015 | -96.6669 | 258277 | 1148 | polygon | FALSE | TRUE | America/Chicago | 2 | 75069 75070 75071 75072 | 1840020657 |  | AS | 60 | 50 | 1 | A | Hot-Humid | Western District |  |  | McKinneyTX | Western DistrictAS
Scottsdale | Scottsdale | AZ | Arizona | 4013 | Maricopa | 33.6872 | -111.8651 | 258069 | 541 | polygon | FALSE | TRUE | America/Phoenix | 2 | 85259 85258 85251 85250 85257 85255 85254 85266 85262 85260 85252 85261 85267 85271 | 1840021940 |  | AZ | 4 | 1 | 5 | B | Cold | Apache |  |  | ScottsdaleAZ | ApacheAZ
Killeen | Killeen | TX | Texas | 48027 | Bell | 31.0754 | -97.7296 | 258009 | 1073 | polygon | FALSE | TRUE | America/Chicago | 2 | 76541 76543 76542 76549 76540 76547 | 1840020854 |  | AZ | 4 | 3 | 3 | B | Hot-Dry | Cochise |  |  | KilleenTX | CochiseAZ
Tallahassee | Tallahassee | FL | Florida | 12073 | Leon | 30.4551 | -84.2526 | 257601 | 747 | polygon | FALSE | TRUE | America/New_York | 2 | 32311 32312 32399 32304 32303 32301 32309 32308 32302 32306 32307 32313 32314 32315 32316 | 1840015913 |  | AZ | 4 | 5 | 5 | B | Cold | Coconino |  |  | TallahasseeFL | CoconinoAZ
Peoria | Peoria | IL | Illinois | 17143 | Peoria | 40.752 | -89.6153 | 256286 | 888 | polygon | FALSE | TRUE | America/Chicago | 2 | 61625 61606 61615 61614 61605 61602 61603 61604 61601 61613 61629 61630 61634 61636 61637 61638 61639 61643 61651 61652 61653 61654 61655 61656 | 1840009373 |  | AZ | 4 | 7 | 4 | B | Mixed-Dry | Gila |  |  | PeoriaIL | GilaAZ
Wilmington | Wilmington | NC | North Carolina | 37129 | New Hanover | 34.21 | -77.8866 | 255616 | 929 | polygon | FALSE | TRUE | America/New_York | 2 | 28409 28401 28405 28403 28412 28402 28406 28408 | 1840015576 |  | AZ | 4 | 9 | 3 | B | Hot-Dry | Graham |  |  | WilmingtonNC | GrahamAZ
Montgomery | Montgomery | AL | Alabama | 1101 | Montgomery | 32.3473 | -86.2666 | 254634 | 479 | polygon | FALSE | TRUE | America/Chicago | 2 | 36064 36112 36113 36110 36111 36117 36115 36116 36108 36105 36104 36106 36109 36107 36101 36114 36118 36120 36121 36123 36124 36125 36130 36131 36132 36135 36140 36141 36142 36177 36191 | 1840008353 |  | AZ | 4 | 11 | 3 | B | Hot-Dry | Greenlee |  |  | MontgomeryAL | GreenleeAZ
Gilbert | Gilbert | AZ | Arizona | 4013 | Maricopa | 33.3101 | -111.7463 | 254114 | 1432 | polygon | FALSE | TRUE | America/Phoenix | 2 | 85233 85234 85297 85296 85295 85298 85236 85244 85299 | 1840021947 |  | AZ | 4 | 12 | 2 | B | Hot-Dry | La Paz |  |  | GilbertAZ | La PazAZ
Glendale | Glendale | AZ | Arizona | 4013 | Maricopa | 33.5791 | -112.2311 | 252381 | 1582 | polygon | FALSE | TRUE | America/Phoenix | 2 | 85301 85303 85302 85304 85306 85308 85355 85305 85307 85309 85310 85311 85312 85318 | 1840020563 |  | AZ | 4 | 13 | 2 | B | Hot-Dry | Maricopa |  |  | GlendaleAZ | MaricopaAZ
North Las Vegas | North Las Vegas | NV | Nevada | 32003 | Clark | 36.288 | -115.0901 | 251974 | 992 | polygon | FALSE | TRUE | America/Los_Angeles | 2 | 89032 89031 89030 89086 89084 89085 89081 89115 89033 89087 | 1840020363 |  | AZ | 4 | 15 | 3 | B | Hot-Dry | Mohave |  |  | North Las VegasNV | MohaveAZ
Chesapeake | Chesapeake | VA | Virginia | 51550 | Chesapeake | 36.6778 | -76.3024 | 244835 | 279 | polygon | FALSE | TRUE | America/New_York | 2 | 23325 23324 23323 23322 23321 23320 23326 23327 23328 | 1840003874 |  | AZ | 4 | 17 | 5 | B | Cold | Navajo |  |  | ChesapeakeVA | NavajoAZ
Barnstable | Barnstable | MA | Massachusetts | 25001 | Barnstable | 41.6722 | -70.3599 | 242847 | 286 | polygon | FALSE | TRUE | America/New_York | 2 | 02635 02637 02630 02632 02601 02655 02672 02675 02647 02648 02668 02634 | 1840031233 |  | AZ | 4 | 19 | 2 | B | Hot-Dry | Pima |  |  | BarnstableMA | PimaAZ
Norfolk | Norfolk | VA | Virginia | 51710 | Norfolk | 36.8945 | -76.259 | 242742 | 1759 | polygon | FALSE | TRUE | America/New_York | 2 | 23509 23508 23507 23504 23503 23502 23505 23518 23510 23513 23517 23551 23523 23511 23501 23506 23514 23515 23519 23529 23541 | 1840003869 |  | AZ | 4 | 21 | 2 | B | Hot-Dry | Pinal |  |  | NorfolkVA | PinalAZ
Fremont | Fremont | CA | California | 6001 | Alameda | 37.5265 | -121.9852 | 241110 | 1201 | polygon | FALSE | TRUE | America/Los_Angeles | 2 | 94536 94538 94539 94555 94537 | 1840020292 |  | AZ | 4 | 23 | 3 | B | Hot-Dry | Santa Cruz |  |  | FremontCA | Santa CruzAZ
Kennewick | Kennewick | WA | Washington | 53005 | Benton | 46.1978 | -119.1732 | 240735 | 1186 | polygon | FALSE | TRUE | America/Los_Angeles | 2 | 99337 99336 99338 | 1840018481 |  | AZ | 4 | 25 | 4 | B | Mixed-Dry | Yavapai |  |  | KennewickWA | YavapaiAZ
Garland | Garland | TX | Texas | 48113 | Dallas | 32.91 | -96.6305 | 239928 | 1623 | polygon | FALSE | TRUE | America/Chicago | 2 | 75044 75041 75040 75043 75042 75046 75047 75049 | 1840020707 |  | AZ | 4 | 27 | 2 | B | Hot-Dry | Yuma |  |  | GarlandTX | YumaAZ
Irving | Irving | TX | Texas | 48113 | Dallas | 32.8584 | -96.9702 | 239798 | 1380 | polygon | FALSE | TRUE | America/Chicago | 2 | 75063 75061 75060 75038 75039 75062 75014 75015 75016 75017 75059 75261 75326 75368 | 1840019438 |  | CA | 6 | 1 | 3 | C | Marine | Alameda |  |  | IrvingTX | AlamedaCA
Visalia | Visalia | CA | California | 6107 | Tulare | 36.3276 | -119.3269 | 237386 | 1370 | polygon | FALSE | TRUE | America/Los_Angeles | 2 | 93277 93291 93292 93278 93279 93290 | 1840021639 |  | CA | 6 | 3 | 6 | B | Cold | Alpine |  |  | VisaliaCA | AlpineCA
Atlantic City | Atlantic City | NJ | New Jersey | 34001 | Atlantic | 39.3797 | -74.4527 | 237054 | 1354 | polygon | FALSE | TRUE | America/New_York | 2 | 08401 08404 08405 | 1840003798 |  | CA | 6 | 5 | 4 | B | Mixed-Dry | Amador |  |  | Atlantic CityNJ | AmadorCA
Paradise | Paradise | NV | Nevada | 32003 | Clark | 36.0807 | -115.1369 | 235087 | 1942 | polygon | FALSE | FALSE | America/Los_Angeles | 2 | 89103 89102 89109 89183 89169 89118 89119 89121 89120 89123 89111 89132 89136 89154 89157 89159 89160 89170 89177 89193 | 1840033743 |  | CA | 6 | 7 | 3 | B | Hot-Dry | Butte |  |  | ParadiseNV | ButteCA
Nashua | Nashua | NH | New Hampshire | 33011 | Hillsborough | 42.7491 | -71.491 | 233917 | 1118 | polygon | FALSE | TRUE | America/New_York | 2 | 03062 03063 03060 03064 03061 | 1840002984 |  | CA | 6 | 9 | 4 | B | Mixed-Dry | Calaveras |  |  | NashuaNH | CalaverasCA
Arlington | Arlington | VA | Virginia | 51013 | Arlington | 38.8786 | -77.1011 | 233464 | 3467 | polygon | FALSE | FALSE | America/New_York | 2 | 22209 22203 22202 22201 22207 22206 22205 22204 22214 22211 22213 22210 22212 22215 22216 22217 22219 22225 22226 22227 22230 22240 22241 22242 22243 22244 22245 22246 22350 | 1840006112 |  | CA | 6 | 11 | 3 | B | Hot-Dry | Colusa |  |  | ArlingtonVA | ColusaCA
Hialeah | Hialeah | FL | Florida | 12086 | Miami-Dade | 25.8696 | -80.3046 | 233339 | 4174 | polygon | FALSE | TRUE | America/New_York | 2 | 33014 33016 33010 33012 33013 33018 | 1840015157 |  | CA | 6 | 13 | 3 | B | Hot-Dry | Contra Costa |  |  | HialeahFL | Contra CostaCA
York | York | PA | Pennsylvania | 42133 | York | 39.9651 | -76.7315 | 233184 | 3204 | polygon | FALSE | TRUE | America/New_York | 2 | 17404 17401 17403 17405 | 1840001472 |  | CA | 6 | 15 | 4 | C | Marine | Del Norte |  |  | YorkPA | Del NorteCA
Evansville | Evansville | IN | Indiana | 18163 | Vanderburgh | 37.9881 | -87.5341 | 230427 | 962 | polygon | FALSE | TRUE | America/Chicago | 2 | 47708 47714 47715 47710 47711 47713 47701 47702 47703 47704 47705 47706 47716 47719 47722 47724 47728 47730 47731 47732 47733 47734 47735 47736 47737 47740 47747 47750 | 1840013730 |  | CA | 6 | 17 | 4 | B | Mixed-Dry | El Dorado |  |  | EvansvilleIN | El DoradoCA
Avondale | Avondale | AZ | Arizona | 4013 | Maricopa | 33.3858 | -112.3236 | 227289 | 750 | polygon | FALSE | TRUE | America/Phoenix | 2 | 85323 85392 85329 | 1840019310 |  | CA | 6 | 19 | 3 | B | Hot-Dry | Fresno |  |  | AvondaleAZ | FresnoCA
Brownsville | Brownsville | TX | Texas | 48061 | Cameron | 25.998 | -97.4565 | 227239 | 533 | polygon | FALSE | TRUE | America/Matamoros | 2 | 78521 78520 78526 78575 78578 | 1840019743 |  | CA | 6 | 21 | 3 | B | Hot-Dry | Glenn |  |  | BrownsvilleTX | GlennCA
Gulfport | Gulfport | MS | Mississippi | 28047 | Harrison | 30.4271 | -89.0703 | 220987 | 497 | polygon | FALSE | TRUE | America/Chicago | 2 | 39501 39503 39507 39502 39505 39506 | 1840013947 |  | CA | 6 | 23 | 4 | C | Marine | Humboldt |  |  | GulfportMS | HumboldtCA
Appleton | Appleton | WI | Wisconsin | 55087 | Outagamie | 44.2779 | -88.3891 | 220570 | 1156 | polygon | FALSE | TRUE | America/Chicago | 2 | 54914 54915 54913 54911 54912 54919 | 1840002400 |  | CA | 6 | 25 | 2 | B | Hot-Dry | Imperial |  |  | AppletonWI | ImperialCA
Bremerton | Bremerton | WA | Washington | 53035 | Kitsap | 47.5436 | -122.7122 | 218400 | 561 | polygon | FALSE | TRUE | America/Los_Angeles | 2 | 98312 98314 98310 98367 98337 | 1840018410 |  | CA | 6 | 27 | 4 | B | Mixed-Dry | Inyo |  |  | BremertonWA | InyoCA
Hickory | Hickory | NC | North Carolina | 37035 | Catawba | 35.7425 | -81.323 | 218323 | 536 | polygon | FALSE | TRUE | America/New_York | 2 | 28601 28602 28603 | 1840014524 |  | CA | 6 | 29 | 3 | B | Hot-Dry | Kern |  |  | HickoryNC | KernCA
Tacoma | Tacoma | WA | Washington | 53053 | Pierce | 47.2431 | -122.4531 | 217827 | 1690 | polygon | FALSE | TRUE | America/Los_Angeles | 2 | 98422 98421 98402 98403 98404 98405 98408 98409 98406 98407 98465 98416 98418 98444 98401 98411 98412 98413 98415 98417 98419 98448 98471 98481 98490 | 1840021129 |  | CA | 6 | 31 | 3 | B | Hot-Dry | Kings |  |  | TacomaWA | KingsCA
San Bernardino | San Bernardino | CA | California | 6071 | San Bernardino | 34.1417 | -117.2946 | 215784 | 1341 | polygon | FALSE | TRUE | America/Los_Angeles | 2 | 92401 92407 92405 92408 92404 92411 92410 92346 92369 92403 92406 92413 92415 92418 92423 92427 | 1840021728 |  | CA | 6 | 33 | 4 | B | Mixed-Dry | Lake |  |  | San BernardinoCA | LakeCA
College Station | College Station | TX | Texas | 48041 | Brazos | 30.5852 | -96.296 | 215243 | 890 | polygon | FALSE | TRUE | America/Chicago | 2 | 77845 77840 77841 77842 77843 77844 77881 | 1840019570 |  | CA | 6 | 35 | 5 | B | Cold | Lassen |  |  | College StationTX | LassenCA
Kalamazoo | Kalamazoo | MI | Michigan | 26077 | Kalamazoo | 42.2749 | -85.5882 | 215193 | 1192 | polygon | FALSE | TRUE | America/Detroit | 2 | 49001 49006 49007 49008 49074 49005 49019 | 1840003185 |  | CA | 6 | 37 | 3 | B | Hot-Dry | Los Angeles |  |  | KalamazooMI | Los AngelesCA
Thousand Oaks | Thousand Oaks | CA | California | 6111 | Ventura | 34.1914 | -118.8755 | 215029 | 885 | polygon | FALSE | TRUE | America/Los_Angeles | 2 | 91320 91360 91361 91362 91319 91358 91359 | 1840021844 |  | CA | 6 | 39 | 3 | B | Hot-Dry | Madera |  |  | Thousand OaksCA | MaderaCA
Roanoke | Roanoke | VA | Virginia | 51770 | Roanoke | 37.2785 | -79.958 | 214674 | 900 | polygon | FALSE | TRUE | America/New_York | 2 | 24014 24015 24016 24017 24011 24012 24013 24001 24002 24003 24004 24005 24006 24007 24008 24009 24010 24022 24023 24024 24025 24026 24027 24028 24029 24030 24031 24032 24033 24034 24035 24036 24037 24038 24040 24042 24043 | 1840003858 |  | CA | 6 | 41 | 3 | C | Marine | Marin |  |  | RoanokeVA | MarinCA
Fontana | Fontana | CA | California | 6071 | San Bernardino | 34.0968 | -117.4599 | 214547 | 1923 | polygon | FALSE | TRUE | America/Los_Angeles | 2 | 92335 92336 92337 92331 92334 92402 | 1840020402 |  | CA | 6 | 43 | 4 | B | Mixed-Dry | Mariposa |  |  | FontanaCA | MariposaCA
Moreno Valley | Moreno Valley | CA | California | 6065 | Riverside | 33.9244 | -117.2045 | 213055 | 1604 | polygon | FALSE | TRUE | America/Los_Angeles | 2 | 92551 92553 92555 92557 92552 92554 92556 | 1840020552 |  | CA | 6 | 45 | 3 | C | Marine | Mendocino |  |  | Moreno ValleyCA | MendocinoCA
North Port | North Port | FL | Florida | 12115 | Sarasota | 27.0577 | -82.1975 | 209070 | 274 | polygon | FALSE | TRUE | America/New_York | 2 | 34286 34287 34288 34289 34293 34291 34266 34223 34290 | 1840015120 |  | CA | 6 | 47 | 3 | B | Hot-Dry | Merced |  |  | North PortFL | MercedCA
Fargo | Fargo | ND | North Dakota | 38017 | Cass | 46.8652 | -96.8292 | 208675 | 967 | polygon | FALSE | TRUE | America/Chicago | 2 | 58102 58104 58103 58105 58106 58107 58108 58109 58121 58122 58124 58125 58126 | 1840000177 |  | CA | 6 | 49 | 5 | B | Cold | Modoc |  |  | FargoND | ModocCA
Green Bay | Green Bay | WI | Wisconsin | 55009 | Brown | 44.515 | -87.9896 | 207557 | 887 | polygon | FALSE | TRUE | America/Chicago | 2 | 54311 54302 54304 54303 54301 54305 54306 54308 | 1840002344 |  | CA | 6 | 51 | 6 | B | Cold | Mono |  |  | Green BayWI | MonoCA
Spring Valley | Spring Valley | NV | Nevada | 32003 | Clark | 36.0987 | -115.2619 | 207127 | 2404 | polygon | FALSE | FALSE | America/Los_Angeles | 2 | 89103 89147 89146 89148 89113 89117 89118 89150 89164 89173 | 1840033832 |  | CA | 6 | 53 | 3 | C | Marine | Monterey |  |  | Spring ValleyNV | MontereyCA
Amarillo | Amarillo | TX | Texas | 48375 | Potter | 35.1988 | -101.8311 | 205603 | 756 | polygon | FALSE | TRUE | America/Chicago | 2 | 79121 79109 79101 79102 79103 79104 79106 79107 79118 79111 79110 79114 79116 79117 79120 79166 79168 79172 79174 79178 79189 | 1840019156 |  | CA | 6 | 55 | 3 | C | Marine | Napa |  |  | AmarilloTX | NapaCA
Portland | Portland | ME | Maine | 23005 | Cumberland | 43.6773 | -70.2715 | 203969 | 1185 | polygon | FALSE | TRUE | America/New_York | 2 | 04101 04102 04103 04108 04019 04109 04104 04112 04116 04122 04123 04124 | 1840000327 |  | CA | 6 | 57 | 5 | B | Cold | Nevada |  |  | PortlandME | NevadaCA
Santa Barbara | Santa Barbara | CA | California | 6083 | Santa Barbara | 34.4285 | -119.7202 | 202401 | 1808 | polygon | FALSE | TRUE | America/Los_Angeles | 2 | 93105 93101 93103 93109 93102 93106 93120 93121 93130 93140 93190 | 1840021829 |  | CA | 6 | 59 | 3 | B | Hot-Dry | Orange |  |  | Santa BarbaraCA | OrangeCA
Gainesville | Gainesville | FL | Florida | 12001 | Alachua | 29.6804 | -82.3458 | 202335 | 820 | polygon | FALSE | TRUE | America/New_York | 2 | 32609 32607 32612 32653 32608 32603 32601 32605 32604 32610 32611 32614 32627 32635 | 1840014022 |  | CA | 6 | 61 | 3 | B | Hot-Dry | Placer |  |  | GainesvilleFL | PlacerCA
Olympia | Olympia | WA | Washington | 53067 | Thurston | 47.0417 | -122.8959 | 200915 | 1119 | polygon | FALSE | TRUE | America/Los_Angeles | 2 | 98501 98502 98506 98504 98507 98508 | 1840019865 |  | CA | 6 | 63 | 5 | B | Cold | Plumas |  |  | OlympiaWA | PlumasCA
Frisco | Frisco | TX | Texas | 48085 | Collin | 33.1555 | -96.8215 | 200490 | 1136 | polygon | FALSE | TRUE | America/Chicago | 2 | 75034 75035 75033 75036 | 1840020654 |  | CA | 6 | 65 | 3 | B | Hot-Dry | Riverside |  |  | FriscoTX | RiversideCA
Yonkers | Yonkers | NY | New York | 36119 | Westchester | 40.9466 | -73.8674 | 200370 | 4295 | polygon | FALSE | TRUE | America/New_York | 2 | 10708 10703 10701 10705 10704 10707 10710 10702 | 1840003478 |  | CA | 6 | 67 | 3 | B | Hot-Dry | Sacramento |  |  | YonkersNY | SacramentoCA
Norwich | Norwich | CT | Connecticut | 9011 | New London | 41.5495 | -72.0882 | 200289 | 533 | polygon | FALSE | TRUE | America/New_York | 2 | 06380 06389 06360 | 1840004828 |  | CA | 6 | 69 | 3 | C | Marine | San Benito |  |  | NorwichCT | San BenitoCA
Glendale | Glendale | CA | California | 6037 | Los Angeles | 34.1818 | -118.2468 | 199303 | 2525 | polygon | FALSE | TRUE | America/Los_Angeles | 2 | 91210 91214 91046 91201 91204 91208 91203 91202 91205 91207 91206 91020 91209 91221 91222 91225 91226 | 1840020483 |  | CA | 6 | 71 | 3 | B | Hot-Dry | San Bernardino |  |  | GlendaleCA | San BernardinoCA
Huntington Beach | Huntington Beach | CA | California | 6059 | Orange | 33.696 | -118.0025 | 199223 | 2848 | polygon | FALSE | TRUE | America/Los_Angeles | 2 | 92646 92647 92648 92649 90742 92605 92615 | 1840020578 |  | CA | 6 | 73 | 3 | B | Hot-Dry | San Diego |  |  | Huntington BeachCA | San DiegoCA
Deltona | Deltona | FL | Florida | 12127 | Volusia | 28.905 | -81.2137 | 198361 | 960 | polygon | FALSE | TRUE | America/New_York | 2 | 32725 32738 32739 | 1840015072 |  | CA | 6 | 75 | 3 | C | Marine | San Francisco |  |  | DeltonaFL | San FranciscoCA
Aurora | Aurora | IL | Illinois | 17089 | Kane | 41.7637 | -88.2901 | 197757 | 1696 | polygon | FALSE | TRUE | America/Chicago | 2 | 60506 60504 60505 60502 60503 60519 60507 60568 60569 60572 60598 60599 | 1840007034 |  | CA | 6 | 77 | 3 | B | Hot-Dry | San Joaquin |  |  | AuroraIL | San JoaquinCA
Tempe | Tempe | AZ | Arizona | 4013 | Maricopa | 33.3881 | -111.9318 | 195805 | 1891 | polygon | FALSE | TRUE | America/Phoenix | 2 | 85281 85282 85283 85284 85280 85285 85287 85288 | 1840021942 |  | CA | 6 | 79 | 3 | C | Marine | San Luis Obispo |  |  | TempeAZ | San Luis ObispoCA
Overland Park | Overland Park | KS | Kansas | 20091 | Johnson | 38.887 | -94.687 | 195494 | 1003 | polygon | FALSE | TRUE | America/Chicago | 2 | 66214 66210 66211 66212 66213 66224 66221 66223 66209 66202 66207 66204 66062 66085 66201 66225 66276 66282 66283 | 1840003834 |  | CA | 6 | 81 | 3 | C | Marine | San Mateo |  |  | Overland ParkKS | San MateoCA
Grand Prairie | Grand Prairie | TX | Texas | 48113 | Dallas | 32.6872 | -97.0209 | 194543 | 1039 | polygon | FALSE | TRUE | America/Chicago | 2 | 75052 75050 75051 75054 75053 75265 | 1840020709 |  | CA | 6 | 83 | 3 | C | Marine | Santa Barbara |  |  | Grand PrairieTX | Santa BarbaraCA
Sunrise Manor | Sunrise Manor | NV | Nevada | 32003 | Clark | 36.1785 | -115.049 | 193781 | 2241 | polygon | FALSE | FALSE | America/Los_Angeles | 2 | 89104 89142 89110 89115 89156 89121 89122 89162 89180 | 1840033833 |  | CA | 6 | 85 | 3 | C | Marine | Santa Clara |  |  | Sunrise ManorNV | Santa ClaraCA
Waco | Waco | TX | Texas | 48309 | McLennan | 31.5598 | -97.1881 | 192315 | 605 | polygon | FALSE | TRUE | America/Chicago | 2 | 76798 76710 76711 76712 76708 76701 76707 76706 76704 76702 76703 76714 76797 76799 | 1840022140 |  | CA | 6 | 87 | 3 | C | Marine | Santa Cruz |  |  | WacoTX | Santa CruzCA
Salinas | Salinas | CA | California | 6053 | Monterey | 36.6884 | -121.6317 | 190972 | 2562 | polygon | FALSE | TRUE | America/Los_Angeles | 2 | 93901 93905 93906 93902 93915 | 1840021632 |  | CA | 6 | 89 | 3 | B | Hot-Dry | Shasta |  |  | SalinasCA | ShastaCA
Waterbury | Waterbury | CT | Connecticut | 9009 | New Haven | 41.5583 | -73.0361 | 189614 | 1456 | polygon | FALSE | TRUE | America/New_York | 2 | 06708 06702 06704 06706 06705 06710 06701 06703 06720 06721 06722 06723 06724 06725 06726 | 1840004851 |  | CA | 6 | 91 | 5 | B | Cold | Sierra |  |  | WaterburyCT | SierraCA
Clarksville | Clarksville | TN | Tennessee | 47125 | Montgomery | 36.5695 | -87.342 | 188746 | 618 | polygon | FALSE | TRUE | America/Chicago | 2 | 42223 37043 37042 37040 37041 37044 | 1840014421 |  | CA | 6 | 93 | 5 | B | Cold | Siskiyou |  |  | ClarksvilleTN | SiskiyouCA
Cedar Rapids | Cedar Rapids | IA | Iowa | 19113 | Linn | 41.9665 | -91.6782 | 188038 | 720 | polygon | FALSE | TRUE | America/Chicago | 2 | 52404 52405 52402 52401 52411 52403 52406 52407 52408 52409 52410 52497 52498 52499 | 1840000471 |  | CA | 6 | 95 | 3 | B | Hot-Dry | Solano |  |  | Cedar RapidsIA | SolanoCA
Sioux Falls | Sioux Falls | SD | South Dakota | 46099 | Minnehaha | 43.5397 | -96.732 | 187239 | 907 | polygon | FALSE | TRUE | America/Chicago | 2 | 57110 57104 57105 57106 57107 57103 57108 57197 57117 57101 57109 57186 57193 | 1840002648 |  | CA | 6 | 97 | 3 | C | Marine | Sonoma |  |  | Sioux FallsSD | SonomaCA
Huntington | Huntington | WV | West Virginia | 54011 | Cabell | 38.4109 | -82.4344 | 186034 | 1073 | polygon | FALSE | TRUE | America/New_York | 2 | 25703 25702 25701 25705 25704 25706 25708 25709 25710 25711 25712 25713 25714 25716 25717 25718 25719 25720 25721 25722 25723 25724 25725 25726 25727 25728 25729 25755 25772 25773 25774 25775 25776 25777 25778 | 1840006211 |  | CA | 6 | 99 | 3 | B | Hot-Dry | Stanislaus |  |  | HuntingtonWV | StanislausCA
Ontario | Ontario | CA | California | 6071 | San Bernardino | 34.0393 | -117.6064 | 185010 | 1429 | polygon | FALSE | TRUE | America/Los_Angeles | 2 | 91762 91761 91764 91743 91758 | 1840020410 |  | CA | 6 | 101 | 3 | B | Hot-Dry | Sutter |  |  | OntarioCA | SutterCA
Hagerstown | Hagerstown | MD | Maryland | 24043 | Washington | 39.6401 | -77.7217 | 184755 | 1272 | polygon | FALSE | TRUE | America/New_York | 2 | 21740 21742 21741 21747 21749 | 1840005613 |  | CA | 6 | 103 | 3 | B | Hot-Dry | Tehama |  |  | HagerstownMD | TehamaCA
Erie | Erie | PA | Pennsylvania | 42049 | Erie | 42.1168 | -80.0733 | 184484 | 1926 | polygon | FALSE | TRUE | America/New_York | 2 | 16546 16510 16511 16508 16502 16507 16504 16503 16501 16512 16514 16522 16530 16534 16538 16541 16544 16550 16553 | 1840000478 |  | CA | 6 | 105 | 4 | B | Mixed-Dry | Trinity |  |  | EriePA | TrinityCA
Vancouver | Vancouver | WA | Washington | 53011 | Clark | 45.6366 | -122.5967 | 184463 | 1461 | polygon | FALSE | TRUE | America/Los_Angeles | 2 | 98684 98664 98665 98660 98661 98662 98663 98682 98683 98687 | 1840021189 |  | CA | 6 | 107 | 3 | B | Hot-Dry | Tulare |  |  | VancouverWA | TulareCA
Nampa | Nampa | ID | Idaho | 16027 | Canyon | 43.5845 | -116.5631 | 184428 | 1167 | polygon | FALSE | TRUE | America/Boise | 2 | 83651 83686 83687 | 1840020041 |  | CA | 6 | 109 | 4 | B | Mixed-Dry | Tuolumne |  |  | NampaID | TuolumneCA
Spartanburg | Spartanburg | SC | South Carolina | 45083 | Spartanburg | 34.9437 | -81.9257 | 182701 | 730 | polygon | FALSE | TRUE | America/New_York | 2 | 29302 29301 29307 29306 29304 29319 | 1840015482 |  | CA | 6 | 111 | 3 | C | Marine | Ventura |  |  | SpartanburgSC | VenturaCA
Gastonia | Gastonia | NC | North Carolina | 37071 | Gaston | 35.2494 | -81.1853 | 182581 | 577 | polygon | FALSE | TRUE | America/New_York | 2 | 28054 28056 28052 | 1840013468 |  | CA | 6 | 113 | 3 | B | Hot-Dry | Yolo |  |  | GastoniaNC | YoloCA
Fort Lauderdale | Fort Lauderdale | FL | Florida | 12011 | Broward | 26.1412 | -80.1464 | 182437 | 2036 | polygon | FALSE | TRUE | America/New_York | 2 | 33301 33304 33305 33306 33308 33309 33334 33316 33315 33312 33311 33320 33336 33338 33339 33340 33346 33348 33394 | 1840014236 |  | CA | 6 | 115 | 3 | B | Hot-Dry | Yuba |  |  | Fort LauderdaleFL | YubaCA
Lorain | Lorain | OH | Ohio | 39093 | Lorain | 41.4409 | -82.184 | 180279 | 1041 | polygon | FALSE | TRUE | America/New_York | 2 | 44052 44053 44055 | 1840000644 |  | CO | 8 | 1 | 5 | B | Cold | Adams |  |  | LorainOH | AdamsCO
Murfreesboro | Murfreesboro | TN | Tennessee | 47149 | Rutherford | 35.8492 | -86.4119 | 179951 | 919 | polygon | FALSE | TRUE | America/Chicago | 2 | 37132 37130 37129 37128 37127 37131 37133 | 1840014495 |  | CO | 8 | 3 | 6 | B | Cold | Alamosa |  |  | MurfreesboroTN | AlamosaCO
High Point | High Point | NC | North Carolina | 37081 | Guilford | 35.9907 | -79.9938 | 179913 | 777 | polygon | FALSE | TRUE | America/New_York | 2 | 27282 27235 27262 27263 27265 27260 27261 27264 27268 | 1840014479 |  | CO | 8 | 5 | 5 | B | Cold | Arapahoe |  |  | High PointNC | ArapahoeCO
Newport News | Newport News | VA | Virginia | 51700 | Newport News | 37.1051 | -76.5185 | 179225 | 1002 | polygon | FALSE | TRUE | America/New_York | 2 | 23601 23603 23608 23604 23605 23606 23607 23602 23609 23612 23628 23630 | 1840003862 |  | CO | 8 | 7 | 6 | B | Cold | Archuleta |  |  | Newport NewsVA | ArchuletaCO
Rancho Cucamonga | Rancho Cucamonga | CA | California | 6071 | San Bernardino | 34.1248 | -117.5666 | 177603 | 1709 | polygon | FALSE | TRUE | America/Los_Angeles | 2 | 91730 91701 91739 91737 91729 | 1840020411 |  | CO | 8 | 9 | 4 | B | Mixed-Dry | Baca |  |  | Rancho CucamongaCA | BacaCO
Hemet | Hemet | CA | California | 6065 | Riverside | 33.7341 | -116.9969 | 177253 | 1125 | polygon | FALSE | TRUE | America/Los_Angeles | 2 | 92545 92543 92546 | 1840020550 |  | CO | 8 | 11 | 5 | B | Cold | Bent |  |  | HemetCA | BentCO
Santa Cruz | Santa Cruz | CA | California | 6087 | Santa Cruz | 36.9789 | -122.0346 | 176428 | 1957 | polygon | FALSE | TRUE | America/Los_Angeles | 2 | 95065 95064 95060 95062 95061 95063 95067 | 1840021579 |  | CO | 8 | 13 | 5 | B | Cold | Boulder |  |  | Santa CruzCA | BoulderCO
Danbury | Danbury | CT | Connecticut | 9001 | Fairfield | 41.4016 | -73.471 | 176030 | 779 | polygon | FALSE | TRUE | America/New_York | 2 | 06810 06811 06813 | 1840004837 |  | CO | 8 | 14 | 5 | B | Cold | Broomfield |  |  | DanburyCT | BroomfieldCO
Peoria | Peoria | AZ | Arizona | 4013 | Maricopa | 33.7844 | -112.2989 | 175961 | 386 | polygon | FALSE | TRUE | America/Phoenix | 2 | 85381 85383 85382 85373 85345 85342 85380 85385 | 1840020567 |  | CO | 8 | 15 | 6 | B | Cold | Chaffee |  |  | PeoriaAZ | ChaffeeCO
Oceanside | Oceanside | CA | California | 6073 | San Diego | 33.2247 | -117.3083 | 175742 | 1644 | polygon | FALSE | TRUE | America/Los_Angeles | 2 | 92054 92057 92058 92056 92049 92051 92052 92068 | 1840020623 |  | CO | 8 | 17 | 5 | B | Cold | Cheyenne |  |  | OceansideCA | CheyenneCO
Elk Grove | Elk Grove | CA | California | 6067 | Sacramento | 38.416 | -121.3842 | 174775 | 1605 | polygon | FALSE | TRUE | America/Los_Angeles | 2 | 95757 95758 95624 95759 | 1840020245 |  | CO | 8 | 19 | 7 | N/A | Very Cold | Clear Creek |  |  | Elk GroveCA | Clear CreekCO
Pembroke Pines | Pembroke Pines | FL | Florida | 12011 | Broward | 26.0128 | -80.3382 | 173591 | 2051 | polygon | FALSE | TRUE | America/New_York | 2 | 33029 33028 33024 33026 33023 33027 33025 33084 | 1840015141 |  | CO | 8 | 21 | 6 | B | Cold | Conejos |  |  | Pembroke PinesFL | ConejosCO
Vallejo | Vallejo | CA | California | 6095 | Solano | 38.1133 | -122.2358 | 173256 | 1524 | polygon | FALSE | TRUE | America/Los_Angeles | 2 | 94592 94590 94591 94589 | 1840021499 |  | CO | 8 | 23 | 6 | B | Cold | Costilla |  |  | VallejoCA | CostillaCO
Garden Grove | Garden Grove | CA | California | 6059 | Orange | 33.7787 | -117.9601 | 171644 | 3690 | polygon | FALSE | TRUE | America/Los_Angeles | 2 | 92844 92843 92840 92841 92845 92842 92846 | 1840020577 |  | CO | 8 | 25 | 5 | B | Cold | Crowley |  |  | Garden GroveCA | CrowleyCO
Enterprise | Enterprise | NV | Nevada | 32003 | Clark | 36.0164 | -115.2208 | 171108 | 1292 | polygon | FALSE | FALSE | America/Los_Angeles | 2 | 89178 89183 89054 89139 89141 89148 89113 89118 89119 89123 | 1840033827 |  | CO | 8 | 27 | 6 | B | Cold | Custer |  |  | EnterpriseNV | CusterCO
Medford | Medford | OR | Oregon | 41029 | Jackson | 42.3372 | -122.8537 | 170876 | 1243 | polygon | FALSE | TRUE | America/Los_Angeles | 2 | 97504 97501 | 1840020076 |  | CO | 8 | 29 | 5 | B | Cold | Delta |  |  | MedfordOR | DeltaCO
Cary | Cary | NC | North Carolina | 37183 | Wake | 35.782 | -78.8191 | 170282 | 1119 | polygon | FALSE | TRUE | America/New_York | 2 | 27560 27511 27518 27519 27513 27512 | 1840016196 |  | CO | 8 | 31 | 5 | B | Cold | Denver |  |  | CaryNC | DenverCO
Marysville | Marysville | WA | Washington | 53061 | Snohomish | 48.0809 | -122.1561 | 170009 | 1308 | polygon | FALSE | TRUE | America/Los_Angeles | 2 | 98271 98270 | 1840019789 |  | CO | 8 | 33 | 6 | B | Cold | Dolores |  |  | MarysvilleWA | DoloresCO
Corona | Corona | CA | California | 6065 | Riverside | 33.8616 | -117.5649 | 169868 | 1640 | polygon | FALSE | TRUE | America/Los_Angeles | 2 | 92882 92880 92881 92879 92877 92878 | 1840019305 |  | CO | 8 | 35 | 5 | B | Cold | Douglas |  |  | CoronaCA | DouglasCO
Ocala | Ocala | FL | Florida | 12083 | Marion | 29.178 | -82.1511 | 169383 | 496 | polygon | FALSE | TRUE | America/New_York | 2 | 34475 34474 34471 34470 32111 34477 34478 34483 | 1840015067 |  | CO | 8 | 37 | 6 | B | Cold | Eagle |  |  | OcalaFL | EagleCO
Fredericksburg | Fredericksburg | VA | Virginia | 51630 | Fredericksburg | 38.2992 | -77.4872 | 168909 | 1072 | polygon | FALSE | TRUE | America/New_York | 2 | 22401 22404 22412 | 1840003845 |  | CO | 8 | 41 | 5 | B | Cold | El Paso |  |  | FredericksburgVA | El PasoCO
Gainesville | Gainesville | GA | Georgia | 13139 | Hall | 34.2903 | -83.8301 | 167371 | 506 | polygon | FALSE | TRUE | America/New_York | 2 | 30501 30507 30504 | 1840013612 |  | CO | 8 | 39 | 5 | B | Cold | Elbert |  |  | GainesvilleGA | ElbertCO
Manchester | Manchester | NH | New Hampshire | 33011 | Hillsborough | 42.9848 | -71.4447 | 162877 | 1315 | polygon | FALSE | TRUE | America/New_York | 2 | 03109 03104 03101 03103 03102 03105 03108 03111 | 1840002983 |  | CO | 8 | 43 | 5 | B | Cold | Fremont |  |  | ManchesterNH | FremontCO
BayamÃ³n | Bayamon | PR | Puerto Rico | 72021 | BayamÃ³n | 18.3793 | -66.1635 | 161034 | 2304 | polygon | FALSE | FALSE | America/Puerto_Rico | 2 | 00959 00957 00956 00934 00960 00961 00966 00916 | 1630035622 |  | CO | 8 | 45 | 5 | B | Cold | Garfield |  |  | BayamÃ³nPR | GarfieldCO
Champaign | Champaign | IL | Illinois | 17019 | Champaign | 40.1144 | -88.2735 | 159443 | 1503 | polygon | FALSE | TRUE | America/Chicago | 2 | 61822 61820 61821 61824 61825 61826 | 1840007239 |  | CO | 8 | 47 | 5 | B | Cold | Gilpin |  |  | ChampaignIL | GilpinCO
Alexandria | Alexandria | VA | Virginia | 51510 | Alexandria | 38.8185 | -77.0861 | 159428 | 4121 | polygon | FALSE | TRUE | America/New_York | 2 | 22302 22301 22304 22305 22311 22314 20598 22320 22331 22332 22333 22334 | 1840003837 |  | CO | 8 | 49 | 7 | N/A | Very Cold | Grand |  |  | AlexandriaVA | GrandCO
Hayward | Hayward | CA | California | 6001 | Alameda | 37.6328 | -122.0772 | 159203 | 1349 | polygon | FALSE | TRUE | America/Los_Angeles | 2 | 94541 94542 94545 94544 94540 94543 94557 | 1840020293 |  | CO | 8 | 51 | 7 | N/A | Very Cold | Gunnison |  |  | HaywardCA | GunnisonCO
Springfield | Springfield | IL | Illinois | 17167 | Sangamon | 39.771 | -89.6538 | 158509 | 723 | polygon | FALSE | TRUE | America/Chicago | 2 | 62711 62712 62702 62703 62701 62707 62704 62705 62706 62715 62716 62719 62722 62726 62736 62739 62756 62757 62761 62762 62763 62764 62765 62766 62767 62769 62776 62777 62781 62786 62796 | 1840009517 |  | CO | 8 | 53 | 7 | N/A | Very Cold | Hinsdale |  |  | SpringfieldIL | HinsdaleCO
Lakewood | Lakewood | CO | Colorado | 8059 | Jefferson | 39.6977 | -105.1168 | 157935 | 1416 | polygon | FALSE | TRUE | America/Denver | 2 | 80465 80232 80235 80214 80215 80227 80226 80228 80201 80225 | 1840020198 |  | CO | 8 | 55 | 5 | B | Cold | Huerfano |  |  | LakewoodCO | HuerfanoCO
Lafayette | Lafayette | IN | Indiana | 18157 | Tippecanoe | 40.399 | -86.8594 | 157820 | 942 | polygon | FALSE | TRUE | America/Indiana/Indianapolis | 2 | 47909 47905 47904 47901 47902 47903 | 1840008354 |  | CO | 8 | 57 | 7 | N/A | Very Cold | Jackson |  |  | LafayetteIN | JacksonCO
Frederick | Frederick | MD | Maryland | 24021 | Frederick | 39.4336 | -77.4141 | 156787 | 1172 | polygon | FALSE | TRUE | America/New_York | 2 | 21705 21703 21702 21701 21709 | 1840005710 |  | CO | 8 | 59 | 5 | B | Cold | Jefferson |  |  | FrederickMD | JeffersonCO
Lake Charles | Lake Charles | LA | Louisiana | 22019 | Calcasieu | 30.2012 | -93.2122 | 156181 | 674 | polygon | FALSE | TRUE | America/Chicago | 2 | 70605 70607 70601 70615 70602 70606 70609 70612 70616 70629 | 1840015039 |  | CO | 8 | 61 | 5 | B | Cold | Kiowa |  |  | Lake CharlesLA | KiowaCO
Odessa | Odessa | TX | Texas | 48135 | Ector | 31.8831 | -102.3406 | 155998 | 1052 | polygon | FALSE | TRUE | America/Chicago | 2 | 79761 79762 79763 79765 79768 79769 | 1840020794 |  | CO | 8 | 63 | 5 | B | Cold | Kit Carson |  |  | OdessaTX | Kit CarsonCO
Tuscaloosa | Tuscaloosa | AL | Alabama | 1125 | Tuscaloosa | 33.2348 | -87.5267 | 155499 | 631 | polygon | FALSE | TRUE | America/Chicago | 2 | 35475 35476 35405 35404 35406 35401 35403 35407 35486 35487 | 1840005563 |  | CO | 8 | 67 | 5 | B | Cold | La Plata |  |  | TuscaloosaAL | La PlataCO
Warner Robins | Warner Robins | GA | Georgia | 13153 | Houston | 32.597 | -83.6529 | 155140 | 805 | polygon | FALSE | TRUE | America/New_York | 2 | 31088 31005 31093 31099 | 1840015800 |  | CO | 8 | 65 | 7 | N/A | Very Cold | Lake |  |  | Warner RobinsGA | LakeCO
Palmdale | Palmdale | CA | California | 6037 | Los Angeles | 34.5944 | -118.1057 | 155079 | 564 | polygon | FALSE | TRUE | America/Los_Angeles | 2 | 93552 93550 93591 93551 93590 93599 | 1840020502 |  | CO | 8 | 69 | 5 | B | Cold | Larimer |  |  | PalmdaleCA | LarimerCO
Hollywood | Hollywood | FL | Florida | 12011 | Broward | 26.0294 | -80.1679 | 154817 | 2192 | polygon | FALSE | TRUE | America/New_York | 2 | 33019 33024 33023 33021 33020 33004 33316 33312 33022 33081 33082 33302 | 1840015144 |  | CO | 8 | 71 | 4 | B | Mixed-Dry | Las Animas |  |  | HollywoodFL | Las AnimasCO
Midland | Midland | TX | Texas | 48329 | Midland | 32.0249 | -102.1137 | 154793 | 758 | polygon | FALSE | TRUE | America/Chicago | 2 | 79701 79706 79707 79705 79703 79702 79708 79711 | 1840020792 |  | CO | 8 | 73 | 5 | B | Cold | Lincoln |  |  | MidlandTX | LincolnCO
Leesburg | Leesburg | FL | Florida | 12069 | Lake | 28.7657 | -81.8996 | 154574 | 249 | polygon | FALSE | TRUE | America/New_York | 2 | 34748 34762 34736 34749 34789 | 1840015083 |  | CO | 8 | 75 | 5 | B | Cold | Logan |  |  | LeesburgFL | LoganCO
Port Arthur | Port Arthur | TX | Texas | 48245 | Jefferson | 29.8554 | -93.9264 | 154468 | 272 | polygon | FALSE | TRUE | America/Chicago | 2 | 77655 77640 77642 77611 77641 77643 | 1840020919 |  | CO | 8 | 77 | 5 | B | Cold | Mesa |  |  | Port ArthurTX | MesaCO
Muskegon | Muskegon | MI | Michigan | 26121 | Muskegon | 43.2281 | -86.2563 | 153565 | 998 | polygon | FALSE | TRUE | America/Detroit | 2 | 49442 49440 49441 | 1840002870 |  | CO | 8 | 79 | 7 | N/A | Very Cold | Mineral |  |  | MuskegonMI | MineralCO
Macon | Macon | GA | Georgia | 13021 | Bibb | 32.8065 | -83.6974 | 153159 | 237 | polygon | FALSE | TRUE | America/New_York | 2 | 31206 31052 31210 31211 31213 31216 31217 31207 31204 31201 31220 31202 31203 31205 31208 31209 31221 31294 31295 31296 31297 | 1840043455 |  | CO | 8 | 81 | 6 | B | Cold | Moffat |  |  | MaconGA | MoffatCO
Kansas City | Kansas City | KS | Kansas | 20209 | Wyandotte | 39.1234 | -94.7443 | 152960 | 473 | polygon | FALSE | TRUE | America/Chicago | 2 | 66101 66102 66103 66104 66105 66106 66109 66115 66112 66111 66118 66110 66117 66119 66160 | 1840001626 |  | CO | 8 | 83 | 5 | B | Cold | Montezuma |  |  | Kansas CityKS | MontezumaCO
Sunnyvale | Sunnyvale | CA | California | 6085 | Santa Clara | 37.3836 | -122.0256 | 152703 | 2676 | polygon | FALSE | TRUE | America/Los_Angeles | 2 | 95002 94089 94085 94086 94087 94088 | 1840021573 |  | CO | 8 | 85 | 5 | B | Cold | Montrose |  |  | SunnyvaleCA | MontroseCO
Pomona | Pomona | CA | California | 6037 | Los Angeles | 34.0585 | -117.7626 | 151691 | 2548 | polygon | FALSE | TRUE | America/Los_Angeles | 2 | 91766 91767 91768 91769 | 1840020507 |  | CO | 8 | 87 | 5 | B | Cold | Morgan |  |  | PomonaCA | MorganCO
Escondido | Escondido | CA | California | 6073 | San Diego | 33.1347 | -117.0722 | 151625 | 1568 | polygon | FALSE | TRUE | America/Los_Angeles | 2 | 92029 92025 92026 92027 92030 92033 92046 | 1840020620 |  | CO | 8 | 89 | 4 | B | Mixed-Dry | Otero |  |  | EscondidoCA | OteroCO
Pasadena | Pasadena | TX | Texas | 48201 | Harris | 29.6583 | -95.1499 | 151227 | 1339 | polygon | FALSE | TRUE | America/Chicago | 2 | 77058 77059 77586 77506 77507 77504 77505 77502 77503 77258 77501 77508 | 1840020930 |  | CO | 8 | 91 | 6 | B | Cold | Ouray |  |  | PasadenaTX | OurayCO
New Bedford | New Bedford | MA | Massachusetts | 25005 | Bristol | 41.6697 | -70.9428 | 149910 | 1840 | polygon | FALSE | TRUE | America/New_York | 2 | 02740 02744 02745 02746 02741 02742 | 1840003219 |  | CO | 8 | 93 | 7 | N/A | Very Cold | Park |  |  | New BedfordMA | ParkCO
Fairfield | Fairfield | CA | California | 6095 | Solano | 38.2592 | -122.0324 | 148683 | 1097 | polygon | FALSE | TRUE | America/Los_Angeles | 2 | 94585 94533 94534 94535 | 1840020253 |  | CO | 8 | 95 | 5 | B | Cold | Phillips |  |  | FairfieldCA | PhillipsCO
Naperville | Naperville | IL | Illinois | 17043 | DuPage | 41.7483 | -88.1657 | 148449 | 1476 | polygon | FALSE | TRUE | America/Chicago | 2 | 60540 60563 60564 60565 60567 | 1840008143 |  | CO | 8 | 97 | 7 | N/A | Very Cold | Pitkin |  |  | NapervilleIL | PitkinCO
Bellevue | Bellevue | WA | Washington | 53033 | King | 47.5951 | -122.1535 | 148164 | 1709 | polygon | FALSE | TRUE | America/Los_Angeles | 2 | 98004 98005 98006 98007 98008 98009 98015 | 1840018417 |  | CO | 8 | 99 | 5 | B | Cold | Prowers |  |  | BellevueWA | ProwersCO
Binghamton | Binghamton | NY | New York | 36007 | Broome | 42.1014 | -75.9093 | 148145 | 1635 | polygon | FALSE | TRUE | America/New_York | 2 | 13904 13905 13901 13903 | 1840000460 |  | CO | 8 | 101 | 5 | B | Cold | Pueblo |  |  | BinghamtonNY | PuebloCO
Elkhart | Elkhart | IN | Indiana | 18039 | Elkhart | 41.6916 | -85.9628 | 147567 | 734 | polygon | FALSE | TRUE | America/Indiana/Indianapolis | 2 | 46514 46517 46516 46515 | 1840008187 |  | CO | 8 | 103 | 6 | B | Cold | Rio Blanco |  |  | ElkhartIN | Rio BlancoCO
Topeka | Topeka | KS | Kansas | 20177 | Shawnee | 39.0346 | -95.6955 | 147458 | 787 | polygon | FALSE | TRUE | America/Chicago | 2 | 66621 66622 66609 66608 66607 66606 66605 66604 66603 66611 66612 66614 66616 66601 66624 66625 66626 66629 66636 66647 66667 66675 66683 66699 | 1840001621 |  | CO | 8 | 105 | 7 | N/A | Very Cold | Rio Grande |  |  | TopekaKS | Rio GrandeCO
Joliet | Joliet | IL | Illinois | 17197 | Will | 41.5189 | -88.1499 | 147344 | 886 | polygon | FALSE | TRUE | America/Chicago | 2 | 60421 60586 60432 60433 60431 60436 60435 60434 | 1840008192 |  | CO | 8 | 107 | 7 | N/A | Very Cold | Routt |  |  | JolietIL | RouttCO
Beaumont | Beaumont | TX | Texas | 48245 | Jefferson | 30.0849 | -94.1451 | 146091 | 547 | polygon | FALSE | TRUE | America/Chicago | 2 | 77708 77705 77706 77707 77701 77702 77703 77713 77704 77710 77720 77725 77726 | 1840019612 |  | CO | 8 | 109 | 6 | B | Cold | Saguache |  |  | BeaumontTX | SaguacheCO
Paterson | Paterson | NJ | New Jersey | 34031 | Passaic | 40.9147 | -74.1624 | 145233 | 6665 | polygon | FALSE | TRUE | America/New_York | 2 | 07524 07522 07514 07513 07505 07502 07504 07501 07503 07507 07509 07510 07533 07543 07544 | 1840000838 |  | CO | 8 | 111 | 7 | N/A | Very Cold | San Juan |  |  | PatersonNJ | San JuanCO
Merced | Merced | CA | California | 6047 | Merced | 37.3057 | -120.4778 | 145149 | 1390 | polygon | FALSE | TRUE | America/Los_Angeles | 2 | 95348 95340 95341 95343 | 1840020313 |  | CO | 8 | 113 | 6 | B | Cold | San Miguel |  |  | MercedCA | San MiguelCO
Pueblo | Pueblo | CO | Colorado | 8101 | Pueblo | 38.2705 | -104.6112 | 143932 | 789 | polygon | FALSE | TRUE | America/Denver | 2 | 81004 81005 81003 81001 81008 81002 81010 81011 81012 | 1840020255 |  | CO | 8 | 115 | 5 | B | Cold | Sedgwick |  |  | PuebloCO | SedgwickCO
Tyler | Tyler | TX | Texas | 48423 | Smith | 32.3184 | -95.3062 | 143796 | 718 | polygon | FALSE | TRUE | America/Chicago | 2 | 75709 75702 75703 75701 75710 75712 75713 75798 75799 | 1840022076 |  | CO | 8 | 117 | 7 | N/A | Very Cold | Summit |  |  | TylerTX | SummitCO
Torrance | Torrance | CA | California | 6037 | Los Angeles | 33.8346 | -118.3417 | 143592 | 2701 | polygon | FALSE | TRUE | America/Los_Angeles | 2 | 90277 90501 90503 90505 90504 90507 90508 90509 90510 | 1840021873 |  | CO | 8 | 119 | 5 | B | Cold | Teller |  |  | TorranceCA | TellerCO
Yuma | Yuma | AZ | Arizona | 4027 | Yuma | 32.5992 | -114.5488 | 142847 | 313 | polygon | FALSE | TRUE | America/Phoenix | 2 | 85365 85364 85369 | 1840021998 |  | CO | 8 | 121 | 5 | B | Cold | Washington |  |  | YumaAZ | WashingtonCO
Metairie | Metairie | LA | Louisiana | 22051 | Jefferson | 29.9977 | -90.178 | 142135 | 2359 | polygon | FALSE | FALSE | America/Chicago | 2 | 70002 70003 70001 70006 70005 70004 70009 70010 70011 70033 70055 | 1840013994 |  | CO | 8 | 123 | 5 | B | Cold | Weld |  |  | MetairieLA | WeldCO
Surprise | Surprise | AZ | Arizona | 4013 | Maricopa | 33.68 | -112.4524 | 141664 | 506 | polygon | FALSE | TRUE | America/Phoenix | 2 | 85361 85379 85388 85387 85374 85375 85378 | 1840021941 |  | CO | 8 | 125 | 5 | B | Cold | Yuma |  |  | SurpriseAZ | YumaCO
Columbia | Columbia | MO | Missouri | 29019 | Boone | 38.9478 | -92.3256 | 141645 | 725 | polygon | FALSE | TRUE | America/Chicago | 2 | 65202 65203 65201 65215 65211 65216 65217 65218 65299 | 1840007391 |  | CT | 9 | 1 | 5 | A | Cold | Fairfield |  |  | ColumbiaMO | FairfieldCT
Athens | Athens | GA | Georgia | 13059 | Clarke | 33.9508 | -83.3689 | 141532 | 421 | polygon | FALSE | TRUE | America/New_York | 2 | 30622 30601 30602 30605 30606 30607 30609 30683 30603 30608 30612 | 1840029463 |  | CT | 9 | 3 | 5 | A | Cold | Hartford |  |  | AthensGA | HartfordCT
Roseville | Roseville | CA | California | 6061 | Placer | 38.7703 | -121.3196 | 141500 | 1239 | polygon | FALSE | TRUE | America/Los_Angeles | 2 | 95661 95747 95678 | 1840020233 |  | CT | 9 | 5 | 5 | A | Cold | Litchfield |  |  | RosevilleCA | LitchfieldCT
Thornton | Thornton | CO | Colorado | 8001 | Adams | 39.9197 | -104.9438 | 141464 | 1521 | polygon | FALSE | TRUE | America/Denver | 2 | 80260 80233 80241 80602 80640 80023 80229 80614 | 1840021422 |  | CT | 9 | 7 | 5 | A | Cold | Middlesex |  |  | ThorntonCO | MiddlesexCT
Miramar | Miramar | FL | Florida | 12011 | Broward | 25.9773 | -80.3351 | 141191 | 1889 | polygon | FALSE | TRUE | America/New_York | 2 | 33029 33023 33027 33025 | 1840015137 |  | CT | 9 | 9 | 5 | A | Cold | New Haven |  |  | MiramarFL | New HavenCT
Pasadena | Pasadena | CA | California | 6037 | Los Angeles | 34.1597 | -118.139 | 141029 | 2371 | polygon | FALSE | TRUE | America/Los_Angeles | 2 | 91101 91106 91107 91105 91103 91104 91102 91109 91110 91114 91115 91116 91117 91121 91123 91124 91125 91126 91129 91182 91184 91188 91189 91199 | 1840020505 |  | CT | 9 | 11 | 5 | A | Cold | New London |  |  | PasadenaCA | New LondonCT
Mesquite | Mesquite | TX | Texas | 48113 | Dallas | 32.7623 | -96.5889 | 140937 | 1151 | polygon | FALSE | TRUE | America/Chicago | 2 | 75149 75150 75181 75185 75187 | 1840020713 |  | CT | 9 | 13 | 5 | A | Cold | Tolland |  |  | MesquiteTX | TollandCT
Olathe | Olathe | KS | Kansas | 20091 | Johnson | 38.8832 | -94.8198 | 140545 | 880 | polygon | FALSE | TRUE | America/Chicago | 2 | 66062 66061 66051 66063 | 1840003833 |  | CT | 9 | 15 | 5 | A | Cold | Windham |  |  | OlatheKS | WindhamCT
Santa Maria | Santa Maria | CA | California | 6083 | Santa Barbara | 34.9334 | -120.4432 | 140545 | 1815 | polygon | FALSE | TRUE | America/Los_Angeles | 2 | 93454 93455 93458 | 1840021830 |  | DC | 11 | 1 | 4 | A | Mixed-Humid | District of Columbia |  |  | Santa MariaCA | District of ColumbiaDC
Houma | Houma | LA | Louisiana | 22109 | Terrebonne | 29.5799 | -90.7058 | 140469 | 874 | polygon | FALSE | TRUE | America/Chicago | 2 | 70363 70360 70361 | 1840015063 |  | DE | 10 | 1 | 4 | A | Mixed-Humid | Kent |  |  | HoumaLA | KentDE
Carrollton | Carrollton | TX | Texas | 48113 | Dallas | 32.989 | -96.8999 | 139248 | 1466 | polygon | FALSE | TRUE | America/Chicago | 2 | 75007 75006 75010 75011 | 1840019436 |  | DE | 10 | 3 | 4 | A | Mixed-Humid | New Castle |  |  | CarrolltonTX | New CastleDE
Grand Junction | Grand Junction | CO | Colorado | 8077 | Mesa | 39.0876 | -108.5673 | 139143 | 621 | polygon | FALSE | TRUE | America/Denver | 2 | 81505 81504 81507 81506 81501 | 1840020230 |  | DE | 10 | 5 | 4 | A | Mixed-Humid | Sussex |  |  | Grand JunctionCO | SussexDE
Charleston | Charleston | WV | West Virginia | 54039 | Kanawha | 38.3484 | -81.6323 | 138706 | 570 | polygon | FALSE | TRUE | America/New_York | 2 | 25305 25304 25303 25302 25301 25311 25312 25314 25317 25321 25322 25323 25324 25325 25326 25327 25328 25329 25330 25331 25332 25333 25334 25335 25336 25337 25338 25339 25350 25364 25375 25387 25392 25396 | 1840006196 |  | FL | 12 | 1 | 2 | A | Hot-Humid | Alachua |  |  | CharlestonWV | AlachuaFL
Orange | Orange | CA | California | 6059 | Orange | 33.8038 | -117.8218 | 138669 | 2086 | polygon | FALSE | TRUE | America/Los_Angeles | 2 | 92868 92869 92866 92867 92865 92856 92857 92863 92864 | 1840020582 |  | FL | 12 | 3 | 2 | A | Hot-Humid | Baker |  |  | OrangeCA | BakerFL
Fullerton | Fullerton | CA | California | 6059 | Orange | 33.8841 | -117.9279 | 138632 | 2386 | polygon | FALSE | TRUE | America/Los_Angeles | 2 | 92833 92831 92835 92832 92834 92836 92837 92838 | 1840020576 |  | FL | 12 | 5 | 2 | A | Hot-Humid | Bay |  |  | FullertonCA | BayFL
Greeley | Greeley | CO | Colorado | 8123 | Weld | 40.4151 | -104.7706 | 137810 | 858 | polygon | FALSE | TRUE | America/Denver | 2 | 80634 80631 80632 80633 80638 80639 | 1840020149 |  | FL | 12 | 7 | 2 | A | Hot-Humid | Bradford |  |  | GreeleyCO | BradfordFL
Carolina | Carolina | PR | Puerto Rico | 72031 | Carolina | 18.4054 | -65.9792 | 136771 | 2550 | polygon | FALSE | FALSE | America/Puerto_Rico | 2 | 00979 00987 00982 00983 00985 00981 00984 00986 00988 | 1630035637 |  | FL | 12 | 9 | 2 | A | Hot-Humid | Brevard |  |  | CarolinaPR | BrevardFL
Las Cruces | Las Cruces | NM | New Mexico | 35013 | Dona Ana | 32.3265 | -106.7892 | 136254 | 519 | polygon | FALSE | TRUE | America/Denver | 2 | 88012 88011 88005 88007 88001 87654 88006 88013 | 1840020683 |  | FL | 12 | 11 | 1 | A | Hot-Humid | Broward |  |  | Las CrucesNM | BrowardFL
Panama City | Panama City | FL | Florida | 12005 | Bay | 30.1995 | -85.6004 | 136133 | 382 | polygon | FALSE | TRUE | America/Chicago | 2 | 32401 32405 32404 32402 32412 | 1840015034 |  | FL | 12 | 13 | 2 | A | Hot-Humid | Calhoun |  |  | Panama CityFL | CalhounFL
Harlingen | Harlingen | TX | Texas | 48061 | Cameron | 26.1917 | -97.6976 | 136037 | 626 | polygon | FALSE | TRUE | America/Chicago | 2 | 78550 78552 78551 78553 | 1840021036 |  | FL | 12 | 15 | 2 | A | Hot-Humid | Charlotte |  |  | HarlingenTX | CharlotteFL
West Valley City | West Valley City | UT | Utah | 49035 | Salt Lake | 40.6889 | -112.0115 | 135248 | 1472 | polygon | FALSE | TRUE | America/Denver | 2 | 84119 84120 84128 84118 84125 84126 84127 84129 84130 84131 84170 | 1840021389 |  | FL | 12 | 17 | 2 | A | Hot-Humid | Citrus |  |  | West Valley CityUT | CitrusFL
Hampton | Hampton | VA | Virginia | 51650 | Hampton | 37.0551 | -76.363 | 134510 | 1009 | polygon | FALSE | TRUE | America/New_York | 2 | 23666 23651 23605 23669 23661 23663 23664 23665 23667 23668 23670 23681 | 1840003866 |  | FL | 12 | 19 | 2 | A | Hot-Humid | Clay |  |  | HamptonVA | ClayFL
Warren | Warren | MI | Michigan | 26099 | Macomb | 42.4934 | -83.027 | 133943 | 1505 | polygon | FALSE | TRUE | America/Detroit | 2 | 48093 48092 48091 48089 48088 48397 | 1840002418 |  | FL | 12 | 21 | 2 | A | Hot-Humid | Collier |  |  | WarrenMI | CollierFL
Mauldin | Mauldin | SC | South Carolina | 45045 | Greenville | 34.7849 | -82.3005 | 133872 | 899 | polygon | FALSE | TRUE | America/New_York | 2 | 29662 29607 | 1840015476 |  | FL | 12 | 23 | 2 | A | Hot-Humid | Columbia |  |  | MauldinSC | ColumbiaFL
Bloomington | Bloomington | IL | Illinois | 17113 | McLean | 40.4757 | -88.9703 | 133846 | 1100 | polygon | FALSE | TRUE | America/Chicago | 2 | 61701 61705 61704 61709 61710 61791 | 1840007207 |  | FL | 12 | 27 | 2 | A | Hot-Humid | DeSoto |  |  | BloomingtonIL | DeSotoFL
Coral Springs | Coral Springs | FL | Florida | 12011 | Broward | 26.2702 | -80.2591 | 133759 | 2258 | polygon | FALSE | TRUE | America/New_York | 2 | 33071 33076 33065 33067 33075 33077 | 1840015134 |  | FL | 12 | 29 | 2 | A | Hot-Humid | Dixie |  |  | Coral SpringsFL | DixieFL
Round Rock | Round Rock | TX | Texas | 48491 | Williamson | 30.5254 | -97.666 | 133372 | 1421 | polygon | FALSE | TRUE | America/Chicago | 2 | 78681 78664 78665 78682 78683 | 1840020879 |  | FL | 12 | 31 | 2 | A | Hot-Humid | Duval |  |  | Round RockTX | DuvalFL
Yakima | Yakima | WA | Washington | 53077 | Yakima | 46.5923 | -120.5496 | 133191 | 1300 | polygon | FALSE | TRUE | America/Los_Angeles | 2 | 98901 98903 98902 98908 98904 98907 | 1840021154 |  | FL | 12 | 33 | 2 | A | Hot-Humid | Escambia |  |  | YakimaWA | EscambiaFL
Sterling Heights | Sterling Heights | MI | Michigan | 26099 | Macomb | 42.5809 | -83.0305 | 132438 | 1403 | polygon | FALSE | TRUE | America/Detroit | 2 | 48310 48313 48312 48314 48311 | 1840003094 |  | FL | 12 | 35 | 2 | A | Hot-Humid | Flagler |  |  | Sterling HeightsMI | FlaglerFL
Kent | Kent | WA | Washington | 53033 | King | 47.3887 | -122.2129 | 132319 | 1513 | polygon | FALSE | TRUE | America/Los_Angeles | 2 | 98031 98030 98032 98042 98035 98064 98089 | 1840018424 |  | FL | 12 | 37 | 2 | A | Hot-Humid | Franklin |  |  | KentWA | FranklinFL
Burlington | Burlington | NC | North Carolina | 37001 | Alamance | 36.0758 | -79.4686 | 131043 | 707 | polygon | FALSE | TRUE | America/New_York | 2 | 27217 27215 | 1840013362 |  | FL | 12 | 39 | 2 | A | Hot-Humid | Gadsden |  |  | BurlingtonNC | GadsdenFL
Bellingham | Bellingham | WA | Washington | 53073 | Whatcom | 48.7543 | -122.4687 | 130641 | 1287 | polygon | FALSE | TRUE | America/Los_Angeles | 2 | 98229 98225 98226 98228 | 1840018346 |  | FL | 12 | 41 | 2 | A | Hot-Humid | Gilchrist |  |  | BellinghamWA | GilchristFL
Santa Clara | Santa Clara | CA | California | 6085 | Santa Clara | 37.3645 | -121.968 | 130365 | 2761 | polygon | FALSE | TRUE | America/Los_Angeles | 2 | 95054 95050 95051 95053 95052 95055 95056 | 1840021571 |  | FL | 12 | 43 | 2 | A | Hot-Humid | Glades |  |  | Santa ClaraCA | GladesFL
Racine | Racine | WI | Wisconsin | 55101 | Racine | 42.7274 | -87.8135 | 130142 | 1915 | polygon | FALSE | TRUE | America/Chicago | 2 | 53405 53404 53406 53403 53402 53401 53407 53408 | 1840002493 |  | FL | 12 | 45 | 2 | A | Hot-Humid | Gulf |  |  | RacineWI | GulfFL
Greenville | Greenville | NC | North Carolina | 37147 | Pitt | 35.5956 | -77.3768 | 130118 | 1012 | polygon | FALSE | TRUE | America/New_York | 2 | 27834 27858 27833 27835 27836 | 1840013407 |  | FL | 12 | 47 | 2 | A | Hot-Humid | Hamilton |  |  | GreenvilleNC | HamiltonFL
Stamford | Stamford | CT | Connecticut | 9001 | Fairfield | 41.1035 | -73.5583 | 129638 | 1330 | polygon | FALSE | TRUE | America/New_York | 2 | 06906 06907 06905 06902 06903 06901 06904 06910 06911 06912 06913 06914 06926 06927 | 1840004841 |  | FL | 12 | 49 | 2 | A | Hot-Humid | Hardee |  |  | StamfordCT | HardeeFL
Elizabeth | Elizabeth | NJ | New Jersey | 34039 | Union | 40.6657 | -74.1912 | 129216 | 4049 | polygon | FALSE | TRUE | America/New_York | 2 | 07208 07202 07201 07206 07207 | 1840003613 |  | FL | 12 | 51 | 2 | A | Hot-Humid | Hendry |  |  | ElizabethNJ | HendryFL
Johnson City | Johnson City | TN | Tennessee | 47179 | Washington | 36.3406 | -82.3803 | 127571 | 599 | polygon | FALSE | TRUE | America/New_York | 2 | 37614 37615 37601 37604 37602 37605 37684 | 1840014462 |  | FL | 12 | 53 | 2 | A | Hot-Humid | Hernando |  |  | Johnson CityTN | HernandoFL
Lynchburg | Lynchburg | VA | Virginia | 51680 | Lynchburg | 37.4003 | -79.1909 | 126814 | 647 | polygon | FALSE | TRUE | America/New_York | 2 | 24504 24502 24503 24501 24505 24506 24513 24514 | 1840003855 |  | FL | 12 | 55 | 2 | A | Hot-Humid | Highlands |  |  | LynchburgVA | HighlandsFL
Simi Valley | Simi Valley | CA | California | 6111 | Ventura | 34.2663 | -118.749 | 126589 | 1167 | polygon | FALSE | TRUE | America/Los_Angeles | 2 | 93063 93065 93062 93094 93099 | 1840021843 |  | FL | 12 | 57 | 2 | A | Hot-Humid | Hillsborough |  |  | Simi ValleyCA | HillsboroughFL
Fort Smith | Fort Smith | AR | Arkansas | 5131 | Sebastian | 35.3493 | -94.3695 | 125354 | 536 | polygon | FALSE | TRUE | America/Chicago | 2 | 72901 72904 72908 72903 72923 72916 72905 72906 72913 72914 72917 72918 72919 | 1840013456 |  | FL | 12 | 59 | 2 | A | Hot-Humid | Holmes |  |  | Fort SmithAR | HolmesFL
Kenosha | Kenosha | WI | Wisconsin | 55059 | Kenosha | 42.5864 | -87.8765 | 124972 | 1378 | polygon | FALSE | TRUE | America/Chicago | 2 | 53144 53140 53142 53143 53141 | 1840003160 |  | FL | 12 | 61 | 2 | A | Hot-Humid | Indian River |  |  | KenoshaWI | Indian RiverFL
Norman | Norman | OK | Oklahoma | 40027 | Cleveland | 35.2335 | -97.3471 | 124880 | 269 | polygon | FALSE | TRUE | America/Chicago | 2 | 73019 73026 74857 73072 73071 73069 73068 73070 | 1840020451 |  | FL | 12 | 63 | 2 | A | Hot-Humid | Jackson |  |  | NormanOK | JacksonFL
South Lyon | South Lyon | MI | Michigan | 26125 | Oakland | 42.4614 | -83.6526 | 124694 | 1219 | polygon | FALSE | TRUE | America/Detroit | 2 | 48178 | 1840002432 |  | FL | 12 | 65 | 2 | A | Hot-Humid | Jefferson |  |  | South LyonMI | JeffersonFL
Boulder | Boulder | CO | Colorado | 8013 | Boulder | 40.0249 | -105.2523 | 124345 | 1551 | polygon | FALSE | TRUE | America/Denver | 2 | 80310 80304 80305 80302 80303 80301 80307 80309 80314 | 1840018774 |  | FL | 12 | 67 | 2 | A | Hot-Humid | Lafayette |  |  | BoulderCO | LafayetteFL
Abilene | Abilene | TX | Texas | 48441 | Taylor | 32.4543 | -99.7384 | 123420 | 446 | polygon | FALSE | TRUE | America/Chicago | 2 | 79605 79699 79603 79601 79607 79606 79602 79604 79608 79697 79698 | 1840019476 |  | FL | 12 | 69 | 2 | A | Hot-Humid | Lake |  |  | AbileneTX | LakeFL
Lehigh Acres | Lehigh Acres | FL | Florida | 12071 | Lee | 26.612 | -81.6388 | 123378 | 514 | polygon | FALSE | FALSE | America/New_York | 2 | 33936 33973 33972 33971 33976 33974 33970 | 1840014220 |  | FL | 12 | 71 | 2 | A | Hot-Humid | Lee |  |  | Lehigh AcresFL | LeeFL
Pearland | Pearland | TX | Texas | 48039 | Brazoria | 29.5585 | -95.3215 | 122460 | 981 | polygon | FALSE | TRUE | America/Chicago | 2 | 77047 77089 77584 77581 77588 | 1840020979 |  | FL | 12 | 73 | 2 | A | Hot-Humid | Leon |  |  | PearlandTX | LeonFL
Berkeley | Berkeley | CA | California | 6001 | Alameda | 37.8723 | -122.276 | 121363 | 4473 | polygon | FALSE | TRUE | America/Los_Angeles | 2 | 94708 94707 94705 94704 94703 94702 94709 94710 94720 94701 94712 | 1840018914 |  | FL | 12 | 75 | 2 | A | Hot-Humid | Levy |  |  | BerkeleyCA | LevyFL
Richardson | Richardson | TX | Texas | 48113 | Dallas | 32.9717 | -96.7093 | 121323 | 1639 | polygon | FALSE | TRUE | America/Chicago | 2 | 75081 75080 75082 75045 75083 75085 | 1840020710 |  | FL | 12 | 77 | 2 | A | Hot-Humid | Liberty |  |  | RichardsonTX | LibertyFL
Redding | Redding | CA | California | 6089 | Shasta | 40.5698 | -122.365 | 121313 | 599 | polygon | FALSE | TRUE | America/Los_Angeles | 2 | 96002 96003 96001 | 1840020141 |  | FL | 12 | 79 | 2 | A | Hot-Humid | Madison |  |  | ReddingCA | MadisonFL
Arvada | Arvada | CO | Colorado | 8059 | Jefferson | 39.8321 | -105.1511 | 121272 | 1207 | polygon | FALSE | TRUE | America/Denver | 2 | 80005 80004 80007 80003 80002 80403 80001 80006 | 1840018788 |  | FL | 12 | 81 | 2 | A | Hot-Humid | Manatee |  |  | ArvadaCO | ManateeFL
East Los Angeles | East Los Angeles | CA | California | 6037 | Los Angeles | 34.0326 | -118.1691 | 121187 | 6282 | polygon | FALSE | FALSE | America/Los_Angeles | 2 | 90063 90022 90023 | 1840019206 |  | FL | 12 | 83 | 2 | A | Hot-Humid | Marion |  |  | East Los AngelesCA | MarionFL
St. George | St. George | UT | Utah | 49053 | Washington | 37.077 | -113.577 | 120899 | 449 | polygon | FALSE | TRUE | America/Denver | 2 | 84770 84790 84791 | 1840021559 |  | FL | 12 | 85 | 2 | A | Hot-Humid | Martin |  |  | St. GeorgeUT | MartinFL
Billings | Billings | MT | Montana | 30111 | Yellowstone | 45.7891 | -108.5524 | 120728 | 948 | polygon | FALSE | TRUE | America/Denver | 2 | 59106 59105 59102 59101 59104 59107 59108 59115 59116 59117 | 1840018496 |  | FL | 12 | 86 | 1 | A | Hot-Humid | Miami-Dade |  |  | BillingsMT | Miami-DadeFL
Yuba City | Yuba City | CA | California | 6101 | Sutter | 39.1357 | -121.6381 | 120456 | 1736 | polygon | FALSE | TRUE | America/Los_Angeles | 2 | 95991 95993 | 1840021463 |  | FL | 12 | 87 | 1 | A | Hot-Humid | Monroe |  |  | Yuba CityCA | MonroeFL
Rochester | Rochester | MN | Minnesota | 27109 | Olmsted | 44.0151 | -92.4778 | 119942 | 831 | polygon | FALSE | TRUE | America/Chicago | 2 | 55902 55901 55906 55904 55905 | 1840008987 |  | FL | 12 | 89 | 2 | A | Hot-Humid | Nassau |  |  | RochesterMN | NassauFL
Leominster | Leominster | MA | Massachusetts | 25027 | Worcester | 42.5209 | -71.7717 | 119690 | 558 | polygon | FALSE | TRUE | America/New_York | 2 | 1453 | 1840000437 |  | FL | 12 | 91 | 2 | A | Hot-Humid | Okaloosa |  |  | LeominsterMA | OkaloosaFL
Kingsport | Kingsport | TN | Tennessee | 47163 | Sullivan | 36.5224 | -82.5453 | 119666 | 397 | polygon | FALSE | TRUE | America/New_York | 2 | 37660 37664 37663 37665 37662 37669 | 1840014425 |  | FL | 12 | 93 | 2 | A | Hot-Humid | Okeechobee |  |  | KingsportTN | OkeechobeeFL
Duluth | Duluth | MN | Minnesota | 27137 | St. Louis | 46.7756 | -92.1392 | 119476 | 461 | polygon | FALSE | TRUE | America/Chicago | 2 | 55803 55802 55805 55804 55808 55810 55811 55812 55807 55806 55815 55816 | 1840007685 |  | FL | 12 | 95 | 2 | A | Hot-Humid | Orange |  |  | DuluthMN | OrangeFL
Rock Hill | Rock Hill | SC | South Carolina | 45091 | York | 34.9416 | -81.0244 | 119105 | 750 | polygon | FALSE | TRUE | America/New_York | 2 | 29732 29733 29730 29731 | 1840014618 |  | FL | 12 | 97 | 2 | A | Hot-Humid | Osceola |  |  | Rock HillSC | OsceolaFL
Gilroy | Gilroy | CA | California | 6085 | Santa Clara | 37.0047 | -121.5855 | 118993 | 1378 | polygon | FALSE | TRUE | America/Los_Angeles | 2 | 95020 | 1840020327 |  | FL | 12 | 99 | 2 | A | Hot-Humid | Palm Beach |  |  | GilroyCA | Palm BeachFL
Cambridge | Cambridge | MA | Massachusetts | 25017 | Middlesex | 42.3759 | -71.1185 | 118927 | 7182 | polygon | FALSE | TRUE | America/New_York | 2 | 02142 02140 02141 02139 02138 02238 02477 | 1840000429 |  | FL | 12 | 101 | 2 | A | Hot-Humid | Pasco |  |  | CambridgeMA | PascoFL
Sugar Land | Sugar Land | TX | Texas | 48157 | Fort Bend | 29.5935 | -95.6357 | 118488 | 1130 | polygon | FALSE | TRUE | America/Chicago | 2 | 77498 77478 77479 77487 77496 | 1840022217 |  | FL | 12 | 103 | 2 | A | Hot-Humid | Pinellas |  |  | Sugar LandTX | PinellasFL
Texas City | Texas City | TX | Texas | 48167 | Galveston | 29.4128 | -94.9658 | 118169 | 300 | polygon | FALSE | TRUE | America/Chicago | 2 | 77591 77590 77539 77554 | 1840022234 |  | FL | 12 | 105 | 2 | A | Hot-Humid | Polk |  |  | Texas CityTX | PolkFL
Iowa City | Iowa City | IA | Iowa | 19103 | Johnson | 41.6559 | -91.5303 | 118041 | 1133 | polygon | FALSE | TRUE | America/Chicago | 2 | 52245 52246 52240 52242 52243 52244 | 1840000532 |  | FL | 12 | 107 | 2 | A | Hot-Humid | Putnam |  |  | Iowa CityIA | PutnamFL
Saginaw | Saginaw | MI | Michigan | 26145 | Saginaw | 43.4199 | -83.9501 | 117958 | 1087 | polygon | FALSE | TRUE | America/Detroit | 2 | 48607 48602 48601 48606 48663 | 1840002813 |  | FL | 12 | 113 | 2 | A | Hot-Humid | Santa Rosa |  |  | SaginawMI | Santa RosaFL
Chico | Chico | CA | California | 6007 | Butte | 39.7575 | -121.8152 | 117668 | 1191 | polygon | FALSE | TRUE | America/Los_Angeles | 2 | 95973 95926 95928 95927 95929 95976 | 1840018778 |  | FL | 12 | 115 | 2 | A | Hot-Humid | Sarasota |  |  | ChicoCA | SarasotaFL
Dover | Dover | DE | Delaware | 10001 | Kent | 39.161 | -75.5203 | 117282 | 622 | polygon | FALSE | TRUE | America/New_York | 2 | 19902 19901 19904 19905 19906 | 1840005810 |  | FL | 12 | 117 | 2 | A | Hot-Humid | Seminole |  |  | DoverDE | SeminoleFL
Clearwater | Clearwater | FL | Florida | 12103 | Pinellas | 27.9789 | -82.7622 | 116946 | 1731 | polygon | FALSE | TRUE | America/New_York | 2 | 33755 33759 33756 33763 33761 33767 33764 33765 33757 33758 33766 33769 | 1840015110 |  | FL | 12 | 109 | 2 | A | Hot-Humid | St. Johns |  |  | ClearwaterFL | St. JohnsFL
Coeur d'Alene | Coeur d'Alene | ID | Idaho | 16055 | Kootenai | 47.7041 | -116.7935 | 116834 | 1260 | polygon | FALSE | TRUE | America/Los_Angeles | 2 | 83815 83814 83816 | 1840018402 |  | FL | 12 | 111 | 2 | A | Hot-Humid | St. Lucie |  |  | Coeur d'AleneID | St. LucieFL
Seaside | Seaside | CA | California | 6053 | Monterey | 36.6224 | -121.8191 | 116720 | 1410 | polygon | FALSE | TRUE | America/Los_Angeles | 2 | 93955 | 1840021634 |  | FL | 12 | 119 | 2 | A | Hot-Humid | Sumter |  |  | SeasideCA | SumterFL
Independence | Independence | MO | Missouri | 29095 | Jackson | 39.0871 | -94.3501 | 116672 | 577 | polygon | FALSE | TRUE | America/Chicago | 2 | 64054 64055 64056 64057 64050 64052 64053 64015 64016 64051 | 1840008534 |  | FL | 12 | 121 | 2 | A | Hot-Humid | Suwannee |  |  | IndependenceMO | SuwanneeFL
West Jordan | West Jordan | UT | Utah | 49035 | Salt Lake | 40.6024 | -112.0008 | 116480 | 1391 | polygon | FALSE | TRUE | America/Denver | 2 | 84088 84081 84084 | 1840021388 |  | FL | 12 | 123 | 2 | A | Hot-Humid | Taylor |  |  | West JordanUT | TaylorFL
Brandon | Brandon | FL | Florida | 12057 | Hillsborough | 27.9367 | -82.3 | 115911 | 1350 | polygon | FALSE | FALSE | America/New_York | 2 | 33511 33510 33594 33619 33584 33508 33509 33595 | 1840014151 |  | FL | 12 | 125 | 2 | A | Hot-Humid | Union |  |  | BrandonFL | UnionFL
Bloomington | Bloomington | IN | Indiana | 18105 | Monroe | 39.1637 | -86.5257 | 115884 | 1424 | polygon | FALSE | TRUE | America/Indiana/Indianapolis | 2 | 47406 47408 47401 47403 47404 47405 47407 | 1840007376 |  | FL | 12 | 127 | 2 | A | Hot-Humid | Volusia |  |  | BloomingtonIN | VolusiaFL
El Monte | El Monte | CA | California | 6037 | Los Angeles | 34.0739 | -118.0291 | 115487 | 4663 | polygon | FALSE | TRUE | America/Los_Angeles | 2 | 91732 91731 91733 91734 91735 | 1840020480 |  | FL | 12 | 129 | 2 | A | Hot-Humid | Wakulla |  |  | El MonteCA | WakullaFL
North Charleston | North Charleston | SC | South Carolina | 45019 | Charleston | 32.9066 | -80.0722 | 115382 | 574 | polygon | FALSE | TRUE | America/New_York | 2 | 29423 29420 29456 29485 29483 29404 29405 29406 29418 29416 29419 | 1840015164 |  | FL | 12 | 131 | 2 | A | Hot-Humid | Walton |  |  | North CharlestonSC | WaltonFL
Carlsbad | Carlsbad | CA | California | 6073 | San Diego | 33.1247 | -117.2837 | 115382 | 1180 | polygon | FALSE | TRUE | America/Los_Angeles | 2 | 92008 92009 92011 92010 92013 92018 | 1840019352 |  | FL | 12 | 133 | 2 | A | Hot-Humid | Washington |  |  | CarlsbadCA | WashingtonFL
St. Cloud | St. Cloud | MN | Minnesota | 27145 | Stearns | 45.5339 | -94.1718 | 115028 | 660 | polygon | FALSE | TRUE | America/Chicago | 2 | 56304 56301 56303 56302 56372 56393 56395 56396 | 1840008881 |  | GA | 13 | 1 | 2 | A | Hot-Humid | Appling |  |  | St. CloudMN | ApplingGA
Temecula | Temecula | CA | California | 6065 | Riverside | 33.4928 | -117.1315 | 114761 | 1188 | polygon | FALSE | TRUE | America/Los_Angeles | 2 | 92590 92591 92592 92589 92593 | 1840021937 |  | GA | 13 | 3 | 2 | A | Hot-Humid | Atkinson |  |  | TemeculaCA | AtkinsonGA
Clovis | Clovis | CA | California | 6019 | Fresno | 36.8278 | -119.6831 | 114584 | 1741 | polygon | FALSE | TRUE | America/Los_Angeles | 2 | 93611 93612 93619 93613 93747 | 1840018944 |  | GA | 13 | 5 | 2 | A | Hot-Humid | Bacon |  |  | ClovisCA | BaconGA
Meridian | Meridian | ID | Idaho | 16001 | Ada | 43.6112 | -116.3968 | 114161 | 1297 | polygon | FALSE | TRUE | America/Boise | 2 | 83646 83642 83680 | 1840020046 |  | GA | 13 | 7 | 2 | A | Hot-Humid | Baker |  |  | MeridianID | BakerGA
The Woodlands | The Woodlands | TX | Texas | 48339 | Montgomery | 30.1738 | -95.5134 | 113819 | 1017 | polygon | FALSE | FALSE | America/Chicago | 2 | 77380 77381 77382 77384 77389 77393 | 1840019585 |  | GA | 13 | 9 | 3 | A | Mixed-Humid | Baldwin |  |  | The WoodlandsTX | BaldwinGA
Ponce | Ponce | PR | Puerto Rico | 72113 | Ponce | 18.012 | -66.6198 | 113401 | 1426 | polygon | FALSE | FALSE | America/Puerto_Rico | 2 | 00728 00717 00716 00730 00732 00733 00734 | 1630023669 |  | GA | 13 | 11 | 4 | A | Mixed-Humid | Banks |  |  | PoncePR | BanksGA
Westminster | Westminster | CO | Colorado | 8001 | Adams | 39.8837 | -105.0624 | 113166 | 1383 | polygon | FALSE | TRUE | America/Denver | 2 | 80030 80031 80234 80005 80003 80021 80020 80035 | 1840021423 |  | GA | 13 | 13 | 3 | A | Mixed-Humid | Barrow |  |  | WestminsterCO | BarrowGA
Costa Mesa | Costa Mesa | CA | California | 6059 | Orange | 33.6667 | -117.9135 | 113003 | 2762 | polygon | FALSE | TRUE | America/Los_Angeles | 2 | 92626 92627 92628 | 1840019326 |  | GA | 13 | 15 | 3 | A | Mixed-Humid | Bartow |  |  | Costa MesaCA | BartowGA
Monroe | Monroe | LA | Louisiana | 22073 | Ouachita | 32.5183 | -92.0774 | 112891 | 623 | polygon | FALSE | TRUE | America/Chicago | 2 | 71209 71203 71202 71201 71207 71210 71212 71213 71217 | 1840014881 |  | GA | 13 | 17 | 3 | A | Hot-Humid | Ben Hill |  |  | MonroeLA | Ben HillGA
Utica | Utica | NY | New York | 36065 | Oneida | 43.0961 | -75.226 | 112650 | 1376 | polygon | FALSE | TRUE | America/New_York | 2 | 13501 13502 13503 13504 13505 13599 | 1840002746 |  | GA | 13 | 19 | 2 | A | Hot-Humid | Berrien |  |  | UticaNY | BerrienGA
Pompano Beach | Pompano Beach | FL | Florida | 12011 | Broward | 26.2428 | -80.1312 | 112118 | 1802 | polygon | FALSE | TRUE | America/New_York | 2 | 33069 33060 33062 33064 33061 33072 33074 33097 | 1840015143 |  | GA | 13 | 21 | 3 | A | Mixed-Humid | Bibb |  |  | Pompano BeachFL | BibbGA
West Palm Beach | West Palm Beach | FL | Florida | 12099 | Palm Beach | 26.7468 | -80.1316 | 111955 | 803 | polygon | FALSE | TRUE | America/New_York | 2 | 33411 33412 33417 33409 33407 33405 33401 33402 33422 | 1840015993 |  | GA | 13 | 23 | 3 | A | Hot-Humid | Bleckley |  |  | West Palm BeachFL | BleckleyGA
Waterloo | Waterloo | IA | Iowa | 19013 | Black Hawk | 42.492 | -92.3522 | 111631 | 423 | polygon | FALSE | TRUE | America/Chicago | 2 | 50707 50703 50702 50701 | 1840000440 |  | GA | 13 | 25 | 2 | A | Hot-Humid | Brantley |  |  | WaterlooIA | BrantleyGA
Everett | Everett | WA | Washington | 53061 | Snohomish | 47.9525 | -122.1669 | 111475 | 1296 | polygon | FALSE | TRUE | America/Los_Angeles | 2 | 98207 98204 98205 98203 98201 98208 98275 98206 98213 | 1840019785 |  | GA | 13 | 27 | 2 | A | Hot-Humid | Brooks |  |  | EverettWA | BrooksGA
El Centro | El Centro | CA | California | 6025 | Imperial | 32.7867 | -115.5586 | 111425 | 1478 | polygon | FALSE | TRUE | America/Los_Angeles | 2 | 92243 92244 | 1840020630 |  | GA | 13 | 29 | 2 | A | Hot-Humid | Bryan |  |  | El CentroCA | BryanGA
Santa Fe | Santa Fe | NM | New Mexico | 35049 | Santa Fe | 35.6619 | -105.9819 | 111269 | 625 | polygon | FALSE | TRUE | America/Denver | 2 | 87505 87507 87501 87502 87503 87509 | 1840021707 |  | GA | 13 | 31 | 3 | A | Hot-Humid | Bulloch |  |  | Santa FeNM | BullochGA
Downey | Downey | CA | California | 6037 | Los Angeles | 33.9379 | -118.1312 | 111126 | 3457 | polygon | FALSE | TRUE | America/Los_Angeles | 2 | 90242 90240 90241 90239 | 1840019245 |  | GA | 13 | 33 | 3 | A | Mixed-Humid | Burke |  |  | DowneyCA | BurkeGA
Spring Hill | Spring Hill | FL | Florida | 12053 | Hernando | 28.4797 | -82.53 | 111076 | 716 | polygon | FALSE | FALSE | America/New_York | 2 | 34609 34608 34604 34606 34611 | 1840014105 |  | GA | 13 | 35 | 3 | A | Mixed-Humid | Butts |  |  | Spring HillFL | ButtsGA
Lowell | Lowell | MA | Massachusetts | 25017 | Middlesex | 42.6389 | -71.3217 | 110997 | 3149 | polygon | FALSE | TRUE | America/New_York | 2 | 01851 01850 01852 01854 01853 | 1840000426 |  | GA | 13 | 37 | 3 | A | Hot-Humid | Calhoun |  |  | LowellMA | CalhounGA
Centennial | Centennial | CO | Colorado | 8005 | Arapahoe | 39.5926 | -104.8674 | 110937 | 1448 | polygon | FALSE | TRUE | America/Denver | 2 | 80122 80121 80112 80016 80015 80111 80155 80161 | 1840018792 |  | GA | 13 | 39 | 2 | A | Hot-Humid | Camden |  |  | CentennialCO | CamdenGA
Elgin | Elgin | IL | Illinois | 17089 | Kane | 42.0385 | -88.3229 | 110849 | 1141 | polygon | FALSE | TRUE | America/Chicago | 2 | 60120 60123 60124 60121 60122 | 1840008134 |  | GA | 13 | 43 | 3 | A | Hot-Humid | Candler |  |  | ElginIL | CandlerGA
Richmond | Richmond | CA | California | 6013 | Contra Costa | 37.9477 | -122.339 | 110567 | 1420 | polygon | FALSE | TRUE | America/Los_Angeles | 2 | 94530 94850 94801 94803 94804 94805 94806 94802 94807 94808 | 1840020277 |  | GA | 13 | 45 | 3 | A | Mixed-Humid | Carroll |  |  | RichmondCA | CarrollGA
Broken Arrow | Broken Arrow | OK | Oklahoma | 40143 | Tulsa | 36.0365 | -95.7809 | 110198 | 688 | polygon | FALSE | TRUE | America/Chicago | 2 | 74014 74011 74012 74013 | 1840019059 |  | GA | 13 | 47 | 4 | A | Mixed-Humid | Catoosa |  |  | Broken ArrowOK | CatoosaGA
Miami Gardens | Miami Gardens | FL | Florida | 12086 | Miami-Dade | 25.9433 | -80.2426 | 110001 | 2329 | polygon | FALSE | TRUE | America/New_York | 2 | 33014 33169 33055 33056 33054 33269 | 1840015151 |  | GA | 13 | 49 | 2 | A | Hot-Humid | Charlton |  |  | Miami GardensFL | CharltonGA
Bend | Bend | OR | Oregon | 41017 | Deschutes | 44.0562 | -121.3087 | 109802 | 1171 | polygon | FALSE | TRUE | America/Los_Angeles | 2 | 97702 97701 97703 97708 97709 | 1840018618 |  | GA | 13 | 51 | 2 | A | Hot-Humid | Chatham |  |  | BendOR | ChathamGA
Burlington | Burlington | VT | Vermont | 50007 | Chittenden | 44.4877 | -73.2314 | 109763 | 1604 | polygon | FALSE | TRUE | America/New_York | 2 | 05405 05401 05408 05406 | 1840002310 |  | GA | 13 | 53 | 3 | A | Hot-Humid | Chattahoochee |  |  | BurlingtonVT | ChattahoocheeGA
Jurupa Valley | Jurupa Valley | CA | California | 6065 | Riverside | 34.001 | -117.4705 | 109527 | 984 | polygon | FALSE | TRUE | America/Los_Angeles | 2 | 92509 91752 92519 | 1840043419 |  | GA | 13 | 55 | 4 | A | Mixed-Humid | Chattooga |  |  | Jurupa ValleyCA | ChattoogaGA
Sandy Springs | Sandy Springs | GA | Georgia | 13121 | Fulton | 33.9366 | -84.3703 | 109452 | 1122 | polygon | FALSE | TRUE | America/New_York | 2 | 30339 30350 30327 30328 30342 30358 31150 31156 | 1840015609 |  | GA | 13 | 57 | 3 | A | Mixed-Humid | Cherokee |  |  | Sandy SpringsGA | CherokeeGA
Gresham | Gresham | OR | Oregon | 41051 | Multnomah | 45.5023 | -122.4413 | 109381 | 1808 | polygon | FALSE | TRUE | America/Los_Angeles | 2 | 97030 97233 97230 97080 | 1840019939 |  | GA | 13 | 59 | 3 | A | Mixed-Humid | Clarke |  |  | GreshamOR | ClarkeGA
Lewisville | Lewisville | TX | Texas | 48121 | Denton | 33.0452 | -96.9823 | 109212 | 1148 | polygon | FALSE | TRUE | America/Chicago | 2 | 75067 75056 75057 75077 75065 75029 | 1840020639 |  | GA | 13 | 61 | 3 | A | Hot-Humid | Clay |  |  | LewisvilleTX | ClayGA
Hillsboro | Hillsboro | OR | Oregon | 41067 | Washington | 45.5272 | -122.9361 | 109128 | 1640 | polygon | FALSE | TRUE | America/Los_Angeles | 2 | 97006 97123 97124 97129 | 1840019932 |  | GA | 13 | 63 | 3 | A | Mixed-Humid | Clayton |  |  | HillsboroOR | ClaytonGA
San Buenaventura | San Buenaventura | CA | California | 6111 | Ventura | 34.2741 | -119.2314 | 109106 | 1925 | polygon | FALSE | TRUE | America/Los_Angeles | 2 | 93004 93001 93003 93002 93005 93006 93007 93009 | 1840037414 |  | GA | 13 | 65 | 2 | A | Hot-Humid | Clinch |  |  | San BuenaventuraCA | ClinchGA
Jacksonville | Jacksonville | NC | North Carolina | 37133 | Onslow | 34.7288 | -77.3941 | 108856 | 574 | polygon | FALSE | TRUE | America/New_York | 2 | 28546 28547 28543 28540 28541 28542 28545 | 1840014653 |  | GA | 13 | 67 | 3 | A | Mixed-Humid | Cobb |  |  | JacksonvilleNC | CobbGA
Pottstown | Pottstown | PA | Pennsylvania | 42091 | Montgomery | 40.2507 | -75.6444 | 108758 | 1798 | polygon | FALSE | TRUE | America/New_York | 2 | 19464 | 1840001373 |  | GA | 13 | 69 | 3 | A | Hot-Humid | Coffee |  |  | PottstownPA | CoffeeGA
Inglewood | Inglewood | CA | California | 6037 | Los Angeles | 33.9566 | -118.3444 | 108151 | 4604 | polygon | FALSE | TRUE | America/Los_Angeles | 2 | 90305 90304 90303 90302 90301 90306 90307 90308 90309 90311 90312 | 1840019237 |  | GA | 13 | 71 | 2 | A | Hot-Humid | Colquitt |  |  | InglewoodCA | ColquittGA
League City | League City | TX | Texas | 48167 | Galveston | 29.4873 | -95.1087 | 107536 | 809 | polygon | FALSE | TRUE | America/Chicago | 2 | 77573 77598 77511 77539 77565 77574 77592 | 1840020973 |  | GA | 13 | 73 | 3 | A | Mixed-Humid | Columbia |  |  | League CityTX | ColumbiaGA
Eau Claire | Eau Claire | WI | Wisconsin | 55035 | Eau Claire | 44.8199 | -91.4949 | 107404 | 812 | polygon | FALSE | TRUE | America/Chicago | 2 | 54703 54701 54702 | 1840002296 |  | GA | 13 | 75 | 2 | A | Hot-Humid | Cook |  |  | Eau ClaireWI | CookGA
Turlock | Turlock | CA | California | 6099 | Stanislaus | 37.5053 | -120.8588 | 107317 | 1679 | polygon | FALSE | TRUE | America/Los_Angeles | 2 | 95380 95382 95381 | 1840021533 |  | GA | 13 | 77 | 3 | A | Mixed-Humid | Coweta |  |  | TurlockCA | CowetaGA
Temple | Temple | TX | Texas | 48027 | Bell | 31.1076 | -97.3894 | 107258 | 429 | polygon | FALSE | TRUE | America/Chicago | 2 | 76501 76502 76504 76508 76533 | 1840022154 |  | GA | 13 | 79 | 3 | A | Mixed-Humid | Crawford |  |  | TempleTX | CrawfordGA
Sioux City | Sioux City | IA | Iowa | 19193 | Woodbury | 42.4959 | -96.3901 | 106455 | 545 | polygon | FALSE | TRUE | America/Chicago | 2 | 51106 51104 51105 51103 51101 51108 51109 51111 | 1840000447 |  | GA | 13 | 81 | 3 | A | Hot-Humid | Crisp |  |  | Sioux CityIA | CrispGA
Salisbury | Salisbury | MD | Maryland | 24045 | Wicomico | 38.3756 | -75.5867 | 106447 | 927 | polygon | FALSE | TRUE | America/New_York | 2 | 21802 21804 21801 | 1840006219 |  | GA | 13 | 83 | 4 | A | Mixed-Humid | Dade |  |  | SalisburyMD | DadeGA
Davie | Davie | FL | Florida | 12011 | Broward | 26.0789 | -80.287 | 106306 | 1175 | polygon | FALSE | TRUE | America/New_York | 2 | 33324 33325 33331 33330 33328 33317 33314 33355 | 1840017272 |  | GA | 13 | 85 | 4 | A | Mixed-Humid | Dawson |  |  | DavieFL | DawsonGA
Daly City | Daly City | CA | California | 6081 | San Mateo | 37.6862 | -122.4685 | 106280 | 5370 | polygon | FALSE | TRUE | America/Los_Angeles | 2 | 94015 94014 94016 94017 | 1840018926 |  | GA | 13 | 87 | 2 | A | Hot-Humid | Decatur |  |  | Daly CityCA | DecaturGA
Highlands Ranch | Highlands Ranch | CO | Colorado | 8035 | Douglas | 39.5419 | -104.9708 | 105631 | 1680 | polygon | FALSE | FALSE | America/Denver | 2 | 80129 80126 80130 80163 | 1840028579 |  | GA | 13 | 89 | 3 | A | Mixed-Humid | DeKalb |  |  | Highlands RanchCO | DeKalbGA
Allen | Allen | TX | Texas | 48085 | Collin | 33.1088 | -96.6735 | 105623 | 1544 | polygon | FALSE | TRUE | America/Chicago | 2 | 75002 75013 | 1840019396 |  | GA | 13 | 91 | 3 | A | Hot-Humid | Dodge |  |  | AllenTX | DodgeGA
West Covina | West Covina | CA | California | 6037 | Los Angeles | 34.0555 | -117.9112 | 105101 | 2529 | polygon | FALSE | TRUE | America/Los_Angeles | 2 | 91792 91791 91790 91793 | 1840021876 |  | GA | 13 | 93 | 3 | A | Hot-Humid | Dooly |  |  | West CovinaCA | DoolyGA
Sparks | Sparks | NV | Nevada | 32031 | Washoe | 39.5729 | -119.7157 | 105006 | 1131 | polygon | FALSE | TRUE | America/Los_Angeles | 2 | 89436 89434 89431 89432 89435 89437 | 1840021337 |  | GA | 13 | 95 | 3 | A | Hot-Humid | Dougherty |  |  | SparksNV | DoughertyGA
Wichita Falls | Wichita Falls | TX | Texas | 48485 | Wichita | 33.9072 | -98.5291 | 104683 | 561 | polygon | FALSE | TRUE | America/Chicago | 2 | 76308 76310 76311 76309 76306 76305 76302 76301 76307 | 1840021923 |  | GA | 13 | 97 | 3 | A | Mixed-Humid | Douglas |  |  | Wichita FallsTX | DouglasGA
San Mateo | San Mateo | CA | California | 6081 | San Mateo | 37.5521 | -122.3122 | 104430 | 3312 | polygon | FALSE | TRUE | America/Los_Angeles | 2 | 94404 94401 94402 94403 94497 | 1840021551 |  | GA | 13 | 99 | 3 | A | Hot-Humid | Early |  |  | San MateoCA | EarlyGA
Columbia | Columbia | MD | Maryland | 24027 | Howard | 39.2004 | -76.859 | 103991 | 1257 | polygon | FALSE | FALSE | America/New_York | 2 | 21044 21045 21046 21029 20588 21150 | 1840005803 |  | GA | 13 | 101 | 2 | A | Hot-Humid | Echols |  |  | ColumbiaMD | EcholsGA
Norwalk | Norwalk | CA | California | 6037 | Los Angeles | 33.9069 | -118.0829 | 103949 | 4133 | polygon | FALSE | TRUE | America/Los_Angeles | 2 | 90650 90651 90652 | 1840020501 |  | GA | 13 | 103 | 2 | A | Hot-Humid | Effingham |  |  | NorwalkCA | EffinghamGA
Rialto | Rialto | CA | California | 6071 | San Bernardino | 34.1174 | -117.3894 | 103526 | 1665 | polygon | FALSE | TRUE | America/Los_Angeles | 2 | 92316 92376 92377 | 1840020407 |  | GA | 13 | 105 | 3 | A | Mixed-Humid | Elbert |  |  | RialtoCA | ElbertGA
Manteca | Manteca | CA | California | 6077 | San Joaquin | 37.7927 | -121.2264 | 103420 | 1498 | polygon | FALSE | TRUE | America/Los_Angeles | 2 | 95337 95336 | 1840020265 |  | GA | 13 | 107 | 3 | A | Hot-Humid | Emanuel |  |  | MantecaCA | EmanuelGA
Arden-Arcade | Arden-Arcade | CA | California | 6067 | Sacramento | 38.6034 | -121.381 | 102864 | 2235 | polygon | FALSE | TRUE | America/Los_Angeles | 2 | 95864 95821 95825 95608 95860 95865 95866 | 1840036690 |  | GA | 13 | 109 | 2 | A | Hot-Humid | Evans |  |  | Arden-ArcadeCA | EvansGA
El Cajon | El Cajon | CA | California | 6073 | San Diego | 32.8017 | -116.9605 | 102708 | 2732 | polygon | FALSE | TRUE | America/Los_Angeles | 2 | 92020 92021 92019 | 1840020618 |  | GA | 13 | 111 | 4 | A | Mixed-Humid | Fannin |  |  | El CajonCA | FanninGA
Burbank | Burbank | CA | California | 6037 | Los Angeles | 34.1879 | -118.3235 | 102511 | 2285 | polygon | FALSE | TRUE | America/Los_Angeles | 2 | 91506 91504 91505 91502 91501 91503 91507 91508 91510 91521 91522 91523 91526 | 1840019233 |  | GA | 13 | 113 | 3 | A | Mixed-Humid | Fayette |  |  | BurbankCA | FayetteGA
Longmont | Longmont | CO | Colorado | 8013 | Boulder | 40.1686 | -105.1005 | 102474 | 1306 | polygon | FALSE | TRUE | America/Denver | 2 | 80501 80503 80504 | 1840020178 |  | GA | 13 | 115 | 4 | A | Mixed-Humid | Floyd |  |  | LongmontCO | FloydGA
Renton | Renton | WA | Washington | 53033 | King | 47.4784 | -122.1919 | 101751 | 1676 | polygon | FALSE | TRUE | America/Los_Angeles | 2 | 98059 98058 98057 98056 98055 | 1840019827 |  | GA | 13 | 117 | 3 | A | Mixed-Humid | Forsyth |  |  | RentonWA | ForsythGA
Vista | Vista | CA | California | 6073 | San Diego | 33.1896 | -117.2386 | 101638 | 2093 | polygon | FALSE | TRUE | America/Los_Angeles | 2 | 92084 92083 92081 92085 | 1840021994 |  | GA | 13 | 119 | 4 | A | Mixed-Humid | Franklin |  |  | VistaCA | FranklinGA
Logan | Logan | UT | Utah | 49005 | Cache | 41.74 | -111.8419 | 101616 | 1126 | polygon | FALSE | TRUE | America/Denver | 2 | 84321 84341 84322 | 1840020108 |  | GA | 13 | 121 | 3 | A | Mixed-Humid | Fulton |  |  | LoganUT | FultonGA
Prescott Valley | Prescott Valley | AZ | Arizona | 4025 | Yavapai | 34.5983 | -112.3176 | 101539 | 439 | polygon | FALSE | TRUE | America/Phoenix | 2 | 86327 86315 86314 86312 | 1840021772 |  | GA | 13 | 123 | 4 | A | Mixed-Humid | Gilmer |  |  | Prescott ValleyAZ | GilmerGA
Vacaville | Vacaville | CA | California | 6095 | Solano | 38.359 | -121.968 | 101444 | 1330 | polygon | FALSE | TRUE | America/Los_Angeles | 2 | 95687 95688 | 1840021498 |  | GA | 13 | 125 | 3 | A | Mixed-Humid | Glascock |  |  | VacavilleCA | GlascockGA
Edinburg | Edinburg | TX | Texas | 48215 | Hidalgo | 26.3197 | -98.1596 | 101170 | 873 | polygon | FALSE | TRUE | America/Chicago | 2 | 78539 78542 78541 78540 | 1840021020 |  | GA | 13 | 127 | 2 | A | Hot-Humid | Glynn |  |  | EdinburgTX | GlynnGA
Carmel | Carmel | IN | Indiana | 18057 | Hamilton | 39.965 | -86.146 | 101068 | 795 | polygon | FALSE | TRUE | America/Indiana/Indianapolis | 2 | 46290 46032 46033 46280 46082 | 1840007260 |  | GA | 13 | 129 | 4 | A | Mixed-Humid | Gordon |  |  | CarmelIN | GordonGA
Spokane Valley | Spokane Valley | WA | Washington | 53063 | Spokane | 47.6626 | -117.2346 | 101060 | 1034 | polygon | FALSE | TRUE | America/Los_Angeles | 2 | 99206 99016 99212 99216 99037 99211 99213 99215 | 1840021094 |  | GA | 13 | 131 | 2 | A | Hot-Humid | Grady |  |  | Spokane ValleyWA | GradyGA
San Angelo | San Angelo | TX | Texas | 48451 | Tom Green | 31.4424 | -100.4506 | 101004 | 653 | polygon | FALSE | TRUE | America/Chicago | 2 | 76905 76904 76901 76903 76908 76886 76902 76906 76909 | 1840022146 |  | GA | 13 | 133 | 3 | A | Mixed-Humid | Greene |  |  | San AngeloTX | GreeneGA
La Crosse | La Crosse | WI | Wisconsin | 55063 | La Crosse | 43.824 | -91.2268 | 100693 | 911 | polygon | FALSE | TRUE | America/Chicago | 2 | 54601 54603 54602 | 1840002577 |  | GA | 13 | 135 | 3 | A | Mixed-Humid | Gwinnett |  |  | La CrosseWI | GwinnettGA
Idaho Falls | Idaho Falls | ID | Idaho | 16019 | Bonneville | 43.4872 | -112.0362 | 100442 | 1011 | polygon | FALSE | TRUE | America/Boise | 2 | 83401 83402 83404 83415 | 1840018644 |  | GA | 13 | 137 | 4 | A | Mixed-Humid | Habersham |  |  | Idaho FallsID | HabershamGA
Holland | Holland | MI | Michigan | 26139 | Ottawa | 42.7677 | -86.0985 | 100432 | 768 | polygon | FALSE | TRUE | America/Detroit | 2 | 49423 49422 | 1840002996 |  | GA | 13 | 139 | 4 | A | Mixed-Humid | Hall |  |  | HollandMI | HallGA
Charlottesville | Charlottesville | VA | Virginia | 51540 | Charlottesville | 38.0375 | -78.4855 | 100416 | 1781 | polygon | FALSE | TRUE | America/New_York | 2 | 22901 22902 22903 22905 22906 22909 | 1840001678 |  | GA | 13 | 141 | 3 | A | Mixed-Humid | Hancock |  |  | CharlottesvilleVA | HancockGA
Longview | Longview | TX | Texas | 48183 | Gregg | 32.5193 | -94.7621 | 100330 | 565 | polygon | FALSE | TRUE | America/Chicago | 2 | 75602 75601 75605 75604 75606 75608 75615 75660 | 1840020746 |  | GA | 13 | 143 | 3 | A | Mixed-Humid | Haralson |  |  | LongviewTX | HaralsonGA
Tracy | Tracy | CA | California | 6077 | San Joaquin | 37.7269 | -121.4522 | 100049 | 1412 | polygon | FALSE | TRUE | America/Los_Angeles | 2 | 95377 95376 95304 | 1840021518 |  | GA | 13 | 145 | 3 | A | Mixed-Humid | Harris |  |  | TracyCA | HarrisGA
Boca Raton | Boca Raton | FL | Florida | 12099 | Palm Beach | 26.3752 | -80.108 | 99805 | 1320 | polygon | FALSE | TRUE | America/New_York | 3 | 33496 33487 33486 33432 33433 33431 33434 33427 33429 33481 33499 | 1840014207 |  | GA | 13 | 147 | 3 | A | Mixed-Humid | Hart |  |  | Boca RatonFL | HartGA
Lafayette | Lafayette | CO | Colorado | 8013 | Boulder | 39.9949 | -105.0997 | 99645 | 1257 | polygon | FALSE | TRUE | America/Denver | 3 | 80026 | 1840020180 |  | GA | 13 | 149 | 3 | A | Mixed-Humid | Heard |  |  | LafayetteCO | HeardGA
Lee's Summit | Lee's Summit | MO | Missouri | 29095 | Jackson | 38.9172 | -94.3816 | 99357 | 601 | polygon | FALSE | TRUE | America/Chicago | 3 | 64086 64082 64064 64063 64081 64002 | 1840032155 |  | GA | 13 | 151 | 3 | A | Mixed-Humid | Henry |  |  | Lee's SummitMO | HenryGA
Rio Rancho | Rio Rancho | NM | New Mexico | 35043 | Sandoval | 35.2872 | -106.6981 | 99178 | 370 | polygon | FALSE | TRUE | America/Denver | 3 | 87124 87121 87144 87174 | 1840020387 |  | GA | 13 | 153 | 3 | A | Hot-Humid | Houston |  |  | Rio RanchoNM | HoustonGA
South Fulton | South Fulton | GA | Georgia | 13121 | Fulton | 33.6269 | -84.5802 | 99155 | 451 | polygon | FALSE | TRUE | America/New_York | 3 | 30336 30331 30349 30291 30296 30213 31131 | 1840029465 |  | GA | 13 | 155 | 3 | A | Hot-Humid | Irwin |  |  | South FultonGA | IrwinGA
Beaverton | Beaverton | OR | Oregon | 41067 | Washington | 45.4779 | -122.8168 | 99037 | 1952 | polygon | FALSE | TRUE | America/Los_Angeles | 3 | 97225 97005 97007 97006 97008 97075 97076 97077 97079 | 1840018556 |  | GA | 13 | 157 | 3 | A | Mixed-Humid | Jackson |  |  | BeavertonOR | JacksonGA
Lawrence | Lawrence | KS | Kansas | 20045 | Douglas | 38.9597 | -95.2641 | 98648 | 1110 | polygon | FALSE | TRUE | America/Chicago | 3 | 66045 66044 66047 66046 66049 | 1840001632 |  | GA | 13 | 159 | 3 | A | Mixed-Humid | Jasper |  |  | LawrenceKS | JasperGA
Bismarck | Bismarck | ND | North Dakota | 38015 | Burleigh | 46.8144 | -100.7694 | 98345 | 827 | polygon | FALSE | TRUE | America/Chicago | 2 | 58505 58504 58501 58503 58507 | 1840001926 |  | GA | 13 | 161 | 2 | A | Hot-Humid | Jeff Davis |  |  | BismarckND | Jeff DavisGA
Orem | Orem | UT | Utah | 49049 | Utah | 40.2983 | -111.6992 | 97828 | 2044 | polygon | FALSE | TRUE | America/Denver | 2 | 84097 84057 84058 84059 | 1840020171 |  | GA | 13 | 163 | 3 | A | Mixed-Humid | Jefferson |  |  | OremUT | JeffersonGA
Middletown | Middletown | OH | Ohio | 39017 | Butler | 39.5032 | -84.366 | 97730 | 720 | polygon | FALSE | TRUE | America/New_York | 3 | 45044 45005 45042 | 1840003804 |  | GA | 13 | 165 | 3 | A | Hot-Humid | Jenkins |  |  | MiddletownOH | JenkinsGA
San Tan Valley | San Tan Valley | AZ | Arizona | 4021 | Pinal | 33.1879 | -111.5472 | 96692 | 1018 | polygon | FALSE | FALSE | America/Phoenix | 3 | 85143 85140 | 1840027990 |  | GA | 13 | 167 | 3 | A | Hot-Humid | Johnson |  |  | San Tan ValleyAZ | JohnsonGA
San Marcos | San Marcos | CA | California | 6073 | San Diego | 33.135 | -117.1744 | 96664 | 1532 | polygon | FALSE | TRUE | America/Los_Angeles | 3 | 92078 92069 92079 92096 | 1840021991 |  | GA | 13 | 169 | 3 | A | Mixed-Humid | Jones |  |  | San MarcosCA | JonesGA
Sandy | Sandy | UT | Utah | 49035 | Salt Lake | 40.571 | -111.8505 | 96380 | 1544 | polygon | FALSE | TRUE | America/Denver | 3 | 84092 84093 84094 84070 84090 84091 | 1840037422 |  | GA | 13 | 171 | 3 | A | Mixed-Humid | Lamar |  |  | SandyUT | LamarGA
Federal Way | Federal Way | WA | Washington | 53033 | King | 47.3091 | -122.3358 | 96289 | 1667 | polygon | FALSE | TRUE | America/Los_Angeles | 3 | 98023 98001 98003 98063 98093 | 1840019826 |  | GA | 13 | 173 | 2 | A | Hot-Humid | Lanier |  |  | Federal WayWA | LanierGA
Mandeville | Mandeville | LA | Louisiana | 22103 | St. Tammany | 30.3751 | -90.0904 | 95968 | 676 | polygon | FALSE | TRUE | America/Chicago | 3 | 70448 70471 70470 | 1840015909 |  | GA | 13 | 175 | 3 | A | Hot-Humid | Laurens |  |  | MandevilleLA | LaurensGA
Hesperia | Hesperia | CA | California | 6071 | San Bernardino | 34.3975 | -117.3147 | 95750 | 508 | polygon | FALSE | TRUE | America/Los_Angeles | 3 | 92345 92344 92340 | 1840020404 |  | GA | 13 | 177 | 3 | A | Hot-Humid | Lee |  |  | HesperiaCA | LeeGA
Brockton | Brockton | MA | Massachusetts | 25023 | Plymouth | 42.0821 | -71.0242 | 95708 | 1732 | polygon | FALSE | TRUE | America/New_York | 3 | 02301 02302 02303 02304 02305 | 1840000467 |  | GA | 13 | 179 | 2 | A | Hot-Humid | Liberty |  |  | BrocktonMA | LibertyGA
Compton | Compton | CA | California | 6037 | Los Angeles | 33.893 | -118.2275 | 95605 | 3680 | polygon | FALSE | TRUE | America/Los_Angeles | 2 | 90220 90221 90222 90223 | 1840019240 |  | GA | 13 | 181 | 3 | A | Mixed-Humid | Lincoln |  |  | ComptonCA | LincolnGA
Riverview | Riverview | FL | Florida | 12057 | Hillsborough | 27.8227 | -82.3023 | 95338 | 796 | polygon | FALSE | FALSE | America/New_York | 3 | 33503 33569 33579 33578 33568 | 1840014158 |  | GA | 13 | 183 | 2 | A | Hot-Humid | Long |  |  | RiverviewFL | LongGA
Fishers | Fishers | IN | Indiana | 18057 | Hamilton | 39.9589 | -85.9661 | 95310 | 1037 | polygon | FALSE | TRUE | America/Indiana/Indianapolis | 3 | 46038 46040 46256 46037 46085 | 1840010496 |  | GA | 13 | 185 | 2 | A | Hot-Humid | Lowndes |  |  | FishersIN | LowndesGA
Sunrise | Sunrise | FL | Florida | 12011 | Broward | 26.1547 | -80.2997 | 95166 | 2270 | polygon | FALSE | TRUE | America/New_York | 2 | 33322 33323 33326 33351 33313 33307 33345 | 1840016000 |  | GA | 13 | 187 | 4 | A | Mixed-Humid | Lumpkin |  |  | SunriseFL | LumpkinGA
Bowling Green | Bowling Green | KY | Kentucky | 21227 | Warren | 36.9719 | -86.4373 | 95135 | 690 | polygon | FALSE | TRUE | America/Chicago | 3 | 42104 42102 42103 42101 | 1840013265 |  | GA | 13 | 193 | 3 | A | Hot-Humid | Macon |  |  | Bowling GreenKY | MaconGA
Roswell | Roswell | GA | Georgia | 13121 | Fulton | 34.0391 | -84.3513 | 94763 | 898 | polygon | FALSE | TRUE | America/New_York | 3 | 30076 30075 30077 | 1840014741 |  | GA | 13 | 195 | 3 | A | Mixed-Humid | Madison |  |  | RoswellGA | MadisonGA
Menifee | Menifee | CA | California | 6065 | Riverside | 33.6909 | -117.1849 | 94756 | 787 | polygon | FALSE | TRUE | America/Los_Angeles | 3 | 92587 92586 92585 92584 92564 | 1840022903 |  | GA | 13 | 197 | 3 | A | Hot-Humid | Marion |  |  | MenifeeCA | MarionGA
Plantation | Plantation | FL | Florida | 12011 | Broward | 26.126 | -80.2617 | 94580 | 1685 | polygon | FALSE | TRUE | America/New_York | 3 | 33322 33323 33324 33325 33317 33313 33318 33329 33337 33388 | 1840015142 |  | GA | 13 | 189 | 3 | A | Mixed-Humid | McDuffie |  |  | PlantationFL | McDuffieGA
Dover | Dover | NH | New Hampshire | 33017 | Strafford | 43.1887 | -70.8845 | 94563 | 464 | polygon | FALSE | TRUE | America/New_York | 3 | 03820 03821 | 1840002808 |  | GA | 13 | 191 | 2 | A | Hot-Humid | McIntosh |  |  | DoverNH | McIntoshGA
Quincy | Quincy | MA | Massachusetts | 25021 | Norfolk | 42.2516 | -71.0183 | 94470 | 2200 | polygon | FALSE | TRUE | America/New_York | 2 | 02169 02171 02170 02269 | 1840000461 |  | GA | 13 | 199 | 3 | A | Mixed-Humid | Meriwether |  |  | QuincyMA | MeriwetherGA
Portsmouth | Portsmouth | VA | Virginia | 51740 | Portsmouth | 36.8468 | -76.354 | 94398 | 1094 | polygon | FALSE | TRUE | America/New_York | 3 | 23709 23708 23704 23707 23701 23703 23702 23705 | 1840003872 |  | GA | 13 | 201 | 2 | A | Hot-Humid | Miller |  |  | PortsmouthVA | MillerGA
Chino | Chino | CA | California | 6071 | San Bernardino | 33.9836 | -117.6654 | 94371 | 1229 | polygon | FALSE | TRUE | America/Los_Angeles | 3 | 91710 91708 | 1840019114 |  | GA | 13 | 205 | 2 | A | Hot-Humid | Mitchell |  |  | ChinoCA | MitchellGA
Lynn | Lynn | MA | Massachusetts | 25009 | Essex | 42.4779 | -70.9663 | 94299 | 3388 | polygon | FALSE | TRUE | America/New_York | 2 | 01905 01904 01902 01901 01903 01910 | 1840000409 |  | GA | 13 | 207 | 3 | A | Mixed-Humid | Monroe |  |  | LynnMA | MonroeGA
Edmond | Edmond | OK | Oklahoma | 40109 | Oklahoma | 35.6689 | -97.4159 | 94054 | 428 | polygon | FALSE | TRUE | America/Chicago | 3 | 73012 73013 73007 73003 73034 | 1840020423 |  | GA | 13 | 209 | 3 | A | Hot-Humid | Montgomery |  |  | EdmondOK | MontgomeryGA
Hanford | Hanford | CA | California | 6031 | Kings | 36.3274 | -119.6549 | 94028 | 1280 | polygon | FALSE | TRUE | America/Los_Angeles | 3 | 93230 | 1840020382 |  | GA | 13 | 211 | 3 | A | Mixed-Humid | Morgan |  |  | HanfordCA | MorganGA
Dearborn | Dearborn | MI | Michigan | 26163 | Wayne | 42.3127 | -83.2129 | 93932 | 1496 | polygon | FALSE | TRUE | America/Detroit | 3 | 48128 48120 48126 48124 48121 48123 | 1840003969 |  | GA | 13 | 213 | 4 | A | Mixed-Humid | Murray |  |  | DearbornMI | MurrayGA
Livonia | Livonia | MI | Michigan | 26163 | Wayne | 42.3972 | -83.3733 | 93665 | 1013 | polygon | FALSE | TRUE | America/Detroit | 3 | 48152 48150 48154 48151 48153 | 1840003985 |  | GA | 13 | 215 | 3 | A | Mixed-Humid | Muscogee |  |  | LivoniaMI | MuscogeeGA
South Gate | South Gate | CA | California | 6037 | Los Angeles | 33.9448 | -118.1926 | 93444 | 4985 | polygon | FALSE | TRUE | America/Los_Angeles | 2 | 90280 | 1840021870 |  | GA | 13 | 217 | 3 | A | Mixed-Humid | Newton |  |  | South GateCA | NewtonGA
Vineland | Vineland | NJ | New Jersey | 34011 | Cumberland | 39.4653 | -74.9981 | 93239 | 335 | polygon | FALSE | TRUE | America/New_York | 3 | 08344 08361 08360 08362 | 1840001551 |  | GA | 13 | 219 | 3 | A | Mixed-Humid | Oconee |  |  | VinelandNJ | OconeeGA
Florence | Florence | SC | South Carolina | 45041 | Florence | 34.1781 | -79.7877 | 93131 | 657 | polygon | FALSE | TRUE | America/New_York | 3 | 29505 29506 29501 29502 29503 29504 | 1840013643 |  | GA | 13 | 221 | 3 | A | Mixed-Humid | Oglethorpe |  |  | FlorenceSC | OglethorpeGA
Portsmouth | Portsmouth | NH | New Hampshire | 33015 | Rockingham | 43.058 | -70.7826 | 93069 | 540 | polygon | FALSE | TRUE | America/New_York | 3 | 03801 03802 03803 03804 | 1840002932 |  | GA | 13 | 223 | 3 | A | Mixed-Humid | Paulding |  |  | PortsmouthNH | PauldingGA
Slidell | Slidell | LA | Louisiana | 22103 | St. Tammany | 30.2881 | -89.7826 | 93040 | 695 | polygon | FALSE | TRUE | America/Chicago | 3 | 70460 70458 70459 70469 | 1840015911 |  | GA | 13 | 225 | 3 | A | Hot-Humid | Peach |  |  | SlidellLA | PeachGA
Lawton | Lawton | OK | Oklahoma | 40031 | Comanche | 34.6176 | -98.4203 | 93025 | 441 | polygon | FALSE | TRUE | America/Chicago | 3 | 73501 73507 73505 73503 73502 73506 | 1840020477 |  | GA | 13 | 227 | 4 | A | Mixed-Humid | Pickens |  |  | LawtonOK | PickensGA
Kirkland | Kirkland | WA | Washington | 53033 | King | 47.6974 | -122.2054 | 93010 | 2016 | polygon | FALSE | TRUE | America/Los_Angeles | 2 | 98034 98033 98011 98083 | 1840019836 |  | GA | 13 | 229 | 2 | A | Hot-Humid | Pierce |  |  | KirklandWA | PierceGA
Missoula | Missoula | MT | Montana | 30063 | Missoula | 46.875 | -114.0214 | 92895 | 845 | polygon | FALSE | TRUE | America/Denver | 3 | 59808 59803 59802 59801 59812 | 1840019840 |  | GA | 13 | 231 | 3 | A | Mixed-Humid | Pike |  |  | MissoulaMT | PikeGA
Auburn | Auburn | AL | Alabama | 1081 | Lee | 32.6087 | -85.4899 | 92777 | 425 | polygon | FALSE | TRUE | America/Chicago | 3 | 36849 36832 36830 36831 | 1840013810 |  | GA | 13 | 233 | 3 | A | Mixed-Humid | Polk |  |  | AuburnAL | PolkGA
Rapid City | Rapid City | SD | South Dakota | 46103 | Pennington | 44.0716 | -103.2204 | 92664 | 546 | polygon | FALSE | TRUE | America/Denver | 3 | 57702 57703 57701 | 1840002180 |  | GA | 13 | 235 | 3 | A | Hot-Humid | Pulaski |  |  | Rapid CitySD | PulaskiGA
Terre Haute | Terre Haute | IN | Indiana | 18167 | Vigo | 39.4654 | -87.3763 | 92490 | 677 | polygon | FALSE | TRUE | America/Indiana/Indianapolis | 3 | 47804 47807 47802 47803 47809 47801 47808 | 1840009671 |  | GA | 13 | 237 | 3 | A | Mixed-Humid | Putnam |  |  | Terre HauteIN | PutnamGA
Suffolk | Suffolk | VA | Virginia | 51800 | Suffolk | 36.6953 | -76.6398 | 92108 | 89 | polygon | FALSE | TRUE | America/New_York | 3 | 23433 23432 23437 23436 23435 23434 23438 23439 | 1840003873 |  | GA | 13 | 239 | 3 | A | Hot-Humid | Quitman |  |  | SuffolkVA | QuitmanGA
Blacksburg | Blacksburg | VA | Virginia | 51121 | Montgomery | 37.23 | -80.4279 | 91888 | 865 | polygon | FALSE | TRUE | America/New_York | 3 | 24060 24061 24062 24063 24111 | 1840006446 |  | GA | 13 | 241 | 4 | A | Mixed-Humid | Rabun |  |  | BlacksburgVA | RabunGA
Mount Pleasant | Mount Pleasant | SC | South Carolina | 45019 | Charleston | 32.8538 | -79.8204 | 91684 | 717 | polygon | FALSE | TRUE | America/New_York | 3 | 29466 29464 29465 | 1840017286 |  | GA | 13 | 243 | 3 | A | Hot-Humid | Randolph |  |  | Mount PleasantSC | RandolphGA
Carson | Carson | CA | California | 6037 | Los Angeles | 33.8374 | -118.2559 | 91394 | 1883 | polygon | FALSE | TRUE | America/Los_Angeles | 3 | 90248 90810 90747 90746 90745 90224 90749 90895 | 1840019214 |  | GA | 13 | 245 | 3 | A | Mixed-Humid | Richmond |  |  | CarsonCA | RichmondGA
Conroe | Conroe | TX | Texas | 48339 | Montgomery | 30.3239 | -95.4825 | 91079 | 488 | polygon | FALSE | TRUE | America/Chicago | 3 | 77384 77301 77303 77304 77305 | 1840019586 |  | GA | 13 | 247 | 3 | A | Mixed-Humid | Rockdale |  |  | ConroeTX | RockdaleGA
Alafaya | Alafaya | FL | Florida | 12095 | Orange | 28.5278 | -81.1865 | 91068 | 1156 | polygon | FALSE | FALSE | America/New_York | 3 | 32825 32828 32829 32834 32878 | 1840029102 |  | GA | 13 | 249 | 3 | A | Hot-Humid | Schley |  |  | AlafayaFL | SchleyGA
Livermore | Livermore | CA | California | 6001 | Alameda | 37.6862 | -121.7608 | 90923 | 1288 | polygon | FALSE | TRUE | America/Los_Angeles | 3 | 94550 94551 | 1840020294 |  | GA | 13 | 251 | 3 | A | Hot-Humid | Screven |  |  | LivermoreCA | ScrevenGA
Westminster | Westminster | CA | California | 6059 | Orange | 33.7523 | -117.9938 | 90643 | 3486 | polygon | FALSE | TRUE | America/Los_Angeles | 2 | 92683 92684 92685 | 1840021969 |  | GA | 13 | 253 | 2 | A | Hot-Humid | Seminole |  |  | WestminsterCA | SeminoleGA
Germantown | Germantown | MD | Maryland | 24031 | Montgomery | 39.1755 | -77.2643 | 90582 | 2053 | polygon | FALSE | FALSE | America/New_York | 2 | 20876 20874 20875 | 1840005840 |  | GA | 13 | 255 | 3 | A | Mixed-Humid | Spalding |  |  | GermantownMD | SpaldingGA
Santa Monica | Santa Monica | CA | California | 6037 | Los Angeles | 34.0232 | -118.4813 | 90401 | 4147 | polygon | FALSE | TRUE | America/Los_Angeles | 2 | 90401 90402 90403 90404 90405 90406 90407 90408 90409 90410 90411 | 1840021866 |  | GA | 13 | 257 | 4 | A | Mixed-Humid | Stephens |  |  | Santa MonicaCA | StephensGA
New Braunfels | New Braunfels | TX | Texas | 48091 | Comal | 29.6994 | -98.1148 | 90209 | 770 | polygon | FALSE | TRUE | America/Chicago | 3 | 78132 78130 78131 78135 | 1840021341 |  | GA | 13 | 259 | 3 | A | Hot-Humid | Stewart |  |  | New BraunfelsTX | StewartGA
Fall River | Fall River | MA | Massachusetts | 25005 | Bristol | 41.7137 | -71.1014 | 89541 | 1044 | polygon | FALSE | TRUE | America/New_York | 3 | 02724 02723 02720 02721 02790 02747 02722 | 1840000497 |  | GA | 13 | 261 | 3 | A | Hot-Humid | Sumter |  |  | Fall RiverMA | SumterGA
Albany | Albany | GA | Georgia | 13095 | Dougherty | 31.5776 | -84.1762 | 89217 | 505 | polygon | FALSE | TRUE | America/New_York | 3 | 31721 31701 31707 31705 31702 31703 31706 31708 | 1840013864 |  | GA | 13 | 263 | 3 | A | Mixed-Humid | Talbot |  |  | AlbanyGA | TalbotGA
Miami Beach | Miami Beach | FL | Florida | 12086 | Miami-Dade | 25.8171 | -80.1396 | 88885 | 4461 | polygon | FALSE | TRUE | America/New_York | 2 | 33140 33141 33139 33109 33119 33239 | 1840015150 |  | GA | 13 | 265 | 3 | A | Mixed-Humid | Taliaferro |  |  | Miami BeachFL | TaliaferroGA
Norwalk | Norwalk | CT | Connecticut | 9001 | Fairfield | 41.1144 | -73.4215 | 88816 | 1498 | polygon | FALSE | TRUE | America/New_York | 3 | 06854 06855 06856 06850 06851 06853 06852 06857 06858 | 1840004839 |  | GA | 13 | 267 | 2 | A | Hot-Humid | Tattnall |  |  | NorwalkCT | TattnallGA
San Leandro | San Leandro | CA | California | 6001 | Alameda | 37.7071 | -122.1601 | 88815 | 2570 | polygon | FALSE | TRUE | America/Los_Angeles | 2 | 94578 94579 94577 94622 | 1840021538 |  | GA | 13 | 269 | 3 | A | Hot-Humid | Taylor |  |  | San LeandroCA | TaylorGA
O'Fallon | O'Fallon | MO | Missouri | 29183 | St. Charles | 38.785 | -90.7175 | 88673 | 1149 | polygon | FALSE | TRUE | America/Chicago | 3 | 63367 63366 63368 | 1840008571 |  | GA | 13 | 271 | 3 | A | Hot-Humid | Telfair |  |  | O'FallonMO | TelfairGA
Newton | Newton | MA | Massachusetts | 25017 | Middlesex | 42.3316 | -71.2085 | 88414 | 1914 | polygon | FALSE | TRUE | America/New_York | 3 | 02464 02467 02466 02461 02462 02468 02465 02460 02459 02458 02456 02495 | 1840000433 |  | GA | 13 | 273 | 3 | A | Hot-Humid | Terrell |  |  | NewtonMA | TerrellGA
Muncie | Muncie | IN | Indiana | 18035 | Delaware | 40.1989 | -85.395 | 87879 | 958 | polygon | FALSE | TRUE | America/Indiana/Indianapolis | 3 | 47306 47305 47303 47304 47302 47307 | 1840008365 |  | GA | 13 | 275 | 2 | A | Hot-Humid | Thomas |  |  | MuncieIN | ThomasGA
Citrus Heights | Citrus Heights | CA | California | 6067 | Sacramento | 38.6948 | -121.288 | 87796 | 2381 | polygon | FALSE | TRUE | America/Los_Angeles | 2 | 95621 95610 95611 | 1840018845 |  | GA | 13 | 277 | 3 | A | Hot-Humid | Tift |  |  | Citrus HeightsCA | TiftGA
State College | State College | PA | Pennsylvania | 42027 | Centre | 40.7909 | -77.8568 | 87723 | 3572 | polygon | FALSE | TRUE | America/New_York | 2 | 16802 16803 16801 16804 16805 | 1840000830 |  | GA | 13 | 279 | 2 | A | Hot-Humid | Toombs |  |  | State CollegePA | ToombsGA
Town 'n' Country | Town 'n' Country | FL | Florida | 12057 | Hillsborough | 28.0108 | -82.576 | 87338 | 1526 | polygon | FALSE | FALSE | America/New_York | 3 | 33615 33634 33635 33685 | 1840029089 |  | GA | 13 | 281 | 4 | A | Mixed-Humid | Towns |  |  | Town 'n' CountryFL | TownsGA
Decatur | Decatur | IL | Illinois | 17115 | Macon | 39.8556 | -88.9337 | 87236 | 645 | polygon | FALSE | TRUE | America/Chicago | 3 | 62522 62523 62521 62526 62535 62524 62525 | 1840007269 |  | GA | 13 | 283 | 3 | A | Hot-Humid | Treutlen |  |  | DecaturIL | TreutlenGA
Jackson | Jackson | MI | Michigan | 26075 | Jackson | 42.2431 | -84.4037 | 87110 | 1153 | polygon | FALSE | TRUE | America/Detroit | 3 | 49202 49201 49203 | 1840003173 |  | GA | 13 | 285 | 3 | A | Mixed-Humid | Troup |  |  | JacksonMI | TroupGA
Fort Myers | Fort Myers | FL | Florida | 12071 | Lee | 26.6195 | -81.8303 | 87103 | 844 | polygon | FALSE | TRUE | America/New_York | 3 | 33913 33916 33966 33901 33907 33905 33902 33994 | 1840014226 |  | GA | 13 | 287 | 3 | A | Hot-Humid | Turner |  |  | Fort MyersFL | TurnerGA
Goodyear | Goodyear | AZ | Arizona | 4013 | Maricopa | 33.2613 | -112.3622 | 86840 | 175 | polygon | FALSE | TRUE | America/Phoenix | 3 | 85139 85338 85326 85340 85395 | 1840020564 |  | GA | 13 | 289 | 3 | A | Hot-Humid | Twiggs |  |  | GoodyearAZ | TwiggsGA
Dalton | Dalton | GA | Georgia | 13313 | Whitfield | 34.769 | -84.9712 | 86628 | 632 | polygon | FALSE | TRUE | America/New_York | 3 | 30721 30720 30719 30722 | 1840014651 |  | GA | 13 | 291 | 4 | A | Mixed-Humid | Union |  |  | DaltonGA | UnionGA
Bryan | Bryan | TX | Texas | 48041 | Brazos | 30.6657 | -96.3668 | 86276 | 726 | polygon | FALSE | TRUE | America/Chicago | 3 | 77808 77803 77802 77801 77807 77805 77806 | 1840019569 |  | GA | 13 | 293 | 3 | A | Mixed-Humid | Upson |  |  | BryanTX | UpsonGA
Waukegan | Waukegan | IL | Illinois | 17097 | Lake | 42.3697 | -87.8716 | 86075 | 1370 | polygon | FALSE | TRUE | America/Chicago | 3 | 60087 60085 60048 60079 | 1840010113 |  | GA | 13 | 295 | 4 | A | Mixed-Humid | Walker |  |  | WaukeganIL | WalkerGA
Hawthorne | Hawthorne | CA | California | 6037 | Los Angeles | 33.9146 | -118.3476 | 86068 | 5463 | polygon | FALSE | TRUE | America/Los_Angeles | 2 | 90250 90251 90310 | 1840020486 |  | GA | 13 | 297 | 3 | A | Mixed-Humid | Walton |  |  | HawthorneCA | WaltonGA
Anderson | Anderson | IN | Indiana | 18095 | Madison | 40.0891 | -85.6893 | 85992 | 508 | polygon | FALSE | TRUE | America/Indiana/Indianapolis | 3 | 46016 46011 46012 46013 46014 46015 46018 | 1840007242 |  | GA | 13 | 299 | 2 | A | Hot-Humid | Ware |  |  | AndersonIN | WareGA
Redwood City | Redwood City | CA | California | 6081 | San Mateo | 37.5026 | -122.2252 | 85925 | 1721 | polygon | FALSE | TRUE | America/Los_Angeles | 3 | 94065 94062 94063 94061 | 1840020304 |  | GA | 13 | 301 | 3 | A | Mixed-Humid | Warren |  |  | Redwood CityCA | WarrenGA
Hoover | Hoover | AL | Alabama | 1073 | Jefferson | 33.3754 | -86.8064 | 85768 | 691 | polygon | FALSE | TRUE | America/Chicago | 3 | 35216 35244 35242 35080 35226 35236 35260 | 1840014795 |  | GA | 13 | 303 | 3 | A | Mixed-Humid | Washington |  |  | HooverAL | WashingtonGA
Lake Forest | Lake Forest | CA | California | 6059 | Orange | 33.6606 | -117.6712 | 85531 | 1985 | polygon | FALSE | TRUE | America/Los_Angeles | 3 | 92610 92679 92630 92609 | 1840020591 |  | GA | 13 | 305 | 2 | A | Hot-Humid | Wayne |  |  | Lake ForestCA | WayneGA
Napa | Napa | CA | California | 6055 | Napa | 38.2976 | -122.3011 | 85239 | 1679 | polygon | FALSE | TRUE | America/Los_Angeles | 3 | 94558 94559 94581 | 1840020241 |  | GA | 13 | 307 | 3 | A | Hot-Humid | Webster |  |  | NapaCA | WebsterGA
Whittier | Whittier | CA | California | 6037 | Los Angeles | 33.9678 | -118.0188 | 85098 | 2242 | polygon | FALSE | TRUE | America/Los_Angeles | 2 | 90603 90602 90601 90606 90605 90607 90608 90609 | 1840021878 |  | GA | 13 | 309 | 3 | A | Hot-Humid | Wheeler |  |  | WhittierCA | WheelerGA
Clifton | Clifton | NJ | New Jersey | 34031 | Passaic | 40.8631 | -74.1575 | 85052 | 2913 | polygon | FALSE | TRUE | America/New_York | 2 | 07014 07013 07012 07011 07015 | 1840003511 |  | GA | 13 | 311 | 4 | A | Mixed-Humid | White |  |  | CliftonNJ | WhiteGA
Largo | Largo | FL | Florida | 12103 | Pinellas | 27.9088 | -82.7711 | 84948 | 1773 | polygon | FALSE | TRUE | America/New_York | 3 | 33756 33771 33760 33764 33770 33773 33778 33774 33779 | 1840015114 |  | GA | 13 | 313 | 4 | A | Mixed-Humid | Whitfield |  |  | LargoFL | WhitfieldGA
Bloomington | Bloomington | MN | Minnesota | 27053 | Hennepin | 44.8306 | -93.3151 | 84943 | 945 | polygon | FALSE | TRUE | America/Chicago | 3 | 55425 55420 55431 55437 55438 | 1840006747 |  | GA | 13 | 315 | 3 | A | Hot-Humid | Wilcox |  |  | BloomingtonMN | WilcoxGA
Johns Creek | Johns Creek | GA | Georgia | 13121 | Fulton | 34.0333 | -84.2027 | 84579 | 1059 | polygon | FALSE | TRUE | America/New_York | 3 | 30022 30097 30005 | 1840014742 |  | GA | 13 | 317 | 3 | A | Mixed-Humid | Wilkes |  |  | Johns CreekGA | WilkesGA
Newport Beach | Newport Beach | CA | California | 6059 | Orange | 33.6151 | -117.8669 | 84534 | 1370 | polygon | FALSE | TRUE | America/Los_Angeles | 3 | 92662 92663 92660 92661 92625 92657 92658 92659 | 1840020581 |  | GA | 13 | 319 | 3 | A | Mixed-Humid | Wilkinson |  |  | Newport BeachCA | WilkinsonGA
Mission | Mission | TX | Texas | 48215 | Hidalgo | 26.2041 | -98.3251 | 84331 | 916 | polygon | FALSE | TRUE | America/Chicago | 3 | 78574 78572 | 1840021026 |  | GA | 13 | 321 | 3 | A | Hot-Humid | Worth |  |  | MissionTX | WorthGA
Milpitas | Milpitas | CA | California | 6085 | Santa Clara | 37.4339 | -121.8921 | 84196 | 2381 | polygon | FALSE | TRUE | America/Los_Angeles | 2 | 95035 | 1840020329 |  | GU | 66 | 10 | 1 | A | Hot-Humid | Guam |  |  | MilpitasCA | GuamGU
Troy | Troy | MI | Michigan | 26125 | Oakland | 42.5818 | -83.1457 | 84092 | 970 | polygon | FALSE | TRUE | America/Detroit | 3 | 48098 48083 48085 48084 48007 48099 | 1840002434 |  | HI | 15 | 1 | 1 | A | Hot-Humid | Hawaii |  |  | TroyMI | HawaiiHI
Madera | Madera | CA | California | 6039 | Madera | 36.9631 | -120.0782 | 84086 | 1557 | polygon | FALSE | TRUE | America/Los_Angeles | 3 | 93637 93638 93639 | 1840020300 |  | HI | 15 | 3 | 1 | A | Hot-Humid | Honolulu |  |  | MaderaCA | HonoluluHI
Joplin | Joplin | MO | Missouri | 29097 | Jasper | 37.0758 | -94.5018 | 84048 | 515 | polygon | FALSE | TRUE | America/Chicago | 3 | 64804 64801 64802 64803 | 1840008771 |  | HI | 15 | 5 | 1 | A | Hot-Humid | Kalawao |  |  | JoplinMO | KalawaoHI
Chino Hills | Chino Hills | CA | California | 6071 | San Bernardino | 33.9508 | -117.7253 | 83853 | 724 | polygon | FALSE | TRUE | America/Los_Angeles | 3 | 91709 | 1840019115 |  | HI | 15 | 7 | 1 | A | Hot-Humid | Kauai |  |  | Chino HillsCA | KauaiHI
Alhambra | Alhambra | CA | California | 6037 | Los Angeles | 34.084 | -118.1355 | 83750 | 4237 | polygon | FALSE | TRUE | America/Los_Angeles | 2 | 91803 91801 91802 91804 91896 91899 | 1840019222 |  | HI | 15 | 9 | 1 | A | Hot-Humid | Maui |  |  | AlhambraCA | MauiHI
Franklin | Franklin | TN | Tennessee | 47187 | Williamson | 35.9216 | -86.8525 | 83097 | 771 | polygon | FALSE | TRUE | America/Chicago | 3 | 37069 37064 37067 37065 37068 | 1840013380 |  | IA | 19 | 1 | 5 | A | Cold | Adair |  |  | FranklinTN | AdairIA
Melbourne | Melbourne | FL | Florida | 12009 | Brevard | 28.1085 | -80.6627 | 83029 | 727 | polygon | FALSE | TRUE | America/New_York | 3 | 32901 32903 32934 32935 32904 32912 32919 32941 | 1840015960 |  | IA | 19 | 3 | 5 | A | Cold | Adams |  |  | MelbourneFL | AdamsIA
Port Huron | Port Huron | MI | Michigan | 26147 | St. Clair | 42.9822 | -82.4387 | 82970 | 1369 | polygon | FALSE | TRUE | America/Detroit | 3 | 48060 48061 | 1840003953 |  | IA | 19 | 5 | 6 | A | Cold | Allamakee |  |  | Port HuronMI | AllamakeeIA
Springfield | Springfield | OH | Ohio | 39023 | Clark | 39.9297 | -83.7957 | 82820 | 883 | polygon | FALSE | TRUE | America/New_York | 3 | 45503 45506 45505 45504 | 1840003765 |  | IA | 19 | 7 | 5 | A | Cold | Appanoose |  |  | SpringfieldOH | AppanooseIA
Mountain View | Mountain View | CA | California | 6085 | Santa Clara | 37.4 | -122.0796 | 82739 | 2664 | polygon | FALSE | TRUE | America/Los_Angeles | 2 | 94040 94041 94043 94039 94042 | 1840020332 |  | IA | 19 | 9 | 5 | A | Cold | Audubon |  |  | Mountain ViewCA | AudubonIA
Zephyrhills | Zephyrhills | FL | Florida | 12101 | Pasco | 28.2408 | -82.1796 | 82476 | 670 | polygon | FALSE | TRUE | America/New_York | 3 | 33542 33540 33541 | 1840015968 |  | IA | 19 | 11 | 5 | A | Cold | Benton |  |  | ZephyrhillsFL | BentonIA
St. Augustine | St. Augustine | FL | Florida | 12109 | St. Johns | 29.8977 | -81.31 | 82180 | 629 | polygon | FALSE | TRUE | America/New_York | 3 | 32084 32080 32095 | 1840015935 |  | IA | 19 | 13 | 6 | A | Cold | Black Hawk |  |  | St. AugustineFL | Black HawkIA
Flagstaff | Flagstaff | AZ | Arizona | 4005 | Coconino | 35.1872 | -111.6195 | 81974 | 438 | polygon | FALSE | TRUE | America/Phoenix | 3 | 86001 86011 86004 86002 86005 | 1840020335 |  | IA | 19 | 15 | 5 | A | Cold | Boone |  |  | FlagstaffAZ | BooneIA
Buena Park | Buena Park | CA | California | 6059 | Orange | 33.8572 | -118.0046 | 81788 | 3002 | polygon | FALSE | TRUE | America/Los_Angeles | 2 | 90621 90620 90622 90624 | 1840019324 |  | IA | 19 | 17 | 6 | A | Cold | Bremer |  |  | Buena ParkCA | BremerIA
Pleasanton | Pleasanton | CA | California | 6001 | Alameda | 37.6663 | -121.8805 | 81777 | 1307 | polygon | FALSE | TRUE | America/Los_Angeles | 3 | 94566 94588 | 1840020298 |  | IA | 19 | 19 | 6 | A | Cold | Buchanan |  |  | PleasantonCA | BuchananIA
Silver Spring | Silver Spring | MD | Maryland | 24031 | Montgomery | 39.0028 | -77.0207 | 81773 | 4004 | polygon | FALSE | FALSE | America/New_York | 2 | 20910 20912 20901 20903 20907 20911 20997 | 1840005845 |  | IA | 19 | 21 | 6 | A | Cold | Buena Vista |  |  | Silver SpringMD | Buena VistaIA
Atascocita | Atascocita | TX | Texas | 48201 | Harris | 29.9777 | -95.1953 | 81557 | 1320 | polygon | FALSE | FALSE | America/Chicago | 3 | 77346 77396 | 1840018251 |  | IA | 19 | 23 | 6 | A | Cold | Butler |  |  | AtascocitaTX | ButlerIA
Westland | Westland | MI | Michigan | 26163 | Wayne | 42.3192 | -83.3805 | 81511 | 1540 | polygon | FALSE | TRUE | America/Detroit | 3 | 48185 48186 | 1840001847 |  | IA | 19 | 25 | 6 | A | Cold | Calhoun |  |  | WestlandMI | CalhounIA
Auburn | Auburn | WA | Washington | 53033 | King | 47.3039 | -122.2108 | 81464 | 1063 | polygon | FALSE | TRUE | America/Los_Angeles | 3 | 98001 98002 98092 | 1840018416 |  | IA | 19 | 27 | 5 | A | Cold | Carroll |  |  | AuburnWA | CarrollIA
Cranston | Cranston | RI | Rhode Island | 44007 | Providence | 41.7658 | -71.4857 | 81456 | 1109 | polygon | FALSE | TRUE | America/New_York | 3 | 02905 02831 02920 02910 02921 02823 | 1840003287 |  | IA | 19 | 29 | 5 | A | Cold | Cass |  |  | CranstonRI | CassIA
Somerville | Somerville | MA | Massachusetts | 25017 | Middlesex | 42.3908 | -71.1013 | 81360 | 7619 | polygon | FALSE | TRUE | America/New_York | 2 | 02144 02145 02143 | 1840003123 |  | IA | 19 | 31 | 5 | A | Cold | Cedar |  |  | SomervilleMA | CedarIA
Folsom | Folsom | CA | California | 6067 | Sacramento | 38.6668 | -121.1422 | 81328 | 1126 | polygon | FALSE | TRUE | America/Los_Angeles | 3 | 95630 95671 95763 | 1840020246 |  | IA | 19 | 33 | 6 | A | Cold | Cerro Gordo |  |  | FolsomCA | Cerro GordoIA
Springdale | Springdale | AR | Arkansas | 5143 | Washington | 36.1899 | -94.1574 | 81125 | 668 | polygon | FALSE | TRUE | America/Chicago | 3 | 72764 72762 72765 72766 | 1840015336 |  | IA | 19 | 35 | 6 | A | Cold | Cherokee |  |  | SpringdaleAR | CherokeeIA
Deerfield Beach | Deerfield Beach | FL | Florida | 12011 | Broward | 26.305 | -80.1277 | 81066 | 2093 | polygon | FALSE | TRUE | America/New_York | 2 | 33442 33441 33064 33443 | 1840015136 |  | IA | 19 | 37 | 6 | A | Cold | Chickasaw |  |  | Deerfield BeachFL | ChickasawIA
Warwick | Warwick | RI | Rhode Island | 44003 | Kent | 41.7062 | -71.4334 | 81004 | 893 | polygon | FALSE | TRUE | America/New_York | 3 | 02818 02886 02889 02888 02887 | 1840003344 |  | IA | 19 | 39 | 5 | A | Cold | Clarke |  |  | WarwickRI | ClarkeIA
Cicero | Cicero | IL | Illinois | 17031 | Cook | 41.8445 | -87.7593 | 80796 | 5318 | polygon | FALSE | TRUE | America/Chicago | 2 | 60804 | 1840009186 |  | IA | 19 | 41 | 6 | A | Cold | Clay |  |  | CiceroIL | ClayIA
Farmington Hills | Farmington Hills | MI | Michigan | 26125 | Oakland | 42.486 | -83.3771 | 80612 | 935 | polygon | FALSE | TRUE | America/Detroit | 3 | 48336 48335 48334 48331 | 1840002442 |  | IA | 19 | 43 | 6 | A | Cold | Clayton |  |  | Farmington HillsMI | ClaytonIA
Newark | Newark | OH | Ohio | 39089 | Licking | 40.0705 | -82.4251 | 80451 | 930 | polygon | FALSE | TRUE | America/New_York | 3 | 43055 43058 43093 | 1840001419 |  | IA | 19 | 45 | 5 | A | Cold | Clinton |  |  | NewarkOH | ClintonIA
Williamsburg | Williamsburg | VA | Virginia | 51830 | Williamsburg | 37.2692 | -76.7076 | 80441 | 645 | polygon | FALSE | TRUE | America/New_York | 3 | 23187 23185 | 1840001720 |  | IA | 19 | 47 | 6 | A | Cold | Crawford |  |  | WilliamsburgVA | CrawfordIA
Brooklyn Park | Brooklyn Park | MN | Minnesota | 27053 | Hennepin | 45.1112 | -93.3505 | 80389 | 1190 | polygon | FALSE | TRUE | America/Chicago | 3 | 55444 55429 55428 55443 55445 | 1840004023 |  | IA | 19 | 49 | 5 | A | Cold | Dallas |  |  | Brooklyn ParkMN | DallasIA
Hattiesburg | Hattiesburg | MS | Mississippi | 28035 | Forrest | 31.3074 | -89.317 | 80138 | 331 | polygon | FALSE | TRUE | America/Chicago | 3 | 39401 39402 39406 39403 39407 | 1840013878 |  | IA | 19 | 51 | 5 | A | Cold | Davis |  |  | HattiesburgMS | DavisIA
Alexandria | Alexandria | LA | Louisiana | 22079 | Rapides | 31.2923 | -92.4702 | 80129 | 625 | polygon | FALSE | TRUE | America/Chicago | 3 | 71302 71303 71301 71307 71309 71315 71348 | 1840013873 |  | IA | 19 | 53 | 5 | A | Cold | Decatur |  |  | AlexandriaLA | DecaturIA
Lawrence | Lawrence | MA | Massachusetts | 25009 | Essex | 42.7003 | -71.1626 | 80028 | 4458 | polygon | FALSE | TRUE | America/New_York | 2 | 01843 01840 01841 01842 | 1840000408 |  | IA | 19 | 55 | 6 | A | Cold | Delaware |  |  | LawrenceMA | DelawareIA
Florence | Florence | AL | Alabama | 1077 | Lauderdale | 34.8303 | -87.6654 | 79964 | 594 | polygon | FALSE | TRUE | America/Chicago | 3 | 35633 35630 35631 35632 | 1840002083 |  | IA | 19 | 57 | 5 | A | Cold | Des Moines |  |  | FlorenceAL | Des MoinesIA
Valdosta | Valdosta | GA | Georgia | 13185 | Lowndes | 30.8502 | -83.2788 | 79820 | 606 | polygon | FALSE | TRUE | America/New_York | 3 | 31698 31602 31601 31605 31603 31604 | 1840015894 |  | IA | 19 | 59 | 6 | A | Cold | Dickinson |  |  | ValdostaGA | DickinsonIA
Plymouth | Plymouth | MN | Minnesota | 27053 | Hennepin | 45.0225 | -93.4618 | 79768 | 941 | polygon | FALSE | TRUE | America/Chicago | 3 | 55442 55441 55447 55446 | 1840008929 |  | IA | 19 | 61 | 5 | A | Cold | Dubuque |  |  | PlymouthMN | DubuqueIA
Buckeye | Buckeye | AZ | Arizona | 4013 | Maricopa | 33.4314 | -112.6429 | 79620 | 78 | polygon | FALSE | TRUE | America/Phoenix | 3 | 85326 85396 | 1840021939 |  | IA | 19 | 63 | 6 | A | Cold | Emmet |  |  | BuckeyeAZ | EmmetIA
Georgetown | Georgetown | TX | Texas | 48491 | Williamson | 30.6668 | -97.6953 | 79604 | 560 | polygon | FALSE | TRUE | America/Chicago | 3 | 78633 78626 78628 78627 | 1840020875 |  | IA | 19 | 65 | 6 | A | Cold | Fayette |  |  | GeorgetownTX | FayetteIA
Cheyenne | Cheyenne | WY | Wyoming | 56021 | Laramie | 41.1351 | -104.79 | 79484 | 771 | polygon | FALSE | TRUE | America/Denver | 2 | 82009 82007 82001 82002 82003 | 1840018713 |  | IA | 19 | 67 | 6 | A | Cold | Floyd |  |  | CheyenneWY | FloydIA
Cedar Park | Cedar Park | TX | Texas | 48491 | Williamson | 30.5106 | -97.8196 | 79462 | 1207 | polygon | FALSE | TRUE | America/Chicago | 3 | 78613 78630 | 1840019572 |  | IA | 19 | 69 | 6 | A | Cold | Franklin |  |  | Cedar ParkTX | FranklinIA
The Villages | The Villages | FL | Florida | 12119 | Sumter | 28.9021 | -81.9888 | 79372 | 978 | polygon | FALSE | FALSE | America/New_York | 3 | 34785 32162 32159 | 1840014065 |  | IA | 19 | 71 | 5 | A | Cold | Fremont |  |  | The VillagesFL | FremontIA
Kokomo | Kokomo | IN | Indiana | 18067 | Howard | 40.464 | -86.1277 | 79351 | 610 | polygon | FALSE | TRUE | America/Indiana/Indianapolis | 3 | 46902 46901 46903 46965 | 1840013844 |  | IA | 19 | 73 | 5 | A | Cold | Greene |  |  | KokomoIN | GreeneIA
Tustin | Tustin | CA | California | 6059 | Orange | 33.7309 | -117.8106 | 79348 | 2755 | polygon | FALSE | TRUE | America/Los_Angeles | 2 | 92780 92782 92606 92623 92781 | 1840021967 |  | IA | 19 | 75 | 6 | A | Cold | Grundy |  |  | TustinCA | GrundyIA
Lakewood | Lakewood | CA | California | 6037 | Los Angeles | 33.8471 | -118.1221 | 79307 | 3253 | polygon | FALSE | TRUE | America/Los_Angeles | 2 | 90715 90712 90713 90711 90714 | 1840020515 |  | IA | 19 | 77 | 5 | A | Cold | Guthrie |  |  | LakewoodCA | GuthrieIA
Perris | Perris | CA | California | 6065 | Riverside | 33.7899 | -117.2233 | 79291 | 970 | polygon | FALSE | TRUE | America/Los_Angeles | 3 | 92570 92571 92585 92572 92599 | 1840020557 |  | IA | 19 | 79 | 6 | A | Cold | Hamilton |  |  | PerrisCA | HamiltonIA
St. Joseph | St. Joseph | MO | Missouri | 29021 | Buchanan | 39.7599 | -94.821 | 79161 | 656 | polygon | FALSE | TRUE | America/Chicago | 3 | 64503 64501 64507 64504 64506 64505 64502 64508 | 1840009549 |  | IA | 19 | 81 | 6 | A | Cold | Hancock |  |  | St. JosephMO | HancockIA
Flower Mound | Flower Mound | TX | Texas | 48121 | Denton | 33.0344 | -97.1146 | 79135 | 728 | polygon | FALSE | TRUE | America/Chicago | 3 | 75022 75028 76262 75027 | 1840022010 |  | IA | 19 | 83 | 6 | A | Cold | Hardin |  |  | Flower MoundTX | HardinIA
Pharr | Pharr | TX | Texas | 48215 | Hidalgo | 26.1685 | -98.1904 | 79112 | 1292 | polygon | FALSE | TRUE | America/Chicago | 3 | 78577 | 1840021030 |  | IA | 19 | 85 | 5 | A | Cold | Harrison |  |  | PharrTX | HarrisonIA
Pine Hills | Pine Hills | FL | Florida | 12095 | Orange | 28.5818 | -81.4693 | 78995 | 2500 | polygon | FALSE | FALSE | America/New_York | 2 | 32808 32818 32710 32858 32868 32869 | 1840014098 |  | IA | 19 | 87 | 5 | A | Cold | Henry |  |  | Pine HillsFL | HenryIA
Alton | Alton | IL | Illinois | 17119 | Madison | 38.9034 | -90.1523 | 78905 | 652 | polygon | FALSE | TRUE | America/Chicago | 3 | 62002 | 1840007424 |  | IA | 19 | 89 | 6 | A | Cold | Howard |  |  | AltonIL | HowardIA
Loveland | Loveland | CO | Colorado | 8069 | Larimer | 40.4166 | -105.0623 | 78877 | 885 | polygon | FALSE | TRUE | America/Denver | 3 | 80538 80537 80539 | 1840020152 |  | IA | 19 | 91 | 6 | A | Cold | Humboldt |  |  | LovelandCO | HumboldtIA
Boynton Beach | Boynton Beach | FL | Florida | 12099 | Palm Beach | 26.5281 | -80.0811 | 78679 | 1880 | polygon | FALSE | TRUE | America/New_York | 3 | 33426 33436 33435 33474 | 1840014208 |  | IA | 19 | 93 | 6 | A | Cold | Ida |  |  | Boynton BeachFL | IdaIA
New Rochelle | New Rochelle | NY | New York | 36119 | Westchester | 40.9305 | -73.7836 | 78557 | 2930 | polygon | FALSE | TRUE | America/New_York | 2 | 10804 10801 10805 10802 | 1840000782 |  | IA | 19 | 95 | 5 | A | Cold | Iowa |  |  | New RochelleNY | IowaIA
Anderson | Anderson | SC | South Carolina | 45007 | Anderson | 34.5211 | -82.6479 | 78512 | 736 | polygon | FALSE | TRUE | America/New_York | 3 | 29624 29625 29621 29622 | 1840013579 |  | IA | 19 | 97 | 5 | A | Cold | Jackson |  |  | AndersonSC | JacksonIA
Jonesboro | Jonesboro | AR | Arkansas | 5031 | Craighead | 35.8212 | -90.6791 | 78394 | 377 | polygon | FALSE | TRUE | America/Chicago | 3 | 72467 72404 72401 72402 72403 72405 | 1840014507 |  | IA | 19 | 99 | 5 | A | Cold | Jasper |  |  | JonesboroAR | JasperIA
Lebanon | Lebanon | PA | Pennsylvania | 42075 | Lebanon | 40.3412 | -76.4227 | 78302 | 2397 | polygon | FALSE | TRUE | America/New_York | 2 | 17046 17042 | 1840001347 |  | IA | 19 | 101 | 5 | A | Cold | Jefferson |  |  | LebanonPA | JeffersonIA
Parma | Parma | OH | Ohio | 39035 | Cuyahoga | 41.3843 | -81.7286 | 78103 | 1506 | polygon | FALSE | TRUE | America/New_York | 3 | 44134 44130 44129 | 1840003406 |  | IA | 19 | 103 | 5 | A | Cold | Johnson |  |  | ParmaOH | JohnsonIA
Layton | Layton | UT | Utah | 49011 | Davis | 41.0769 | -111.9621 | 78014 | 1339 | polygon | FALSE | TRUE | America/Denver | 3 | 84041 84040 | 1840020145 |  | IA | 19 | 105 | 5 | A | Cold | Jones |  |  | LaytonUT | JonesIA
Elizabethtown | Elizabethtown | KY | Kentucky | 21093 | Hardin | 37.703 | -85.877 | 78002 | 437 | polygon | FALSE | TRUE | America/New_York | 3 | 42701 42702 | 1840013218 |  | IA | 19 | 107 | 5 | A | Cold | Keokuk |  |  | ElizabethtownKY | KeokukIA
Texarkana | Texarkana | TX | Texas | 48037 | Bowie | 33.4487 | -94.0815 | 77964 | 482 | polygon | FALSE | TRUE | America/Chicago | 3 | 75501 75503 75599 | 1840021987 |  | IA | 19 | 109 | 6 | A | Cold | Kossuth |  |  | TexarkanaTX | KossuthIA
Alameda | Alameda | CA | California | 6001 | Alameda | 37.767 | -122.2672 | 77624 | 2868 | polygon | FALSE | TRUE | America/Los_Angeles | 2 | 94502 94501 | 1840018913 |  | IA | 19 | 111 | 5 | A | Cold | Lee |  |  | AlamedaCA | LeeIA
Kankakee | Kankakee | IL | Illinois | 17091 | Kankakee | 41.1019 | -87.8643 | 77429 | 668 | polygon | FALSE | TRUE | America/Chicago | 3 | 60901 | 1840008260 |  | IA | 19 | 113 | 5 | A | Cold | Linn |  |  | KankakeeIL | LinnIA
Watsonville | Watsonville | CA | California | 6087 | Santa Cruz | 36.9206 | -121.7706 | 77352 | 3109 | polygon | FALSE | TRUE | America/Los_Angeles | 2 | 95076 95019 95077 | 1840021581 |  | IA | 19 | 115 | 5 | A | Cold | Louisa |  |  | WatsonvilleCA | LouisaIA
Porterville | Porterville | CA | California | 6107 | Tulare | 36.0644 | -119.0338 | 77318 | 1236 | polygon | FALSE | TRUE | America/Los_Angeles | 3 | 93257 | 1840020368 |  | IA | 19 | 117 | 5 | A | Cold | Lucas |  |  | PortervilleCA | LucasIA
Baytown | Baytown | TX | Texas | 48201 | Harris | 29.7586 | -94.9669 | 77192 | 807 | polygon | FALSE | TRUE | America/Chicago | 3 | 77520 77521 77522 | 1840019616 |  | IA | 19 | 119 | 6 | A | Cold | Lyon |  |  | BaytownTX | LyonIA
Upland | Upland | CA | California | 6071 | San Bernardino | 34.1178 | -117.6603 | 77140 | 1907 | polygon | FALSE | TRUE | America/Los_Angeles | 3 | 91784 91786 91785 | 1840021730 |  | IA | 19 | 121 | 5 | A | Cold | Madison |  |  | UplandCA | MadisonIA
Davis | Davis | CA | California | 6113 | Yolo | 38.5552 | -121.7365 | 76997 | 2710 | polygon | FALSE | TRUE | America/Los_Angeles | 2 | 95618 95616 95617 | 1840018833 |  | IA | 19 | 123 | 5 | A | Cold | Mahaska |  |  | DavisCA | MahaskaIA
Camarillo | Camarillo | CA | California | 6111 | Ventura | 34.223 | -119.0322 | 76931 | 1371 | polygon | FALSE | TRUE | America/Los_Angeles | 3 | 93012 93010 93011 | 1840019201 |  | IA | 19 | 125 | 5 | A | Cold | Marion |  |  | CamarilloCA | MarionIA
South Jordan | South Jordan | UT | Utah | 49035 | Salt Lake | 40.557 | -111.9782 | 76598 | 1331 | polygon | FALSE | TRUE | America/Denver | 3 | 84095 84009 | 1840021385 |  | IA | 19 | 127 | 5 | A | Cold | Marshall |  |  | South JordanUT | MarshallIA
Battle Creek | Battle Creek | MI | Michigan | 26025 | Calhoun | 42.2986 | -85.2296 | 76514 | 463 | polygon | FALSE | TRUE | America/Detroit | 3 | 49015 49037 49016 | 1840003176 |  | IA | 19 | 129 | 5 | A | Cold | Mills |  |  | Battle CreekMI | MillsIA
Bellflower | Bellflower | CA | California | 6037 | Los Angeles | 33.888 | -118.1271 | 76435 | 4822 | polygon | FALSE | TRUE | America/Los_Angeles | 2 | 90706 90707 | 1840019230 |  | IA | 19 | 131 | 6 | A | Cold | Mitchell |  |  | BellflowerCA | MitchellIA
San Marcos | San Marcos | TX | Texas | 48209 | Hays | 29.8736 | -97.9381 | 76218 | 732 | polygon | FALSE | TRUE | America/Chicago | 3 | 78666 78667 | 1840022188 |  | IA | 19 | 133 | 5 | A | Cold | Monona |  |  | San MarcosTX | MononaIA
San Ramon | San Ramon | CA | California | 6013 | Contra Costa | 37.7625 | -121.9365 | 75995 | 1570 | polygon | FALSE | TRUE | America/Los_Angeles | 3 | 94582 94583 | 1840021530 |  | IA | 19 | 135 | 5 | A | Cold | Monroe |  |  | San RamonCA | MonroeIA
Lake Jackson | Lake Jackson | TX | Texas | 48039 | Brazoria | 29.0516 | -95.4522 | 75860 | 532 | polygon | FALSE | TRUE | America/Chicago | 3 | 77515 77566 | 1840020980 |  | IA | 19 | 137 | 5 | A | Cold | Montgomery |  |  | Lake JacksonTX | MontgomeryIA
Bethlehem | Bethlehem | PA | Pennsylvania | 42095 | Northampton | 40.6266 | -75.3679 | 75815 | 1531 | polygon | FALSE | TRUE | America/New_York | 3 | 18017 18016 18015 18018 18025 | 1840000986 |  | IA | 19 | 139 | 5 | A | Cold | Muscatine |  |  | BethlehemPA | MuscatineIA
Wyoming | Wyoming | MI | Michigan | 26081 | Kent | 42.8909 | -85.7066 | 75667 | 1186 | polygon | FALSE | TRUE | America/Detroit | 3 | 49509 49548 49418 49519 49528 | 1840000374 |  | IA | 19 | 141 | 6 | A | Cold | O'Brien |  |  | WyomingMI | O'BrienIA
Oshkosh | Oshkosh | WI | Wisconsin | 55139 | Winnebago | 44.0228 | -88.5619 | 75536 | 958 | polygon | FALSE | TRUE | America/Chicago | 3 | 54985 54904 54901 54902 54903 54906 | 1840002246 |  | IA | 19 | 143 | 6 | A | Cold | Osceola |  |  | OshkoshWI | OsceolaIA
Hammond | Hammond | IN | Indiana | 18089 | Lake | 41.6169 | -87.491 | 75522 | 1282 | polygon | FALSE | TRUE | America/Chicago | 3 | 46394 46323 46320 46327 46324 46325 | 1840007092 |  | IA | 19 | 145 | 5 | A | Cold | Page |  |  | HammondIN | PageIA
Waldorf | Waldorf | MD | Maryland | 24017 | Charles | 38.6085 | -76.9195 | 75489 | 803 | polygon | FALSE | FALSE | America/New_York | 3 | 20601 20603 20602 20695 20604 | 1840006175 |  | IA | 19 | 147 | 6 | A | Cold | Palo Alto |  |  | WaldorfMD | Palo AltoIA
Missouri City | Missouri City | TX | Texas | 48157 | Fort Bend | 29.563 | -95.5365 | 75457 | 1003 | polygon | FALSE | TRUE | America/Chicago | 3 | 77489 77545 77071 77459 | 1840020950 |  | IA | 19 | 149 | 6 | A | Cold | Plymouth |  |  | Missouri CityTX | PlymouthIA
Pasco | Pasco | WA | Washington | 53021 | Franklin | 46.2506 | -119.1304 | 75432 | 858 | polygon | FALSE | TRUE | America/Los_Angeles | 3 | 99301 99302 | 1840019888 |  | IA | 19 | 151 | 6 | A | Cold | Pocahontas |  |  | PascoWA | PocahontasIA
Wheeling | Wheeling | WV | West Virginia | 54069 | Ohio | 40.0752 | -80.6951 | 75392 | 740 | polygon | FALSE | TRUE | America/New_York | 3 | 26003 | 1840005510 |  | IA | 19 | 153 | 5 | A | Cold | Polk |  |  | WheelingWV | PolkIA
Kendall | Kendall | FL | Florida | 12086 | Miami-Dade | 25.6697 | -80.3556 | 75312 | 1804 | polygon | FALSE | FALSE | America/New_York | 3 | 33173 33176 33156 33183 33116 33256 33283 33296 | 1840014244 |  | IA | 19 | 155 | 5 | A | Cold | Pottawattamie |  |  | KendallFL | PottawattamieIA
Baldwin Park | Baldwin Park | CA | California | 6037 | Los Angeles | 34.0829 | -117.9721 | 75251 | 4381 | polygon | FALSE | TRUE | America/Los_Angeles | 2 | 91706 | 1840019227 |  | IA | 19 | 157 | 5 | A | Cold | Poweshiek |  |  | Baldwin ParkCA | PoweshiekIA
Rancho Cordova | Rancho Cordova | CA | California | 6067 | Sacramento | 38.574 | -121.2523 | 75087 | 827 | polygon | FALSE | TRUE | America/Los_Angeles | 3 | 95742 95670 95827 95741 | 1840020248 |  | IA | 19 | 159 | 5 | A | Cold | Ringgold |  |  | Rancho CordovaCA | RinggoldIA
Conway | Conway | AR | Arkansas | 5045 | Faulkner | 35.0754 | -92.4694 | 74951 | 567 | polygon | FALSE | TRUE | America/Chicago | 3 | 72032 72035 72034 | 1840014598 |  | IA | 19 | 161 | 6 | A | Cold | Sac |  |  | ConwayAR | SacIA
Gary | Gary | IN | Indiana | 18089 | Lake | 41.5906 | -87.3472 | 74879 | 581 | polygon | FALSE | TRUE | America/Chicago | 3 | 46409 46408 46407 46406 46405 46404 46403 46402 | 1840008194 |  | IA | 19 | 163 | 5 | A | Cold | Scott |  |  | GaryIN | ScottIA
Altoona | Altoona | PA | Pennsylvania | 42013 | Blair | 40.5082 | -78.4007 | 74829 | 1710 | polygon | FALSE | TRUE | America/New_York | 3 | 16601 16602 16603 | 1840001080 |  | IA | 19 | 165 | 5 | A | Cold | Shelby |  |  | AltoonaPA | ShelbyIA
Lodi | Lodi | CA | California | 6077 | San Joaquin | 38.1218 | -121.2932 | 74773 | 1913 | polygon | FALSE | TRUE | America/Los_Angeles | 3 | 95240 95242 | 1840020263 |  | IA | 19 | 167 | 6 | A | Cold | Sioux |  |  | LodiCA | SiouxIA
Arlington Heights | Arlington Heights | IL | Illinois | 17031 | Cook | 42.0955 | -87.9825 | 74760 | 1738 | polygon | FALSE | TRUE | America/Chicago | 3 | 60005 60004 | 1840011243 |  | IA | 19 | 169 | 5 | A | Cold | Story |  |  | Arlington HeightsIL | StoryIA
Bolingbrook | Bolingbrook | IL | Illinois | 17197 | Will | 41.6903 | -88.1019 | 74545 | 1169 | polygon | FALSE | TRUE | America/Chicago | 3 | 60490 60440 | 1840011482 |  | IA | 19 | 171 | 5 | A | Cold | Tama |  |  | BolingbrookIL | TamaIA
Rochester Hills | Rochester Hills | MI | Michigan | 26125 | Oakland | 42.6645 | -83.1563 | 74516 | 877 | polygon | FALSE | TRUE | America/Detroit | 3 | 48306 48307 48309 | 1840002429 |  | IA | 19 | 173 | 5 | A | Cold | Taylor |  |  | Rochester HillsMI | TaylorIA
Winchester | Winchester | VA | Virginia | 51840 | Winchester | 39.1735 | -78.1746 | 74417 | 1179 | polygon | FALSE | TRUE | America/New_York | 3 | 22601 22604 | 1840001623 |  | IA | 19 | 175 | 5 | A | Cold | Union |  |  | WinchesterVA | UnionIA
Framingham | Framingham | MA | Massachusetts | 25017 | Middlesex | 42.3085 | -71.4368 | 74416 | 1147 | polygon | FALSE | TRUE | America/New_York | 3 | 01701 01702 01703 01704 01705 | 1840003131 |  | IA | 19 | 177 | 5 | A | Cold | Van Buren |  |  | FraminghamMA | Van BurenIA
Hilton Head Island | Hilton Head Island | SC | South Carolina | 45013 | Beaufort | 32.1896 | -80.7499 | 74139 | 372 | polygon | FALSE | TRUE | America/New_York | 3 | 29928 29926 29925 29938 | 1840016974 |  | IA | 19 | 179 | 5 | A | Cold | Wapello |  |  | Hilton Head IslandSC | WapelloIA
Centreville | Centreville | VA | Virginia | 51059 | Fairfax | 38.8391 | -77.4388 | 74125 | 2396 | polygon | FALSE | FALSE | America/New_York | 2 | 20120 20124 20121 | 1840006015 |  | IA | 19 | 181 | 5 | A | Cold | Warren |  |  | CentrevilleVA | WarrenIA
Union City | Union City | CA | California | 6001 | Alameda | 37.603 | -122.0187 | 74107 | 1474 | polygon | FALSE | TRUE | America/Los_Angeles | 3 | 94587 | 1840021539 |  | IA | 19 | 183 | 5 | A | Cold | Washington |  |  | Union CityCA | WashingtonIA
Owensboro | Owensboro | KY | Kentucky | 21059 | Daviess | 37.7574 | -87.1173 | 74068 | 1132 | polygon | FALSE | TRUE | America/Chicago | 3 | 42303 42301 42304 | 1840014340 |  | IA | 19 | 185 | 5 | A | Cold | Wayne |  |  | OwensboroKY | WayneIA
Jackson | Jackson | TN | Tennessee | 47113 | Madison | 35.6535 | -88.8353 | 74065 | 444 | polygon | FALSE | TRUE | America/Chicago | 3 | 38305 38301 38303 38314 | 1840014528 |  | IA | 19 | 187 | 6 | A | Cold | Webster |  |  | JacksonTN | WebsterIA
Cleveland | Cleveland | TN | Tennessee | 47011 | Bradley | 35.1817 | -84.8707 | 73596 | 648 | polygon | FALSE | TRUE | America/New_York | 3 | 37312 37311 37320 | 1840014603 |  | IA | 19 | 189 | 6 | A | Cold | Winnebago |  |  | ClevelandTN | WinnebagoIA
Wausau | Wausau | WI | Wisconsin | 55073 | Marathon | 44.962 | -89.6459 | 73593 | 774 | polygon | FALSE | TRUE | America/Chicago | 3 | 54401 54403 | 1840002163 |  | IA | 19 | 191 | 6 | A | Cold | Winneshiek |  |  | WausauWI | WinneshiekIA
Camden | Camden | NJ | New Jersey | 34007 | Camden | 39.9362 | -75.1073 | 73562 | 3184 | polygon | FALSE | TRUE | America/New_York | 2 | 08104 08105 08102 08103 08101 | 1840001507 |  | IA | 19 | 193 | 5 | A | Cold | Woodbury |  |  | CamdenNJ | WoodburyIA
Anniston | Anniston | AL | Alabama | 1015 | Calhoun | 33.6712 | -85.8136 | 73501 | 179 | polygon | FALSE | TRUE | America/Chicago | 3 | 36201 36206 36207 36205 36204 | 1840006563 |  | IA | 19 | 195 | 6 | A | Cold | Worth |  |  | AnnistonAL | WorthIA
Evanston | Evanston | IL | Illinois | 17031 | Cook | 42.0463 | -87.6942 | 73473 | 3646 | polygon | FALSE | TRUE | America/Chicago | 2 | 60202 60201 60204 60208 | 1840008129 |  | IA | 19 | 197 | 6 | A | Cold | Wright |  |  | EvanstonIL | WrightIA
Apple Valley | Apple Valley | CA | California | 6071 | San Bernardino | 34.5328 | -117.2104 | 73453 | 378 | polygon | FALSE | TRUE | America/Los_Angeles | 3 | 92308 92307 | 1840021733 |  | ID | 16 | 1 | 5 | B | Cold | Ada |  |  | Apple ValleyCA | AdaID
Mansfield | Mansfield | OH | Ohio | 39139 | Richland | 40.7656 | -82.5275 | 73326 | 583 | polygon | FALSE | TRUE | America/New_York | 3 | 44905 44906 44907 44901 44902 44903 | 1840000960 |  | ID | 16 | 3 | 6 | B | Cold | Adams |  |  | MansfieldOH | AdamsID
Caguas | Caguas | PR | Puerto Rico | 72025 | Caguas | 18.2319 | -66.0388 | 73322 | 2597 | polygon | FALSE | FALSE | America/Puerto_Rico | 2 | 00725 00727 00726 | 1630023540 |  | ID | 16 | 5 | 6 | B | Cold | Bannock |  |  | CaguasPR | BannockID
Schaumburg | Schaumburg | IL | Illinois | 17031 | Cook | 42.0307 | -88.0838 | 72887 | 1457 | polygon | FALSE | TRUE | America/Chicago | 3 | 60193 60195 60194 60173 60168 60196 | 1840011319 |  | ID | 16 | 7 | 6 | B | Cold | Bear Lake |  |  | SchaumburgIL | Bear LakeID
Pocatello | Pocatello | ID | Idaho | 16005 | Bannock | 42.8724 | -112.4646 | 72878 | 657 | polygon | FALSE | TRUE | America/Boise | 3 | 83204 83201 83209 83205 83206 | 1840013376 |  | ID | 16 | 9 | 5 | B | Cold | Benewah |  |  | PocatelloID | BenewahID
Woodbury | Woodbury | MN | Minnesota | 27163 | Washington | 44.9056 | -92.923 | 72828 | 805 | polygon | FALSE | TRUE | America/Chicago | 3 | 55129 55125 | 1840009998 |  | ID | 16 | 11 | 6 | B | Cold | Bingham |  |  | WoodburyMN | BinghamID
Southfield | Southfield | MI | Michigan | 26125 | Oakland | 42.4765 | -83.2605 | 72689 | 1068 | polygon | FALSE | TRUE | America/Detroit | 3 | 48033 48034 48075 48076 48037 48086 | 1840002431 |  | ID | 16 | 13 | 6 | B | Cold | Blaine |  |  | SouthfieldMI | BlaineID
Ellicott City | Ellicott City | MD | Maryland | 24027 | Howard | 39.2773 | -76.8344 | 72665 | 936 | polygon | FALSE | FALSE | America/New_York | 3 | 21042 21043 21041 | 1840005802 |  | ID | 16 | 15 | 6 | B | Cold | Boise |  |  | Ellicott CityMD | BoiseID
Dale City | Dale City | VA | Virginia | 51153 | Prince William | 38.6473 | -77.3459 | 72627 | 1969 | polygon | FALSE | FALSE | America/New_York | 3 | 22193 | 1840006094 |  | ID | 16 | 17 | 6 | B | Cold | Bonner |  |  | Dale CityVA | BonnerID
Maple Grove | Maple Grove | MN | Minnesota | 27053 | Hennepin | 45.1089 | -93.4626 | 72622 | 860 | polygon | FALSE | TRUE | America/Chicago | 3 | 55369 55311 | 1840008923 |  | ID | 16 | 19 | 6 | B | Cold | Bonneville |  |  | Maple GroveMN | BonnevilleID
Pittsburg | Pittsburg | CA | California | 6013 | Contra Costa | 38.0182 | -121.8964 | 72588 | 1588 | polygon | FALSE | TRUE | America/Los_Angeles | 3 | 94565 | 1840020282 |  | ID | 16 | 21 | 6 | B | Cold | Boundary |  |  | PittsburgCA | BoundaryID
New Britain | New Britain | CT | Connecticut | 9003 | Hartford | 41.6758 | -72.7862 | 72495 | 2095 | polygon | FALSE | TRUE | America/New_York | 2 | 06052 06053 06051 06050 | 1840004774 |  | ID | 16 | 23 | 6 | B | Cold | Butte |  |  | New BritainCT | ButteID
Morgantown | Morgantown | WV | West Virginia | 54061 | Monongalia | 39.638 | -79.9468 | 72458 | 1181 | polygon | FALSE | TRUE | America/New_York | 3 | 26501 26505 26504 | 1840005647 |  | ID | 16 | 25 | 6 | B | Cold | Camas |  |  | MorgantownWV | CamasID
Mansfield | Mansfield | TX | Texas | 48439 | Tarrant | 32.569 | -97.1211 | 72419 | 762 | polygon | FALSE | TRUE | America/Chicago | 3 | 76063 | 1840020702 |  | ID | 16 | 27 | 5 | B | Cold | Canyon |  |  | MansfieldTX | CanyonID
Hammond | Hammond | LA | Louisiana | 22105 | Tangipahoa | 30.5061 | -90.4563 | 72413 | 589 | polygon | FALSE | TRUE | America/Chicago | 3 | 70402 70403 70401 70404 | 1840013908 |  | ID | 16 | 29 | 6 | B | Cold | Caribou |  |  | HammondLA | CaribouID
Dothan | Dothan | AL | Alabama | 1069 | Houston | 31.2335 | -85.4069 | 72396 | 296 | polygon | FALSE | TRUE | America/Chicago | 3 | 36303 36301 36305 36321 36302 36304 | 1840001518 |  | ID | 16 | 31 | 5 | B | Cold | Cassia |  |  | DothanAL | CassiaID
Harrisonburg | Harrisonburg | VA | Virginia | 51660 | Harrisonburg | 38.4361 | -78.8735 | 72386 | 1180 | polygon | FALSE | TRUE | America/New_York | 3 | 22801 22802 22807 22803 | 1840003844 |  | ID | 16 | 33 | 6 | B | Cold | Clark |  |  | HarrisonburgVA | ClarkID
Wenatchee | Wenatchee | WA | Washington | 53007 | Chelan | 47.4356 | -120.3283 | 72350 | 1312 | polygon | FALSE | TRUE | America/Los_Angeles | 3 | 98801 | 1840021074 |  | ID | 16 | 35 | 5 | B | Cold | Clearwater |  |  | WenatcheeWA | ClearwaterID
Waukesha | Waukesha | WI | Wisconsin | 55133 | Waukesha | 43.0087 | -88.2464 | 72299 | 1093 | polygon | FALSE | TRUE | America/Chicago | 3 | 53186 53188 53189 53187 | 1840003008 |  | ID | 16 | 37 | 6 | B | Cold | Custer |  |  | WaukeshaWI | CusterID
Pawtucket | Pawtucket | RI | Rhode Island | 44007 | Providence | 41.8744 | -71.3743 | 72117 | 3212 | polygon | FALSE | TRUE | America/New_York | 2 | 02861 02860 02862 | 1840003285 |  | ID | 16 | 39 | 5 | B | Cold | Elmore |  |  | PawtucketRI | ElmoreID
Redmond | Redmond | WA | Washington | 53033 | King | 47.6762 | -122.1169 | 71929 | 1676 | polygon | FALSE | TRUE | America/Los_Angeles | 3 | 98052 98073 | 1840019835 |  | ID | 16 | 41 | 6 | B | Cold | Franklin |  |  | RedmondWA | FranklinID
Lauderhill | Lauderhill | FL | Florida | 12011 | Broward | 26.1605 | -80.2242 | 71868 | 3256 | polygon | FALSE | TRUE | America/New_York | 2 | 33351 33313 33311 33319 33083 | 1840015146 |  | ID | 16 | 43 | 6 | B | Cold | Fremont |  |  | LauderhillFL | FremontID
Sumter | Sumter | SC | South Carolina | 45085 | Sumter | 33.9392 | -80.393 | 71518 | 469 | polygon | FALSE | TRUE | America/New_York | 3 | 29154 29152 29153 29150 29151 | 1840015612 |  | ID | 16 | 45 | 5 | B | Cold | Gem |  |  | SumterSC | GemID
Redlands | Redlands | CA | California | 6071 | San Bernardino | 34.0511 | -117.1712 | 71513 | 770 | polygon | FALSE | TRUE | America/Los_Angeles | 3 | 92373 92374 92346 92375 | 1840020412 |  | ID | 16 | 47 | 5 | B | Cold | Gooding |  |  | RedlandsCA | GoodingID
Daphne | Daphne | AL | Alabama | 1003 | Baldwin | 30.6286 | -87.8866 | 71484 | 603 | polygon | FALSE | TRUE | America/Chicago | 3 | 36527 36526 | 1840006178 |  | ID | 16 | 49 | 5 | B | Cold | Idaho |  |  | DaphneAL | IdahoID
Mount Vernon | Mount Vernon | WA | Washington | 53057 | Skagit | 48.4202 | -122.3115 | 71422 | 1130 | polygon | FALSE | TRUE | America/Los_Angeles | 3 | 98274 98273 | 1840019774 |  | ID | 16 | 51 | 6 | B | Cold | Jefferson |  |  | Mount VernonWA | JeffersonID
Weston | Weston | FL | Florida | 12011 | Broward | 26.1006 | -80.4054 | 71166 | 1117 | polygon | FALSE | TRUE | America/New_York | 3 | 33326 33327 33331 33332 | 1840016003 |  | ID | 16 | 53 | 5 | B | Cold | Jerome |  |  | WestonFL | JeromeID
St. Charles | St. Charles | MO | Missouri | 29183 | St. Charles | 38.7954 | -90.5157 | 71028 | 1104 | polygon | FALSE | TRUE | America/Chicago | 3 | 63301 63303 63302 | 1840009719 |  | ID | 16 | 55 | 5 | B | Cold | Kootenai |  |  | St. CharlesMO | KootenaiID
Janesville | Janesville | WI | Wisconsin | 55105 | Rock | 42.6855 | -89.0136 | 70755 | 732 | polygon | FALSE | TRUE | America/Chicago | 3 | 53545 53546 53548 53547 | 1840002467 |  | ID | 16 | 57 | 5 | B | Cold | Latah |  |  | JanesvilleWI | LatahID
Sherman | Sherman | TX | Texas | 48181 | Grayson | 33.6274 | -96.6218 | 70704 | 372 | polygon | FALSE | TRUE | America/Chicago | 3 | 75092 75090 75091 | 1840021953 |  | ID | 16 | 59 | 6 | B | Cold | Lemhi |  |  | ShermanTX | LemhiID
North Richland Hills | North Richland Hills | TX | Texas | 48439 | Tarrant | 32.8605 | -97.218 | 70670 | 1505 | polygon | FALSE | TRUE | America/Chicago | 3 | 76180 76182 76185 | 1840020703 |  | ID | 16 | 61 | 5 | B | Cold | Lewis |  |  | North Richland HillsTX | LewisID
Broomfield | Broomfield | CO | Colorado | 8014 | Broomfield | 39.9541 | -105.0527 | 70465 | 824 | polygon | FALSE | TRUE | America/Denver | 3 | 80023 80021 80020 80516 80038 | 1840018781 |  | ID | 16 | 63 | 5 | B | Cold | Lincoln |  |  | BroomfieldCO | LincolnID
El Paso de Robles | El Paso de Robles | CA | California | 6079 | San Luis Obispo | 35.6394 | -120.656 | 70248 | 632 | polygon | FALSE | TRUE | America/Los_Angeles | 3 | 93446 93447 | 1840074847 |  | ID | 16 | 65 | 6 | B | Cold | Madison |  |  | El Paso de RoblesCA | MadisonID
Bristol | Bristol | TN | Tennessee | 47163 | Sullivan | 36.5572 | -82.2154 | 70243 | 318 | polygon | FALSE | TRUE | America/New_York | 3 | 37620 37621 37625 | 1840013301 |  | ID | 16 | 67 | 5 | B | Cold | Minidoka |  |  | BristolTN | MinidokaID
Wilmington | Wilmington | DE | Delaware | 10003 | New Castle | 39.7415 | -75.5413 | 70166 | 2484 | polygon | FALSE | TRUE | America/New_York | 2 | 19809 19802 19801 19806 19805 19850 19880 19884 19885 19886 19890 19893 19894 19895 19896 19898 19899 | 1840005579 |  | ID | 16 | 69 | 5 | B | Cold | Nez Perce |  |  | WilmingtonDE | Nez PerceID
Casas Adobes | Casas Adobes | AZ | Arizona | 4019 | Pima | 32.3423 | -111.0114 | 70166 | 1016 | polygon | FALSE | FALSE | America/Phoenix | 3 | 85704 85741 85742 85752 | 1840018108 |  | ID | 16 | 71 | 6 | B | Cold | Oneida |  |  | Casas AdobesAZ | OneidaID
Walnut Creek | Walnut Creek | CA | California | 6013 | Contra Costa | 37.9024 | -122.0398 | 70166 | 1371 | polygon | FALSE | TRUE | America/Los_Angeles | 3 | 94596 94597 94595 94598 | 1840021531 |  | ID | 16 | 73 | 5 | B | Cold | Owyhee |  |  | Walnut CreekCA | OwyheeID
Poinciana | Poinciana | FL | Florida | 12105 | Polk | 28.1217 | -81.482 | 69955 | 375 | polygon | FALSE | FALSE | America/New_York | 3 | 34758 34759 | 1840014132 |  | ID | 16 | 75 | 5 | B | Cold | Payette |  |  | PoincianaFL | PayetteID
Lynwood | Lynwood | CA | California | 6037 | Los Angeles | 33.924 | -118.2017 | 69887 | 5575 | polygon | FALSE | TRUE | America/Los_Angeles | 2 | 90262 | 1840020492 |  | ID | 16 | 77 | 5 | B | Cold | Power |  |  | LynwoodCA | PowerID
Glen Burnie | Glen Burnie | MD | Maryland | 24003 | Anne Arundel | 39.1559 | -76.6072 | 69872 | 1557 | polygon | FALSE | FALSE | America/New_York | 3 | 21060 21061 21108 21062 | 1840005917 |  | ID | 16 | 79 | 5 | B | Cold | Shoshone |  |  | Glen BurnieMD | ShoshoneID
Lehi | Lehi | UT | Utah | 49049 | Utah | 40.4136 | -111.8726 | 69724 | 960 | polygon | FALSE | TRUE | America/Denver | 3 | 84043 | 1840020168 |  | ID | 16 | 81 | 6 | B | Cold | Teton |  |  | LehiUT | TetonID
Passaic | Passaic | NJ | New Jersey | 34031 | Passaic | 40.8574 | -74.1282 | 69703 | 8590 | polygon | FALSE | TRUE | America/New_York | 2 | 7055 | 1840000837 |  | ID | 16 | 83 | 5 | B | Cold | Twin Falls |  |  | PassaicNJ | Twin FallsID
Homestead | Homestead | FL | Florida | 12086 | Miami-Dade | 25.4665 | -80.4472 | 69523 | 1779 | polygon | FALSE | TRUE | America/New_York | 3 | 33033 33030 33035 | 1840015159 |  | ID | 16 | 85 | 6 | B | Cold | Valley |  |  | HomesteadFL | ValleyID
West Bend | West Bend | WI | Wisconsin | 55131 | Washington | 43.4184 | -88.1824 | 69504 | 804 | polygon | FALSE | TRUE | America/Chicago | 3 | 53090 53095 | 1840002829 |  | ID | 16 | 87 | 5 | B | Cold | Washington |  |  | West BendWI | WashingtonID
Delray Beach | Delray Beach | FL | Florida | 12099 | Palm Beach | 26.455 | -80.0905 | 69451 | 1685 | polygon | FALSE | TRUE | America/New_York | 3 | 33445 33444 33483 33448 33482 | 1840015123 |  | IL | 17 | 1 | 5 | A | Cold | Adams |  |  | Delray BeachFL | AdamsIL
Sheboygan | Sheboygan | WI | Wisconsin | 55117 | Sheboygan | 43.7403 | -87.7316 | 69393 | 1184 | polygon | FALSE | TRUE | America/Chicago | 3 | 53083 53081 | 1840002628 |  | IL | 17 | 3 | 4 | A | Mixed-Humid | Alexander |  |  | SheboyganWI | AlexanderIL
Lake Elsinore | Lake Elsinore | CA | California | 6065 | Riverside | 33.6847 | -117.3344 | 69283 | 699 | polygon | FALSE | TRUE | America/Los_Angeles | 3 | 92570 92532 92530 | 1840020560 |  | IL | 17 | 5 | 4 | A | Mixed-Humid | Bond |  |  | Lake ElsinoreCA | BondIL
Daytona Beach | Daytona Beach | FL | Florida | 12127 | Volusia | 29.1994 | -81.0982 | 69186 | 406 | polygon | FALSE | TRUE | America/New_York | 3 | 32124 32174 32117 32114 32118 32119 32115 32116 32120 32121 32126 32198 | 1840015068 |  | IL | 17 | 7 | 5 | A | Cold | Boone |  |  | Daytona BeachFL | BooneIL
Los Lunas | Los Lunas | NM | New Mexico | 35061 | Valencia | 34.8115 | -106.7803 | 69020 | 331 | polygon | FALSE | TRUE | America/Denver | 3 | 87031 | 1840022814 |  | IL | 17 | 9 | 5 | A | Cold | Brown |  |  | Los LunasNM | BrownIL
Lima | Lima | OH | Ohio | 39003 | Allen | 40.741 | -84.1121 | 68878 | 1045 | polygon | FALSE | TRUE | America/New_York | 3 | 45805 45801 45804 | 1840002785 |  | IL | 17 | 11 | 5 | A | Cold | Bureau |  |  | LimaOH | BureauIL
Decatur | Decatur | AL | Alabama | 1103 | Morgan | 34.573 | -86.9906 | 68867 | 388 | polygon | FALSE | TRUE | America/Chicago | 3 | 35603 35601 35602 35609 | 1840001403 |  | IL | 17 | 13 | 5 | A | Cold | Calhoun |  |  | DecaturAL | CalhounIL
Rocklin | Rocklin | CA | California | 6061 | Placer | 38.8075 | -121.2488 | 68823 | 1341 | polygon | FALSE | TRUE | America/Los_Angeles | 3 | 95677 95765 | 1840020232 |  | IL | 17 | 15 | 5 | A | Cold | Carroll |  |  | RocklinCA | CarrollIL
Rogers | Rogers | AR | Arkansas | 5007 | Benton | 36.3172 | -94.1526 | 68669 | 685 | polygon | FALSE | TRUE | America/Chicago | 3 | 72758 72756 72718 72716 72757 | 1840014444 |  | IL | 17 | 17 | 5 | A | Cold | Cass |  |  | RogersAR | CassIL
Castle Rock | Castle Rock | CO | Colorado | 8035 | Douglas | 39.3763 | -104.8535 | 68484 | 771 | polygon | FALSE | TRUE | America/Denver | 3 | 80104 80108 80109 | 1840022455 |  | IL | 17 | 19 | 5 | A | Cold | Champaign |  |  | Castle RockCO | ChampaignIL
Hanover | Hanover | PA | Pennsylvania | 42133 | York | 39.8117 | -76.9835 | 68165 | 1641 | polygon | FALSE | TRUE | America/New_York | 3 | 17331 17332 17333 17334 | 1840001450 |  | IL | 17 | 21 | 4 | A | Mixed-Humid | Christian |  |  | HanoverPA | ChristianIL
Bossier City | Bossier City | LA | Louisiana | 22015 | Bossier | 32.5227 | -93.6666 | 68159 | 605 | polygon | FALSE | TRUE | America/Chicago | 3 | 71112 71111 71110 71113 71171 71172 | 1840013790 |  | IL | 17 | 23 | 5 | A | Cold | Clark |  |  | Bossier CityLA | ClarkIL
Dubuque | Dubuque | IA | Iowa | 19061 | Dubuque | 42.5008 | -90.7067 | 68109 | 729 | polygon | FALSE | TRUE | America/Chicago | 3 | 52002 52003 52001 52004 52099 | 1840000438 |  | IL | 17 | 25 | 4 | A | Mixed-Humid | Clay |  |  | DubuqueIA | ClayIL
Rockville | Rockville | MD | Maryland | 24031 | Montgomery | 39.0834 | -77.1552 | 68079 | 1933 | polygon | FALSE | TRUE | America/New_York | 3 | 20852 20850 20851 20847 20848 20849 20857 | 1840005849 |  | IL | 17 | 27 | 4 | A | Mixed-Humid | Clinton |  |  | RockvilleMD | ClintonIL
Victoria | Victoria | TX | Texas | 48469 | Victoria | 28.8285 | -96.985 | 68078 | 694 | polygon | FALSE | TRUE | America/Chicago | 3 | 77901 77904 77905 77902 77903 | 1840023044 |  | IL | 17 | 29 | 5 | A | Cold | Coles |  |  | VictoriaTX | ColesIL
Saratoga Springs | Saratoga Springs | NY | New York | 36091 | Saratoga | 43.0674 | -73.7775 | 68028 | 388 | polygon | FALSE | TRUE | America/New_York | 3 | 12866 | 1840000369 |  | IL | 17 | 31 | 5 | A | Cold | Cook |  |  | Saratoga SpringsNY | CookIL
Guaynabo | Guaynabo | PR | Puerto Rico | 72061 | Guaynabo | 18.3839 | -66.1134 | 68024 | 2180 | polygon | FALSE | FALSE | America/Puerto_Rico | 2 | 00971 00934 00966 00965 00968 00969 00970 | 1630023575 |  | IL | 17 | 33 | 4 | A | Mixed-Humid | Crawford |  |  | GuaynaboPR | CrawfordIL
Gaithersburg | Gaithersburg | MD | Maryland | 24031 | Montgomery | 39.1346 | -77.2132 | 67985 | 2543 | polygon | FALSE | TRUE | America/New_York | 2 | 20878 20899 20879 20877 20884 20885 20898 | 1840005848 |  | IL | 17 | 35 | 5 | A | Cold | Cumberland |  |  | GaithersburgMD | CumberlandIL
Union City | Union City | NJ | New Jersey | 34017 | Hudson | 40.7674 | -74.0323 | 67982 | 20394 | polygon | FALSE | TRUE | America/New_York | 2 | 7087 | 1840001034 |  | IL | 17 | 37 | 5 | A | Cold | DeKalb |  |  | Union CityNJ | DeKalbIL
Ames | Ames | IA | Iowa | 19169 | Story | 42.0259 | -93.6215 | 67910 | 935 | polygon | FALSE | TRUE | America/Chicago | 3 | 50014 50012 50011 50010 50013 | 1840007019 |  | IL | 17 | 39 | 5 | A | Cold | DeWitt |  |  | AmesIA | DeWittIL
West Des Moines | West Des Moines | IA | Iowa | 19153 | Polk | 41.5522 | -93.7805 | 67899 | 556 | polygon | FALSE | TRUE | America/Chicago | 3 | 50265 50266 50263 50061 50336 50339 50359 50360 50361 50362 50363 50364 50367 50368 50369 50398 | 1840010185 |  | IL | 17 | 41 | 5 | A | Cold | Douglas |  |  | West Des MoinesIA | DouglasIL
South San Francisco | South San Francisco | CA | California | 6081 | San Mateo | 37.6536 | -122.4197 | 67789 | 2837 | polygon | FALSE | TRUE | America/Los_Angeles | 2 | 94080 94128 94083 | 1840021552 |  | IL | 17 | 43 | 5 | A | Cold | DuPage |  |  | South San FranciscoCA | DuPageIL
Yorba Linda | Yorba Linda | CA | California | 6059 | Orange | 33.889 | -117.7714 | 67644 | 1316 | polygon | FALSE | TRUE | America/Los_Angeles | 3 | 92886 92887 92885 | 1840021970 |  | IL | 17 | 45 | 5 | A | Cold | Edgar |  |  | Yorba LindaCA | EdgarIL
Casper | Casper | WY | Wyoming | 56025 | Natrona | 42.842 | -106.3207 | 67598 | 843 | polygon | FALSE | TRUE | America/Denver | 3 | 82604 82601 82609 82602 82605 | 1840038324 |  | IL | 17 | 47 | 4 | A | Mixed-Humid | Edwards |  |  | CasperWY | EdwardsIL
Palatine | Palatine | IL | Illinois | 17031 | Cook | 42.1181 | -88.043 | 67482 | 1916 | polygon | FALSE | TRUE | America/Chicago | 3 | 60074 60067 60055 60095 | 1840011311 |  | IL | 17 | 49 | 4 | A | Mixed-Humid | Effingham |  |  | PalatineIL | EffinghamIL
Corvallis | Corvallis | OR | Oregon | 41003 | Benton | 44.5697 | -123.278 | 67467 | 1592 | polygon | FALSE | TRUE | America/Los_Angeles | 3 | 97333 97331 97330 97339 | 1840018611 |  | IL | 17 | 51 | 4 | A | Mixed-Humid | Fayette |  |  | CorvallisOR | FayetteIL
Ankeny | Ankeny | IA | Iowa | 19153 | Polk | 41.7285 | -93.6033 | 67355 | 862 | polygon | FALSE | TRUE | America/Chicago | 3 | 50023 50021 | 1840007066 |  | IL | 17 | 53 | 5 | A | Cold | Ford |  |  | AnkenyIA | FordIL
Mount Vernon | Mount Vernon | NY | New York | 36119 | Westchester | 40.9136 | -73.8291 | 67345 | 5930 | polygon | FALSE | TRUE | America/New_York | 2 | 10552 10553 10550 10551 | 1840000781 |  | IL | 17 | 55 | 4 | A | Mixed-Humid | Franklin |  |  | Mount VernonNY | FranklinIL
Rowlett | Rowlett | TX | Texas | 48113 | Dallas | 32.9157 | -96.5488 | 67339 | 1244 | polygon | FALSE | TRUE | America/Chicago | 3 | 75089 75088 75030 | 1840020711 |  | IL | 17 | 57 | 5 | A | Cold | Fulton |  |  | RowlettTX | FultonIL
Lakeville | Lakeville | MN | Minnesota | 27037 | Dakota | 44.6774 | -93.252 | 67317 | 715 | polygon | FALSE | TRUE | America/Chicago | 3 | 55044 | 1840007859 |  | IL | 17 | 59 | 4 | A | Mixed-Humid | Gallatin |  |  | LakevilleMN | GallatinIL
Alpharetta | Alpharetta | GA | Georgia | 13121 | Fulton | 34.0704 | -84.2739 | 67213 | 964 | polygon | FALSE | TRUE | America/New_York | 3 | 30022 30004 30005 30009 30023 | 1840013659 |  | IL | 17 | 61 | 5 | A | Cold | Greene |  |  | AlpharettaGA | GreeneIL
Longview | Longview | WA | Washington | 53015 | Cowlitz | 46.1461 | -122.9629 | 67081 | 1000 | polygon | FALSE | TRUE | America/Los_Angeles | 3 | 98632 | 1840019904 |  | IL | 17 | 63 | 5 | A | Cold | Grundy |  |  | LongviewWA | GrundyIL
DeKalb | DeKalb | IL | Illinois | 17037 | DeKalb | 41.9313 | -88.7482 | 66959 | 1025 | polygon | FALSE | TRUE | America/Chicago | 3 | 60115 | 1840007033 |  | IL | 17 | 65 | 4 | A | Mixed-Humid | Hamilton |  |  | DeKalbIL | HamiltonIL
Petaluma | Petaluma | CA | California | 6097 | Sonoma | 38.2423 | -122.6267 | 66929 | 1620 | polygon | FALSE | TRUE | America/Los_Angeles | 3 | 94954 94952 94953 | 1840020244 |  | IL | 17 | 67 | 5 | A | Cold | Hancock |  |  | PetalumaCA | HancockIL
Redondo Beach | Redondo Beach | CA | California | 6037 | Los Angeles | 33.8574 | -118.3766 | 66749 | 4158 | polygon | FALSE | TRUE | America/Los_Angeles | 2 | 90278 90277 | 1840020509 |  | IL | 17 | 69 | 4 | A | Mixed-Humid | Hardin |  |  | Redondo BeachCA | HardinIL
Tamarac | Tamarac | FL | Florida | 12011 | Broward | 26.2056 | -80.2542 | 66721 | 2207 | polygon | FALSE | TRUE | America/New_York | 2 | 33321 33319 33349 33359 | 1840016001 |  | IL | 17 | 71 | 5 | A | Cold | Henderson |  |  | TamaracFL | HendersonIL
Laguna Niguel | Laguna Niguel | CA | California | 6059 | Orange | 33.5275 | -117.705 | 66385 | 1738 | polygon | FALSE | TRUE | America/Los_Angeles | 3 | 92677 92607 | 1840020589 |  | IL | 17 | 73 | 5 | A | Cold | Henry |  |  | Laguna NiguelCA | HenryIL
Eagan | Eagan | MN | Minnesota | 27037 | Dakota | 44.8169 | -93.1638 | 66372 | 821 | polygon | FALSE | TRUE | America/Chicago | 3 | 55121 55122 55123 | 1840007852 |  | IL | 17 | 75 | 5 | A | Cold | Iroquois |  |  | EaganMN | IroquoisIL
Kenner | Kenner | LA | Louisiana | 22051 | Jefferson | 30.0109 | -90.2549 | 66340 | 1721 | polygon | FALSE | TRUE | America/Chicago | 3 | 70065 70062 70063 70064 70097 70141 | 1840015047 |  | IL | 17 | 77 | 4 | A | Mixed-Humid | Jackson |  |  | KennerLA | JacksonIL
Bay City | Bay City | MI | Michigan | 26017 | Bay | 43.5903 | -83.8886 | 66107 | 1242 | polygon | FALSE | TRUE | America/Detroit | 3 | 48706 48708 | 1840002583 |  | IL | 17 | 79 | 4 | A | Mixed-Humid | Jasper |  |  | Bay CityMI | JasperIL
North Little Rock | North Little Rock | AR | Arkansas | 5119 | Pulaski | 34.7808 | -92.2371 | 65903 | 486 | polygon | FALSE | TRUE | America/Chicago | 3 | 72113 72116 72114 72118 72117 72115 72124 72190 72199 72214 | 1840014632 |  | IL | 17 | 81 | 4 | A | Mixed-Humid | Jefferson |  |  | North Little RockAR | JeffersonIL
Sammamish | Sammamish | WA | Washington | 53033 | King | 47.6017 | -122.0416 | 65892 | 1245 | polygon | FALSE | TRUE | America/Los_Angeles | 3 | 98029 98075 98074 | 1840021115 |  | IL | 17 | 83 | 5 | A | Cold | Jersey |  |  | SammamishWA | JerseyIL
Shawnee | Shawnee | KS | Kansas | 20091 | Johnson | 39.0158 | -94.8076 | 65807 | 605 | polygon | FALSE | TRUE | America/Chicago | 3 | 66214 66216 66217 66218 66227 66203 66226 66286 | 1840001641 |  | IL | 17 | 85 | 5 | A | Cold | Jo Daviess |  |  | ShawneeKS | Jo DaviessIL
Jupiter | Jupiter | FL | Florida | 12099 | Palm Beach | 26.9199 | -80.1128 | 65791 | 1174 | polygon | FALSE | TRUE | America/New_York | 3 | 33477 33458 33468 | 1840017255 |  | IL | 17 | 87 | 4 | A | Mixed-Humid | Johnson |  |  | JupiterFL | JohnsonIL
Doral | Doral | FL | Florida | 12086 | Miami-Dade | 25.8151 | -80.3565 | 65741 | 1836 | polygon | FALSE | TRUE | America/New_York | 3 | 33178 33172 33122 33166 33191 | 1840015148 |  | IL | 17 | 89 | 5 | A | Cold | Kane |  |  | DoralFL | KaneIL
Florence-Graham | Florence-Graham | CA | California | 6037 | Los Angeles | 33.9682 | -118.2447 | 65716 | 7230 | polygon | FALSE | TRUE | America/Los_Angeles | 2 | 90001 90002 90052 | 1840037057 |  | IL | 17 | 91 | 5 | A | Cold | Kankakee |  |  | Florence-GrahamCA | KankakeeIL
Carbondale | Carbondale | IL | Illinois | 17077 | Jackson | 37.7221 | -89.2238 | 65671 | 556 | polygon | FALSE | TRUE | America/Chicago | 3 | 62901 62902 62903 | 1840007560 |  | IL | 17 | 93 | 5 | A | Cold | Kendall |  |  | CarbondaleIL | KendallIL
Blaine | Blaine | MN | Minnesota | 27003 | Anoka | 45.1696 | -93.2077 | 65607 | 769 | polygon | FALSE | TRUE | America/Chicago | 3 | 55014 55434 55449 | 1840006719 |  | IL | 17 | 95 | 5 | A | Cold | Knox |  |  | BlaineMN | KnoxIL
Weirton | Weirton | WV | West Virginia | 54029 | Hancock | 40.406 | -80.5671 | 65578 | 390 | polygon | FALSE | TRUE | America/New_York | 3 | 26062 | 1840005405 |  | IL | 17 | 97 | 5 | A | Cold | Lake |  |  | WeirtonWV | LakeIL
Tulare | Tulare | CA | California | 6107 | Tulare | 36.1996 | -119.34 | 65496 | 1241 | polygon | FALSE | TRUE | America/Los_Angeles | 3 | 93274 93275 | 1840021638 |  | IL | 17 | 99 | 5 | A | Cold | LaSalle |  |  | TulareCA | LaSalleIL
Wellington | Wellington | FL | Florida | 12099 | Palm Beach | 26.6461 | -80.2699 | 65398 | 561 | polygon | FALSE | TRUE | America/New_York | 3 | 33449 33414 33470 | 1840018311 |  | IL | 17 | 101 | 4 | A | Mixed-Humid | Lawrence |  |  | WellingtonFL | LawrenceIL
Pflugerville | Pflugerville | TX | Texas | 48453 | Travis | 30.452 | -97.6022 | 65380 | 1013 | polygon | FALSE | TRUE | America/Chicago | 3 | 78660 78691 | 1840020892 |  | IL | 17 | 103 | 5 | A | Cold | Lee |  |  | PflugervilleTX | LeeIL
Palo Alto | Palo Alto | CA | California | 6085 | Santa Clara | 37.3913 | -122.1468 | 65364 | 1058 | polygon | FALSE | TRUE | America/Los_Angeles | 3 | 94022 95033 94303 94301 94306 94304 94302 | 1840020333 |  | IL | 17 | 105 | 5 | A | Cold | Livingston |  |  | Palo AltoCA | LivingstonIL
Schenectady | Schenectady | NY | New York | 36093 | Schenectady | 42.8025 | -73.9276 | 65273 | 2335 | polygon | FALSE | TRUE | America/New_York | 2 | 12305 12304 12307 12308 12301 12325 12345 | 1840000395 |  | IL | 17 | 107 | 5 | A | Cold | Logan |  |  | SchenectadyNY | LoganIL
Great Falls | Great Falls | MT | Montana | 30013 | Cascade | 47.5022 | -111.2995 | 65131 | 982 | polygon | FALSE | TRUE | America/Denver | 3 | 59405 59404 59401 59406 | 1840019839 |  | IL | 17 | 115 | 5 | A | Cold | Macon |  |  | Great FallsMT | MaconIL
Michigan City | Michigan City | IN | Indiana | 18091 | LaPorte | 41.7099 | -86.8705 | 65058 | 608 | polygon | FALSE | TRUE | America/Chicago | 3 | 46360 46361 | 1840013869 |  | IL | 17 | 117 | 4 | A | Mixed-Humid | Macoupin |  |  | Michigan CityIN | MacoupinIL
Bayonne | Bayonne | NJ | New Jersey | 34017 | Hudson | 40.6661 | -74.1141 | 64897 | 4304 | polygon | FALSE | TRUE | America/New_York | 2 | 7002 | 1840003595 |  | IL | 17 | 119 | 4 | A | Mixed-Humid | Madison |  |  | BayonneNJ | MadisonIL
Eden Prairie | Eden Prairie | MN | Minnesota | 27053 | Hennepin | 44.8488 | -93.4595 | 64893 | 770 | polygon | FALSE | TRUE | America/Chicago | 3 | 55344 55346 55347 | 1840007821 |  | IL | 17 | 121 | 4 | A | Mixed-Humid | Marion |  |  | Eden PrairieMN | MarionIL
Port Orange | Port Orange | FL | Florida | 12127 | Volusia | 29.1084 | -81.0137 | 64842 | 933 | polygon | FALSE | TRUE | America/New_York | 3 | 32127 32129 32128 32122 32123 | 1840015077 |  | IL | 17 | 123 | 5 | A | Cold | Marshall |  |  | Port OrangeFL | MarshallIL
Dublin | Dublin | CA | California | 6001 | Alameda | 37.7161 | -121.8963 | 64826 | 1643 | polygon | FALSE | TRUE | America/Los_Angeles | 3 | 94568 94551 | 1840018916 |  | IL | 17 | 125 | 5 | A | Cold | Mason |  |  | DublinCA | MasonIL
Grand Forks | Grand Forks | ND | North Dakota | 38035 | Grand Forks | 47.9218 | -97.0886 | 64748 | 784 | polygon | FALSE | TRUE | America/Chicago | 3 | 58202 58203 58201 58206 58208 | 1840000101 |  | IL | 17 | 127 | 4 | A | Mixed-Humid | Massac |  |  | Grand ForksND | MassacIL
Noblesville | Noblesville | IN | Indiana | 18057 | Hamilton | 40.0354 | -86.0042 | 64668 | 726 | polygon | FALSE | TRUE | America/Indiana/Indianapolis | 3 | 46060 46062 46061 | 1840013891 |  | IL | 17 | 109 | 5 | A | Cold | McDonough |  |  | NoblesvilleIN | McDonoughIL
San Clemente | San Clemente | CA | California | 6059 | Orange | 33.4498 | -117.6103 | 64558 | 1358 | polygon | FALSE | TRUE | America/Los_Angeles | 3 | 92672 92673 92674 | 1840021962 |  | IL | 17 | 111 | 5 | A | Cold | McHenry |  |  | San ClementeCA | McHenryIL
Brentwood | Brentwood | CA | California | 6013 | Contra Costa | 37.9355 | -121.7191 | 64474 | 1675 | polygon | FALSE | TRUE | America/Los_Angeles | 3 | 94513 | 1840018904 |  | IL | 17 | 113 | 5 | A | Cold | McLean |  |  | BrentwoodCA | McLeanIL
Carmichael | Carmichael | CA | California | 6067 | Sacramento | 38.6337 | -121.323 | 64454 | 1850 | polygon | FALSE | FALSE | America/Los_Angeles | 3 | 95841 95628 95608 95609 | 1840017579 |  | IL | 17 | 129 | 5 | A | Cold | Menard |  |  | CarmichaelCA | MenardIL
East Orange | East Orange | NJ | New Jersey | 34013 | Essex | 40.7651 | -74.2117 | 64367 | 6327 | polygon | FALSE | TRUE | America/New_York | 2 | 07018 07017 07019 | 1840002792 |  | IL | 17 | 131 | 5 | A | Cold | Mercer |  |  | East OrangeNJ | MercerIL
Eastvale | Eastvale | CA | California | 6065 | Riverside | 33.9617 | -117.5802 | 64157 | 1954 | polygon | FALSE | TRUE | America/Los_Angeles | 3 | 92880 91752 | 1840028421 |  | IL | 17 | 133 | 4 | A | Mixed-Humid | Monroe |  |  | EastvaleCA | MonroeIL
Chapel Hill | Chapel Hill | NC | North Carolina | 37135 | Orange | 35.927 | -79.0391 | 64051 | 1148 | polygon | FALSE | TRUE | America/New_York | 3 | 27516 27514 27517 27515 27599 | 1840016152 |  | IL | 17 | 135 | 4 | A | Mixed-Humid | Montgomery |  |  | Chapel HillNC | MontgomeryIL
Rocky Mount | Rocky Mount | NC | North Carolina | 37127 | Nash | 35.9676 | -77.8048 | 64018 | 471 | polygon | FALSE | TRUE | America/New_York | 3 | 27804 27803 27801 27815 | 1840014490 |  | IL | 17 | 137 | 5 | A | Cold | Morgan |  |  | Rocky MountNC | MorganIL
Haverhill | Haverhill | MA | Massachusetts | 25009 | Essex | 42.7838 | -71.0871 | 64014 | 748 | polygon | FALSE | TRUE | America/New_York | 3 | 01832 01830 01835 01831 | 1840002450 |  | IL | 17 | 139 | 5 | A | Cold | Moultrie |  |  | HaverhillMA | MoultrieIL
Beloit | Beloit | WI | Wisconsin | 55105 | Rock | 42.523 | -89.0184 | 63762 | 822 | polygon | FALSE | TRUE | America/Chicago | 3 | 53511 53512 | 1840002471 |  | IL | 17 | 141 | 5 | A | Cold | Ogle |  |  | BeloitWI | OgleIL
Glens Falls | Glens Falls | NY | New York | 36113 | Warren | 43.3109 | -73.6459 | 63499 | 1430 | polygon | FALSE | TRUE | America/New_York | 3 | 12801 | 1840000345 |  | IL | 17 | 143 | 5 | A | Cold | Peoria |  |  | Glens FallsNY | PeoriaIL
Brentwood | Brentwood | NY | New York | 36103 | Suffolk | 40.7839 | -73.2522 | 63399 | 2232 | polygon | FALSE | FALSE | America/New_York | 2 | 11717 | 1840005021 |  | IL | 17 | 145 | 4 | A | Mixed-Humid | Perry |  |  | BrentwoodNY | PerryIL
Fairbanks | Fairbanks | AK | Alaska | 2090 | Fairbanks North Star | 64.8353 | -147.6534 | 63245 | 375 | polygon | FALSE | TRUE | America/Anchorage | 3 | 99701 99703 99707 | 1840023463 |  | IL | 17 | 147 | 5 | A | Cold | Piatt |  |  | FairbanksAK | PiattIL
Springfield | Springfield | OR | Oregon | 41039 | Lane | 44.0538 | -122.981 | 63230 | 1541 | polygon | FALSE | TRUE | America/Los_Angeles | 3 | 97477 97478 97403 97475 | 1840021263 |  | IL | 17 | 149 | 5 | A | Cold | Pike |  |  | SpringfieldOR | PikeIL
Bethesda | Bethesda | MD | Maryland | 24031 | Montgomery | 38.9866 | -77.1188 | 63195 | 1839 | polygon | FALSE | FALSE | America/New_York | 3 | 20814 20815 20816 20817 20810 20811 20824 20889 20892 20894 | 1840005826 |  | IL | 17 | 151 | 4 | A | Mixed-Humid | Pope |  |  | BethesdaMD | PopeIL
Johnstown | Johnstown | PA | Pennsylvania | 42021 | Cambria | 40.3258 | -78.9193 | 63141 | 1257 | polygon | FALSE | TRUE | America/New_York | 3 | 15906 15905 15902 15901 15907 | 1840001116 |  | IL | 17 | 153 | 4 | A | Mixed-Humid | Pulaski |  |  | JohnstownPA | PulaskiIL
Dundalk | Dundalk | MD | Maryland | 24005 | Baltimore | 39.2703 | -76.4942 | 63015 | 1861 | polygon | FALSE | FALSE | America/New_York | 3 | 21222 21224 | 1840005681 |  | IL | 17 | 155 | 5 | A | Cold | Putnam |  |  | DundalkMD | PutnamIL
Castro Valley | Castro Valley | CA | California | 6001 | Alameda | 37.7091 | -122.0631 | 63013 | 1466 | polygon | FALSE | FALSE | America/Los_Angeles | 3 | 94546 94552 94578 | 1840017620 |  | IL | 17 | 157 | 4 | A | Mixed-Humid | Randolph |  |  | Castro ValleyCA | RandolphIL
Coon Rapids | Coon Rapids | MN | Minnesota | 27003 | Anoka | 45.1755 | -93.3095 | 62998 | 1075 | polygon | FALSE | TRUE | America/Chicago | 3 | 55433 55448 | 1840006714 |  | IL | 17 | 159 | 4 | A | Mixed-Humid | Richland |  |  | Coon RapidsMN | RichlandIL
Elmira | Elmira | NY | New York | 36015 | Chemung | 42.0938 | -76.8097 | 62989 | 1440 | polygon | FALSE | TRUE | America/New_York | 3 | 14901 14905 14904 14902 | 1840000472 |  | IL | 17 | 161 | 5 | A | Cold | Rock Island |  |  | ElmiraNY | Rock IslandIL
Mankato | Mankato | MN | Minnesota | 27013 | Blue Earth | 44.1712 | -93.9773 | 62889 | 868 | polygon | FALSE | TRUE | America/Chicago | 3 | 56001 56002 | 1840008975 |  | IL | 17 | 165 | 4 | A | Mixed-Humid | Saline |  |  | MankatoMN | SalineIL
Albany | Albany | OR | Oregon | 41043 | Linn | 44.6274 | -123.0966 | 62880 | 1218 | polygon | FALSE | TRUE | America/Los_Angeles | 3 | 97321 97322 | 1840018605 |  | IL | 17 | 167 | 5 | A | Cold | Sangamon |  |  | AlbanyOR | SangamonIL
North Miami | North Miami | FL | Florida | 12086 | Miami-Dade | 25.9007 | -80.1686 | 62822 | 2877 | polygon | FALSE | TRUE | America/New_York | 2 | 33168 33167 33160 33161 33181 33261 | 1840015154 |  | IL | 17 | 169 | 5 | A | Cold | Schuyler |  |  | North MiamiFL | SchuylerIL
Encinitas | Encinitas | CA | California | 6073 | San Diego | 33.049 | -117.2613 | 62709 | 1270 | polygon | FALSE | TRUE | America/Los_Angeles | 3 | 92007 92075 92024 92023 | 1840020619 |  | IL | 17 | 171 | 5 | A | Cold | Scott |  |  | EncinitasCA | ScottIL
Skokie | Skokie | IL | Illinois | 17031 | Cook | 42.0359 | -87.74 | 62700 | 2405 | polygon | FALSE | TRUE | America/Chicago | 2 | 60076 60077 60203 | 1840011321 |  | IL | 17 | 173 | 4 | A | Mixed-Humid | Shelby |  |  | SkokieIL | ShelbyIL
Leander | Leander | TX | Texas | 48491 | Williamson | 30.5728 | -97.8618 | 62608 | 644 | polygon | FALSE | TRUE | America/Chicago | 3 | 78641 78646 | 1840020877 |  | IL | 17 | 163 | 4 | A | Mixed-Humid | St. Clair |  |  | LeanderTX | St. ClairIL
Parkersburg | Parkersburg | WV | West Virginia | 54107 | Wood | 39.2624 | -81.542 | 62566 | 961 | polygon | FALSE | TRUE | America/New_York | 3 | 26104 26101 26103 | 1840005786 |  | IL | 17 | 175 | 5 | A | Cold | Stark |  |  | ParkersburgWV | StarkIL
Waltham | Waltham | MA | Massachusetts | 25017 | Middlesex | 42.3889 | -71.2423 | 62495 | 1893 | polygon | FALSE | TRUE | America/New_York | 3 | 02452 02451 02453 02454 02455 | 1840000428 |  | IL | 17 | 177 | 5 | A | Cold | Stephenson |  |  | WalthamMA | StephensonIL
Port Charlotte | Port Charlotte | FL | Florida | 12015 | Charlotte | 26.9918 | -82.114 | 62327 | 844 | polygon | FALSE | FALSE | America/New_York | 3 | 33954 33952 33948 33980 33949 | 1840014200 |  | IL | 17 | 179 | 5 | A | Cold | Tazewell |  |  | Port CharlotteFL | TazewellIL
Palm Harbor | Palm Harbor | FL | Florida | 12103 | Pinellas | 28.0847 | -82.7481 | 62310 | 1387 | polygon | FALSE | FALSE | America/New_York | 3 | 34684 34681 34683 34660 34682 | 1840014143 |  | IL | 17 | 181 | 4 | A | Mixed-Humid | Union |  |  | Palm HarborFL | UnionIL
San Luis Obispo | San Luis Obispo | CA | California | 6079 | San Luis Obispo | 35.2669 | -120.6691 | 62290 | 1374 | polygon | FALSE | TRUE | America/Los_Angeles | 3 | 93401 93405 93403 93406 | 1840021734 |  | IL | 17 | 183 | 5 | A | Cold | Vermilion |  |  | San Luis ObispoCA | VermilionIL
Sebring | Sebring | FL | Florida | 12055 | Highlands | 27.477 | -81.453 | 62250 | 404 | polygon | FALSE | TRUE | America/New_York | 3 | 33870 33875 33871 | 1840015986 |  | IL | 17 | 185 | 4 | A | Mixed-Humid | Wabash |  |  | SebringFL | WabashIL
Council Bluffs | Council Bluffs | IA | Iowa | 19155 | Pottawattamie | 41.2369 | -95.8517 | 62166 | 559 | polygon | FALSE | TRUE | America/Chicago | 3 | 51503 51501 51502 | 1840007117 |  | IL | 17 | 187 | 5 | A | Cold | Warren |  |  | Council BluffsIA | WarrenIL
Hamilton | Hamilton | OH | Ohio | 39017 | Butler | 39.3938 | -84.5653 | 62082 | 1117 | polygon | FALSE | TRUE | America/New_York | 3 | 45015 45011 45013 | 1840003803 |  | IL | 17 | 189 | 4 | A | Mixed-Humid | Washington |  |  | HamiltonOH | WashingtonIL
Moore | Moore | OK | Oklahoma | 40027 | Cleveland | 35.3293 | -97.4758 | 62055 | 1094 | polygon | FALSE | TRUE | America/Chicago | 3 | 73160 73153 | 1840020449 |  | IL | 17 | 191 | 4 | A | Mixed-Humid | Wayne |  |  | MooreOK | WayneIL
Pico Rivera | Pico Rivera | CA | California | 6037 | Los Angeles | 33.9902 | -118.0888 | 62027 | 2887 | polygon | FALSE | TRUE | America/Los_Angeles | 2 | 90660 90661 90662 | 1840020506 |  | IL | 17 | 193 | 4 | A | Mixed-Humid | White |  |  | Pico RiveraCA | WhiteIL
Casa Grande | Casa Grande | AZ | Arizona | 4021 | Pinal | 32.9068 | -111.7624 | 61966 | 204 | polygon | FALSE | TRUE | America/Phoenix | 3 | 85194 85193 85122 85130 | 1840019364 |  | IL | 17 | 195 | 5 | A | Cold | Whiteside |  |  | Casa GrandeAZ | WhitesideIL
Monessen | Monessen | PA | Pennsylvania | 42129 | Westmoreland | 40.1519 | -79.8828 | 61960 | 967 | polygon | FALSE | TRUE | America/New_York | 3 | 15062 | 1840001146 |  | IL | 17 | 197 | 5 | A | Cold | Will |  |  | MonessenPA | WillIL
Montebello | Montebello | CA | California | 6037 | Los Angeles | 34.0155 | -118.1108 | 61954 | 2870 | polygon | FALSE | TRUE | America/Los_Angeles | 2 | 90640 | 1840020499 |  | IL | 17 | 199 | 4 | A | Mixed-Humid | Williamson |  |  | MontebelloCA | WilliamsonIL
Rome | Rome | GA | Georgia | 13115 | Floyd | 34.2661 | -85.1862 | 61537 | 449 | polygon | FALSE | TRUE | America/New_York | 3 | 30161 30165 30162 | 1840014681 |  | IL | 17 | 201 | 5 | A | Cold | Winnebago |  |  | RomeGA | WinnebagoIL
The Hammocks | The Hammocks | FL | Florida | 12086 | Miami-Dade | 25.67 | -80.4483 | 61516 | 3010 | polygon | FALSE | FALSE | America/New_York | 2 | 33196 33186 | 1840029009 |  | IL | 17 | 203 | 5 | A | Cold | Woodford |  |  | The HammocksFL | WoodfordIL
Millcreek | Millcreek | UT | Utah | 49035 | Salt Lake | 40.6892 | -111.8291 | 61450 | 1859 | polygon | FALSE | TRUE | America/Denver | 3 | 84117 84124 84109 84106 84107 84141 | 1840018744 |  | IN | 18 | 1 | 5 | A | Cold | Adams |  |  | MillcreekUT | AdamsIN
Sanford | Sanford | FL | Florida | 12117 | Seminole | 28.7893 | -81.276 | 61448 | 1015 | polygon | FALSE | TRUE | America/New_York | 3 | 32773 32771 32772 | 1840015958 |  | IN | 18 | 3 | 5 | A | Cold | Allen |  |  | SanfordFL | AllenIN
National City | National City | CA | California | 6073 | San Diego | 32.6654 | -117.0983 | 61394 | 3250 | polygon | FALSE | TRUE | America/Los_Angeles | 2 | 91950 91951 92136 | 1840020622 |  | IN | 18 | 5 | 5 | A | Cold | Bartholomew |  |  | National CityCA | BartholomewIN
MayagÃ¼ez | Mayaguez | PR | Puerto Rico | 72097 | MayagÃ¼ez | 18.2003 | -67.1397 | 61361 | 1129 | polygon | FALSE | FALSE | America/Puerto_Rico | 3 | 00682 00680 00681 | 1630035520 |  | IN | 18 | 7 | 5 | A | Cold | Benton |  |  | MayagÃ¼ezPR | BentonIN
Burnsville | Burnsville | MN | Minnesota | 27037 | Dakota | 44.7648 | -93.2795 | 61339 | 953 | polygon | FALSE | TRUE | America/Chicago | 3 | 55306 55337 | 1840006766 |  | IN | 18 | 9 | 5 | A | Cold | Blackford |  |  | BurnsvilleMN | BlackfordIN
Coconut Creek | Coconut Creek | FL | Florida | 12011 | Broward | 26.2803 | -80.1842 | 61248 | 2117 | polygon | FALSE | TRUE | America/New_York | 2 | 33073 33063 33066 | 1840015132 |  | IN | 18 | 11 | 5 | A | Cold | Boone |  |  | Coconut CreekFL | BooneIN
Morristown | Morristown | TN | Tennessee | 47063 | Hamblen | 36.2046 | -83.3006 | 61171 | 426 | polygon | FALSE | TRUE | America/New_York | 3 | 37813 37814 37815 | 1840014467 |  | IN | 18 | 13 | 4 | A | Mixed-Humid | Brown |  |  | MorristownTN | BrownIN
Reston | Reston | VA | Virginia | 51059 | Fairfax | 38.9497 | -77.3461 | 61147 | 1540 | polygon | FALSE | FALSE | America/New_York | 3 | 20194 20191 20190 20192 20195 22096 | 1840006025 |  | IN | 18 | 15 | 5 | A | Cold | Carroll |  |  | RestonVA | CarrollIN
Lakewood | Lakewood | WA | Washington | 53053 | Pierce | 47.1628 | -122.5299 | 61037 | 1381 | polygon | FALSE | TRUE | America/Los_Angeles | 3 | 98499 98498 98496 98497 | 1840019860 |  | IN | 18 | 17 | 5 | A | Cold | Cass |  |  | LakewoodWA | CassIN
Spring | Spring | TX | Texas | 48201 | Harris | 30.0613 | -95.383 | 60976 | 1047 | polygon | FALSE | FALSE | America/Chicago | 3 | 77373 77383 77387 | 1840019615 |  | IN | 18 | 19 | 4 | A | Mixed-Humid | Clark |  |  | SpringTX | ClarkIN
Gadsden | Gadsden | AL | Alabama | 1055 | Etowah | 34.009 | -86.0156 | 60944 | 362 | polygon | FALSE | TRUE | America/Chicago | 3 | 35901 35903 35904 35902 | 1840006332 |  | IN | 18 | 21 | 5 | A | Cold | Clay |  |  | GadsdenAL | ClayIN
Taylor | Taylor | MI | Michigan | 26163 | Wayne | 42.226 | -83.2688 | 60922 | 996 | polygon | FALSE | TRUE | America/Detroit | 3 | 48180 | 1840003965 |  | IN | 18 | 23 | 5 | A | Cold | Clinton |  |  | TaylorMI | ClintonIN
Novi | Novi | MI | Michigan | 26125 | Oakland | 42.4786 | -83.4893 | 60896 | 777 | polygon | FALSE | TRUE | America/Detroit | 3 | 48377 48375 48374 48167 48376 | 1840002423 |  | IN | 18 | 25 | 4 | A | Mixed-Humid | Crawford |  |  | NoviMI | CrawfordIN
Marietta | Marietta | GA | Georgia | 13067 | Cobb | 33.9533 | -84.5422 | 60867 | 1004 | polygon | FALSE | TRUE | America/New_York | 3 | 30060 30062 30064 30067 30008 30006 30007 30090 | 1840015633 |  | IN | 18 | 27 | 4 | A | Mixed-Humid | Daviess |  |  | MariettaGA | DaviessIN
Hot Springs | Hot Springs | AR | Arkansas | 5051 | Garland | 34.4892 | -93.0501 | 60767 | 400 | polygon | FALSE | TRUE | America/Chicago | 3 | 71901 71913 71902 71914 | 1840014670 |  | IN | 18 | 29 | 4 | A | Mixed-Humid | Dearborn |  |  | Hot SpringsAR | DearbornIN
Woodland | Woodland | CA | California | 6113 | Yolo | 38.6712 | -121.75 | 60598 | 1527 | polygon | FALSE | TRUE | America/Los_Angeles | 3 | 95776 95695 | 1840021485 |  | IN | 18 | 31 | 5 | A | Cold | Decatur |  |  | WoodlandCA | DecaturIN
Fountainebleau | Fountainebleau | FL | Florida | 12086 | Miami-Dade | 25.7723 | -80.3458 | 60547 | 5854 | polygon | FALSE | FALSE | America/New_York | 2 | 33172 33174 33126 33144 | 1840028983 |  | IN | 18 | 33 | 5 | A | Cold | DeKalb |  |  | FountainebleauFL | DeKalbIN
La Habra | La Habra | CA | California | 6059 | Orange | 33.9278 | -117.9513 | 60513 | 3177 | polygon | FALSE | TRUE | America/Los_Angeles | 2 | 90631 90632 90633 | 1840020585 |  | IN | 18 | 35 | 5 | A | Cold | Delaware |  |  | La HabraCA | DelawareIN
Malden | Malden | MA | Massachusetts | 25017 | Middlesex | 42.4305 | -71.0576 | 60470 | 4628 | polygon | FALSE | TRUE | America/New_York | 2 | 2148 | 1840000430 |  | IN | 18 | 37 | 4 | A | Mixed-Humid | Dubois |  |  | MaldenMA | DuboisIN
South Whittier | South Whittier | CA | California | 6037 | Los Angeles | 33.9336 | -118.0311 | 60357 | 4366 | polygon | FALSE | FALSE | America/Los_Angeles | 2 | 90604 90605 | 1840019209 |  | IN | 18 | 39 | 5 | A | Cold | Elkhart |  |  | South WhittierCA | ElkhartIN
Commerce City | Commerce City | CO | Colorado | 8001 | Adams | 39.8642 | -104.8434 | 60336 | 652 | polygon | FALSE | TRUE | America/Denver | 3 | 80640 80022 80037 | 1840018785 |  | IN | 18 | 41 | 5 | A | Cold | Fayette |  |  | Commerce CityCO | FayetteIN
South Hill | South Hill | WA | Washington | 53053 | Pierce | 47.1203 | -122.2848 | 60172 | 1265 | polygon | FALSE | FALSE | America/Los_Angeles | 3 | 98375 98374 98373 | 1840037886 |  | IN | 18 | 43 | 4 | A | Mixed-Humid | Floyd |  |  | South HillWA | FloydIN
Bristol | Bristol | CT | Connecticut | 9003 | Hartford | 41.6812 | -72.9407 | 59947 | 876 | polygon | FALSE | TRUE | America/New_York | 3 | 06010 06011 | 1840004772 |  | IN | 18 | 45 | 5 | A | Cold | Fountain |  |  | BristolCT | FountainIN
Columbus | Columbus | IN | Indiana | 18005 | Bartholomew | 39.2093 | -85.9183 | 59897 | 660 | polygon | FALSE | TRUE | America/Indiana/Indianapolis | 3 | 47201 47203 47202 | 1840013714 |  | IN | 18 | 47 | 5 | A | Cold | Franklin |  |  | ColumbusIN | FranklinIN
West Allis | West Allis | WI | Wisconsin | 55079 | Milwaukee | 43.0068 | -88.0296 | 59890 | 2031 | polygon | FALSE | TRUE | America/Chicago | 2 | 53219 53214 53227 | 1840003034 |  | IN | 18 | 49 | 5 | A | Cold | Fulton |  |  | West AllisWI | FultonIN
Taylorsville | Taylorsville | UT | Utah | 49035 | Salt Lake | 40.657 | -111.9493 | 59805 | 2128 | polygon | FALSE | TRUE | America/Denver | 2 | 84084 84123 84118 84184 | 1840021387 |  | IN | 18 | 51 | 4 | A | Mixed-Humid | Gibson |  |  | TaylorsvilleUT | GibsonIN
Bangor | Bangor | ME | Maine | 23019 | Penobscot | 44.8322 | -68.7906 | 59772 | 363 | polygon | FALSE | TRUE | America/New_York | 3 | 04401 04402 | 1840000238 |  | IN | 18 | 53 | 5 | A | Cold | Grant |  |  | BangorME | GrantIN
Monterey Park | Monterey Park | CA | California | 6037 | Los Angeles | 34.0497 | -118.1326 | 59669 | 3002 | polygon | FALSE | TRUE | America/Los_Angeles | 2 | 91755 91754 91756 | 1840020500 |  | IN | 18 | 55 | 4 | A | Mixed-Humid | Greene |  |  | Monterey ParkCA | GreeneIN
Greenwood | Greenwood | IN | Indiana | 18081 | Johnson | 39.6019 | -86.1073 | 59458 | 822 | polygon | FALSE | TRUE | America/Indiana/Indianapolis | 3 | 46184 46142 46143 | 1840007332 |  | IN | 18 | 57 | 5 | A | Cold | Hamilton |  |  | GreenwoodIN | HamiltonIN
Bartlett | Bartlett | TN | Tennessee | 47157 | Shelby | 35.2337 | -89.8195 | 59440 | 710 | polygon | FALSE | TRUE | America/Chicago | 3 | 38002 38133 38134 38135 38029 | 1840013472 |  | IN | 18 | 59 | 5 | A | Cold | Hancock |  |  | BartlettTN | HancockIN
Bradenton | Bradenton | FL | Florida | 12081 | Manatee | 27.49 | -82.5739 | 59439 | 1596 | polygon | FALSE | TRUE | America/New_York | 3 | 34208 34209 34205 34206 34281 | 1840014173 |  | IN | 18 | 61 | 4 | A | Mixed-Humid | Harrison |  |  | BradentonFL | HarrisonIN
Pontiac | Pontiac | MI | Michigan | 26125 | Oakland | 42.6493 | -83.2878 | 59438 | 1154 | polygon | FALSE | TRUE | America/Detroit | 3 | 48342 48340 48341 48343 | 1840002427 |  | IN | 18 | 63 | 5 | A | Cold | Hendricks |  |  | PontiacMI | HendricksIN
Staunton | Staunton | VA | Virginia | 51790 | Staunton | 38.1593 | -79.0611 | 59433 | 483 | polygon | FALSE | TRUE | America/New_York | 3 | 24401 24402 | 1840001670 |  | IN | 18 | 65 | 5 | A | Cold | Henry |  |  | StauntonVA | HenryIN
Meriden | Meriden | CT | Connecticut | 9009 | New Haven | 41.5367 | -72.7944 | 59395 | 963 | polygon | FALSE | TRUE | America/New_York | 3 | 06451 06450 | 1840004848 |  | IN | 18 | 67 | 5 | A | Cold | Howard |  |  | MeridenCT | HowardIN
Gardena | Gardena | CA | California | 6037 | Los Angeles | 33.8944 | -118.3073 | 59329 | 3929 | polygon | FALSE | TRUE | America/Los_Angeles | 2 | 90247 90249 | 1840020482 |  | IN | 18 | 69 | 5 | A | Cold | Huntington |  |  | GardenaCA | HuntingtonIN
Apex | Apex | NC | North Carolina | 37183 | Wake | 35.7239 | -78.8728 | 59300 | 1100 | polygon | FALSE | TRUE | America/New_York | 3 | 27502 27523 27539 | 1840015355 |  | IN | 18 | 71 | 4 | A | Mixed-Humid | Jackson |  |  | ApexNC | JacksonIN
Royal Oak | Royal Oak | MI | Michigan | 26125 | Oakland | 42.5084 | -83.1539 | 59277 | 1940 | polygon | FALSE | TRUE | America/Detroit | 3 | 48067 48073 48068 | 1840002430 |  | IN | 18 | 73 | 5 | A | Cold | Jasper |  |  | Royal OakMI | JasperIN
Cupertino | Cupertino | CA | California | 6085 | Santa Clara | 37.3168 | -122.0465 | 59276 | 2023 | polygon | FALSE | TRUE | America/Los_Angeles | 2 | 95014 95015 95108 95170 | 1840018950 |  | IN | 18 | 75 | 5 | A | Cold | Jay |  |  | CupertinoCA | JayIN
La Mesa | La Mesa | CA | California | 6073 | San Diego | 32.7703 | -117.0204 | 59249 | 2515 | polygon | FALSE | TRUE | America/Los_Angeles | 2 | 91941 91942 91943 91944 | 1840020625 |  | IN | 18 | 77 | 4 | A | Mixed-Humid | Jefferson |  |  | La MesaCA | JeffersonIN
Benton Harbor | Benton Harbor | MI | Michigan | 26021 | Berrien | 42.1159 | -86.4488 | 59216 | 858 | polygon | FALSE | TRUE | America/Detroit | 3 | 49022 49023 | 1840003215 |  | IN | 18 | 79 | 4 | A | Mixed-Humid | Jennings |  |  | Benton HarborMI | JenningsIN
St. Clair Shores | St. Clair Shores | MI | Michigan | 26099 | Macomb | 42.4921 | -82.8957 | 58984 | 1949 | polygon | FALSE | TRUE | America/Detroit | 3 | 48081 48080 48082 48090 | 1840003093 |  | IN | 18 | 81 | 5 | A | Cold | Johnson |  |  | St. Clair ShoresMI | JohnsonIN
Des Plaines | Des Plaines | IL | Illinois | 17031 | Cook | 42.0345 | -87.9009 | 58899 | 1598 | polygon | FALSE | TRUE | America/Chicago | 3 | 60018 60016 60017 60019 | 1840007032 |  | IN | 18 | 83 | 4 | A | Mixed-Humid | Knox |  |  | Des PlainesIL | KnoxIN
Lewiston | Lewiston | ME | Maine | 23001 | Androscoggin | 44.0915 | -70.1681 | 58802 | 409 | polygon | FALSE | TRUE | America/New_York | 3 | 04240 04241 04243 | 1840000320 |  | IN | 18 | 85 | 5 | A | Cold | Kosciusko |  |  | LewistonME | KosciuskoIN
Margate | Margate | FL | Florida | 12011 | Broward | 26.2466 | -80.2119 | 58796 | 2591 | polygon | FALSE | TRUE | America/New_York | 2 | 33063 33068 33093 | 1840015999 |  | IN | 18 | 87 | 5 | A | Cold | LaGrange |  |  | MargateFL | LaGrangeIN
Midland | Midland | MI | Michigan | 26111 | Midland | 43.6241 | -84.2319 | 58787 | 468 | polygon | FALSE | TRUE | America/Detroit | 3 | 48642 48640 48667 48670 48686 | 1840002660 |  | IN | 18 | 89 | 5 | A | Cold | Lake |  |  | MidlandMI | LakeIN
Carson City | Carson City | NV | Nevada | 32510 | Carson City | 39.1512 | -119.7474 | 58756 | 149 | polygon | FALSE | TRUE | America/Los_Angeles | 2 | 89701 89703 89702 89705 89706 89711 89712 89713 89714 | 1840003826 |  | IN | 18 | 91 | 5 | A | Cold | LaPorte |  |  | Carson CityNV | LaPorteIN
Bowie | Bowie | MD | Maryland | 24033 | Prince George's | 38.9569 | -76.7409 | 58643 | 1144 | polygon | FALSE | TRUE | America/New_York | 3 | 20720 20721 20716 20715 20717 20718 20719 | 1840005970 |  | IN | 18 | 93 | 4 | A | Mixed-Humid | Lawrence |  |  | BowieMD | LawrenceIN
Middletown | Middletown | NY | New York | 36071 | Orange | 41.4459 | -74.4236 | 58592 | 2048 | polygon | FALSE | TRUE | America/New_York | 2 | 10940 | 1840000585 |  | IN | 18 | 95 | 5 | A | Cold | Madison |  |  | MiddletownNY | MadisonIN
Caldwell | Caldwell | ID | Idaho | 16027 | Canyon | 43.6453 | -116.6591 | 58481 | 998 | polygon | FALSE | TRUE | America/Boise | 3 | 83607 83605 | 1840018641 |  | IN | 18 | 97 | 5 | A | Cold | Marion |  |  | CaldwellID | MarionIN
San Rafael | San Rafael | CA | California | 6041 | Marin | 37.9905 | -122.5222 | 58440 | 1361 | polygon | FALSE | TRUE | America/Los_Angeles | 3 | 94901 94903 94915 | 1840021513 |  | IN | 18 | 99 | 5 | A | Cold | Marshall |  |  | San RafaelCA | MarshallIN
Richland | Richland | WA | Washington | 53005 | Benton | 46.2824 | -119.2938 | 58225 | 573 | polygon | FALSE | TRUE | America/Los_Angeles | 3 | 99352 99354 | 1840019889 |  | IN | 18 | 101 | 4 | A | Mixed-Humid | Martin |  |  | RichlandWA | MartinIN
St. Peters | St. Peters | MO | Missouri | 29183 | St. Charles | 38.7824 | -90.6061 | 58212 | 1003 | polygon | FALSE | TRUE | America/Chicago | 3 | 63376 | 1840009721 |  | IN | 18 | 103 | 5 | A | Cold | Miami |  |  | St. PetersMO | MiamiIN
Wesley Chapel | Wesley Chapel | FL | Florida | 12101 | Pasco | 28.2106 | -82.3238 | 58208 | 511 | polygon | FALSE | FALSE | America/New_York | 3 | 33543 33545 33559 33544 | 1840014118 |  | IN | 18 | 105 | 4 | A | Mixed-Humid | Monroe |  |  | Wesley ChapelFL | MonroeIN
Hendersonville | Hendersonville | TN | Tennessee | 47165 | Sumner | 36.3063 | -86.5998 | 58113 | 714 | polygon | FALSE | TRUE | America/Chicago | 3 | 37075 37077 | 1840014419 |  | IN | 18 | 107 | 5 | A | Cold | Montgomery |  |  | HendersonvilleTN | MontgomeryIN
White Plains | White Plains | NY | New York | 36119 | Westchester | 41.022 | -73.7549 | 58109 | 2291 | polygon | FALSE | TRUE | America/New_York | 2 | 10603 10601 10604 10605 10606 10602 | 1840003477 |  | IN | 18 | 109 | 5 | A | Cold | Morgan |  |  | White PlainsNY | MorganIN
Huntersville | Huntersville | NC | North Carolina | 37119 | Mecklenburg | 35.4058 | -80.8727 | 58098 | 550 | polygon | FALSE | TRUE | America/New_York | 3 | 28078 28070 | 1840016349 |  | IN | 18 | 111 | 5 | A | Cold | Newton |  |  | HuntersvilleNC | NewtonIN
Santee | Santee | CA | California | 6073 | San Diego | 32.8554 | -116.9851 | 58081 | 1355 | polygon | FALSE | TRUE | America/Los_Angeles | 3 | 92071 | 1840021992 |  | IN | 18 | 113 | 5 | A | Cold | Noble |  |  | SanteeCA | NobleIN
Jefferson City | Jefferson City | MO | Missouri | 29051 | Cole | 38.5676 | -92.1759 | 58025 | 457 | polygon | FALSE | TRUE | America/Chicago | 2 | 65101 65109 65102 65103 65104 65105 65106 65107 65108 65110 65111 | 1840008615 |  | IN | 18 | 115 | 4 | A | Mixed-Humid | Ohio |  |  | Jefferson CityMO | OhioIN
Beckley | Beckley | WV | West Virginia | 54081 | Raleigh | 37.7878 | -81.1841 | 57942 | 647 | polygon | FALSE | TRUE | America/New_York | 3 | 25801 | 1840006350 |  | IN | 18 | 117 | 4 | A | Mixed-Humid | Orange |  |  | BeckleyWV | OrangeIN
Arcadia | Arcadia | CA | California | 6037 | Los Angeles | 34.1342 | -118.0373 | 57939 | 2047 | polygon | FALSE | TRUE | America/Los_Angeles | 2 | 91007 91006 91066 91077 | 1840019223 |  | IN | 18 | 119 | 5 | A | Cold | Owen |  |  | ArcadiaCA | OwenIN
Titusville | Titusville | FL | Florida | 12009 | Brevard | 28.5727 | -80.8193 | 57891 | 615 | polygon | FALSE | TRUE | America/New_York | 3 | 32796 32780 32781 | 1840015962 |  | IN | 18 | 121 | 5 | A | Cold | Parke |  |  | TitusvilleFL | ParkeIN
Cartersville | Cartersville | GA | Georgia | 13015 | Bartow | 34.1639 | -84.8007 | 57873 | 289 | polygon | FALSE | TRUE | America/New_York | 3 | 30121 30120 | 1840014701 |  | IN | 18 | 123 | 4 | A | Mixed-Humid | Perry |  |  | CartersvilleGA | PerryIN
Walla Walla | Walla Walla | WA | Washington | 53071 | Walla Walla | 46.067 | -118.3366 | 57860 | 926 | polygon | FALSE | TRUE | America/Los_Angeles | 3 | 99362 | 1840021174 |  | IN | 18 | 125 | 4 | A | Mixed-Humid | Pike |  |  | Walla WallaWA | PikeIN
Orland Park | Orland Park | IL | Illinois | 17031 | Cook | 41.6074 | -87.8619 | 57857 | 1014 | polygon | FALSE | TRUE | America/Chicago | 3 | 60467 60462 | 1840011310 |  | IN | 18 | 127 | 5 | A | Cold | Porter |  |  | Orland ParkIL | PorterIN
Towson | Towson | MD | Maryland | 24005 | Baltimore | 39.3944 | -76.619 | 57817 | 1577 | polygon | FALSE | FALSE | America/New_York | 3 | 21210 21212 21239 21252 21209 21204 21286 21139 21284 21285 | 1840005695 |  | IN | 18 | 129 | 4 | A | Mixed-Humid | Posey |  |  | TowsonMD | PoseyIN
Weymouth | Weymouth | MA | Massachusetts | 25021 | Norfolk | 42.1984 | -70.9466 | 57746 | 1329 | polygon | FALSE | TRUE | America/New_York | 3 | 02191 02190 02188 02189 | 1840132442 |  | IN | 18 | 131 | 5 | A | Cold | Pulaski |  |  | WeymouthMA | PulaskiIN
Parker | Parker | CO | Colorado | 8035 | Douglas | 39.5084 | -104.7753 | 57706 | 1003 | polygon | FALSE | TRUE | America/Denver | 3 | 80138 80134 | 1840022454 |  | IN | 18 | 133 | 5 | A | Cold | Putnam |  |  | ParkerCO | PutnamIN
Palm Beach Gardens | Palm Beach Gardens | FL | Florida | 12099 | Palm Beach | 26.8466 | -80.1679 | 57704 | 379 | polygon | FALSE | TRUE | America/New_York | 3 | 33418 33410 33412 33403 | 1840015125 |  | IN | 18 | 135 | 5 | A | Cold | Randolph |  |  | Palm Beach GardensFL | RandolphIN
Bozeman | Bozeman | MT | Montana | 30031 | Gallatin | 45.6832 | -111.0552 | 57695 | 945 | polygon | FALSE | TRUE | America/Denver | 3 | 59718 59715 59719 | 1840018509 |  | IN | 18 | 137 | 4 | A | Mixed-Humid | Ripley |  |  | BozemanMT | RipleyIN
East Stroudsburg | East Stroudsburg | PA | Pennsylvania | 42089 | Monroe | 41.0023 | -75.1779 | 57577 | 1416 | polygon | FALSE | TRUE | America/New_York | 3 | 18301 | 1840003507 |  | IN | 18 | 139 | 5 | A | Cold | Rush |  |  | East StroudsburgPA | RushIN
Huntington Park | Huntington Park | CA | California | 6037 | Los Angeles | 33.98 | -118.2167 | 57509 | 7370 | polygon | FALSE | TRUE | America/Los_Angeles | 2 | 90255 | 1840019235 |  | IN | 18 | 143 | 4 | A | Mixed-Humid | Scott |  |  | Huntington ParkCA | ScottIN
Taunton | Taunton | MA | Massachusetts | 25005 | Bristol | 41.9036 | -71.0943 | 57464 | 475 | polygon | FALSE | TRUE | America/New_York | 3 | 02780 02767 02718 | 1840003220 |  | IN | 18 | 145 | 5 | A | Cold | Shelby |  |  | TauntonMA | ShelbyIN
Midwest City | Midwest City | OK | Oklahoma | 40109 | Oklahoma | 35.463 | -97.3709 | 57407 | 907 | polygon | FALSE | TRUE | America/Chicago | 3 | 73110 73141 73130 73140 73196 | 1840020425 |  | IN | 18 | 147 | 4 | A | Mixed-Humid | Spencer |  |  | Midwest CityOK | SpencerIN
Medford | Medford | MA | Massachusetts | 25017 | Middlesex | 42.4234 | -71.1087 | 57341 | 2733 | polygon | FALSE | TRUE | America/New_York | 2 | 02155 02153 02156 | 1840000431 |  | IN | 18 | 141 | 5 | A | Cold | St. Joseph |  |  | MedfordMA | St. JosephIN
Goldsboro | Goldsboro | NC | North Carolina | 37191 | Wayne | 35.3778 | -77.972 | 57278 | 462 | polygon | FALSE | TRUE | America/New_York | 3 | 27534 27530 27531 27532 27533 | 1840013432 |  | IN | 18 | 149 | 5 | A | Cold | Starke |  |  | GoldsboroNC | StarkeIN
Euless | Euless | TX | Texas | 48439 | Tarrant | 32.8508 | -97.0799 | 57197 | 1368 | polygon | FALSE | TRUE | America/Chicago | 3 | 76040 76051 76039 | 1840020693 |  | IN | 18 | 151 | 5 | A | Cold | Steuben |  |  | EulessTX | SteubenIN
Manhattan | Manhattan | KS | Kansas | 20161 | Riley | 39.1886 | -96.6046 | 57046 | 1062 | polygon | FALSE | TRUE | America/Chicago | 3 | 66506 66502 66503 66505 | 1840001589 |  | IN | 18 | 153 | 4 | A | Mixed-Humid | Sullivan |  |  | ManhattanKS | SullivanIN
Shoreline | Shoreline | WA | Washington | 53033 | King | 47.7564 | -122.3426 | 57027 | 1892 | polygon | FALSE | TRUE | America/Los_Angeles | 3 | 98155 98177 98133 98160 | 1840021118 |  | IN | 18 | 155 | 4 | A | Mixed-Humid | Switzerland |  |  | ShorelineWA | SwitzerlandIN
Lake Havasu City | Lake Havasu City | AZ | Arizona | 4015 | Mohave | 34.5006 | -114.3113 | 56820 | 465 | polygon | FALSE | TRUE | America/Los_Angeles | 3 | 86403 86406 86404 86405 | 1840021044 |  | IN | 18 | 157 | 5 | A | Cold | Tippecanoe |  |  | Lake Havasu CityAZ | TippecanoeIN
Smyrna | Smyrna | GA | Georgia | 13067 | Cobb | 33.8633 | -84.5168 | 56666 | 1406 | polygon | FALSE | TRUE | America/New_York | 3 | 30126 30082 30080 30081 | 1840015634 |  | IN | 18 | 159 | 5 | A | Cold | Tipton |  |  | SmyrnaGA | TiptonIN
Cape Girardeau | Cape Girardeau | MO | Missouri | 29031 | Cape Girardeau | 37.3108 | -89.5597 | 56551 | 538 | polygon | FALSE | TRUE | America/Chicago | 3 | 63703 63701 | 1840007598 |  | IN | 18 | 161 | 5 | A | Cold | Union |  |  | Cape GirardeauMO | UnionIN
Tamiami | Tamiami | FL | Florida | 12086 | Miami-Dade | 25.7556 | -80.4016 | 56225 | 3080 | polygon | FALSE | FALSE | America/New_York | 2 | 33175 33182 33184 33265 | 1840029085 |  | IN | 18 | 163 | 4 | A | Mixed-Humid | Vanderburgh |  |  | TamiamiFL | VanderburghIN
Kendale Lakes | Kendale Lakes | FL | Florida | 12086 | Miami-Dade | 25.7081 | -80.4078 | 56182 | 2686 | polygon | FALSE | FALSE | America/New_York | 2 | 33175 33183 | 1840029045 |  | IN | 18 | 165 | 5 | A | Cold | Vermillion |  |  | Kendale LakesFL | VermillionIN
Grants Pass | Grants Pass | OR | Oregon | 41033 | Josephine | 42.4333 | -123.3317 | 55837 | 1279 | polygon | FALSE | TRUE | America/Los_Angeles | 3 | 97526 97527 97528 | 1840020087 |  | IN | 18 | 167 | 5 | A | Cold | Vigo |  |  | Grants PassOR | VigoIN
Blue Springs | Blue Springs | MO | Missouri | 29095 | Jackson | 39.0124 | -94.2721 | 55829 | 961 | polygon | FALSE | TRUE | America/Chicago | 3 | 64014 64015 64013 | 1840007396 |  | IN | 18 | 169 | 5 | A | Cold | Wabash |  |  | Blue SpringsMO | WabashIN
Southaven | Southaven | MS | Mississippi | 28033 | DeSoto | 34.9514 | -89.9787 | 55780 | 521 | polygon | FALSE | TRUE | America/Chicago | 3 | 38651 38671 38672 | 1840015519 |  | IN | 18 | 171 | 5 | A | Cold | Warren |  |  | SouthavenMS | WarrenIN
Tinley Park | Tinley Park | IL | Illinois | 17031 | Cook | 41.567 | -87.805 | 55773 | 1336 | polygon | FALSE | TRUE | America/Chicago | 3 | 60487 60477 | 1840011331 |  | IN | 18 | 173 | 4 | A | Mixed-Humid | Warrick |  |  | Tinley ParkIL | WarrickIN
Diamond Bar | Diamond Bar | CA | California | 6037 | Los Angeles | 33.9991 | -117.8161 | 55720 | 1446 | polygon | FALSE | TRUE | America/Los_Angeles | 3 | 91789 91765 | 1840019244 |  | IN | 18 | 175 | 4 | A | Mixed-Humid | Washington |  |  | Diamond BarCA | WashingtonIN
Pittsfield | Pittsfield | MA | Massachusetts | 25003 | Berkshire | 42.4517 | -73.2605 | 55697 | 402 | polygon | FALSE | TRUE | America/New_York | 3 | 01201 01202 01203 | 1840003116 |  | IN | 18 | 177 | 5 | A | Cold | Wayne |  |  | PittsfieldMA | WayneIN
Eagle Pass | Eagle Pass | TX | Texas | 48323 | Maverick | 28.7125 | -100.484 | 55686 | 1216 | polygon | FALSE | TRUE | America/Matamoros | 3 | 78852 | 1840019690 |  | IN | 18 | 179 | 5 | A | Cold | Wells |  |  | Eagle PassTX | WellsIN
New Brunswick | New Brunswick | NJ | New Jersey | 34023 | Middlesex | 40.487 | -74.445 | 55676 | 4108 | polygon | FALSE | TRUE | America/New_York | 2 | 08901 08875 08906 08933 | 1840001339 |  | IN | 18 | 181 | 5 | A | Cold | White |  |  | New BrunswickNJ | WhiteIN
Lenexa | Lenexa | KS | Kansas | 20091 | Johnson | 38.9609 | -94.8018 | 55625 | 630 | polygon | FALSE | TRUE | America/Chicago | 3 | 66214 66215 66216 66217 66219 66227 66220 66250 | 1840001639 |  | IN | 18 | 183 | 5 | A | Cold | Whitley |  |  | LenexaKS | WhitleyIN
Hazleton | Hazleton | PA | Pennsylvania | 42079 | Luzerne | 40.9504 | -75.9724 | 55604 | 1592 | polygon | FALSE | TRUE | America/New_York | 3 | 18201 | 1840000753 |  | KS | 20 | 1 | 4 | A | Mixed-Humid | Allen |  |  | HazletonPA | AllenKS
Twin Falls | Twin Falls | ID | Idaho | 16083 | Twin Falls | 42.5645 | -114.4615 | 55556 | 1008 | polygon | FALSE | TRUE | America/Boise | 3 | 83301 83303 | 1840021301 |  | KS | 20 | 3 | 4 | A | Mixed-Humid | Anderson |  |  | Twin FallsID | AndersonKS
Brookhaven | Brookhaven | GA | Georgia | 13089 | DeKalb | 33.8744 | -84.3314 | 55554 | 1847 | polygon | FALSE | TRUE | America/New_York | 3 | 30329 30319 31119 | 1840029224 |  | KS | 20 | 5 | 4 | A | Mixed-Humid | Atchison |  |  | BrookhavenGA | AtchisonKS
Novato | Novato | CA | California | 6041 | Marin | 38.092 | -122.5576 | 55516 | 780 | polygon | FALSE | TRUE | America/Los_Angeles | 3 | 94949 94945 94947 94998 | 1840020260 |  | KS | 20 | 7 | 4 | A | Mixed-Humid | Barber |  |  | NovatoCA | BarberKS
Tigard | Tigard | OR | Oregon | 41067 | Washington | 45.4237 | -122.7845 | 55514 | 1680 | polygon | FALSE | TRUE | America/Los_Angeles | 3 | 97224 97223 97281 | 1840021206 |  | KS | 20 | 9 | 4 | A | Mixed-Humid | Barton |  |  | TigardOR | BartonKS
Highland | Highland | CA | California | 6071 | San Bernardino | 34.1113 | -117.1654 | 55417 | 1141 | polygon | FALSE | TRUE | America/Los_Angeles | 3 | 92359 92410 92346 | 1840020405 |  | KS | 20 | 11 | 4 | A | Mixed-Humid | Bourbon |  |  | HighlandCA | BourbonKS
Fountain Valley | Fountain Valley | CA | California | 6059 | Orange | 33.7105 | -117.9514 | 55357 | 2356 | polygon | FALSE | TRUE | America/Los_Angeles | 2 | 92708 92728 | 1840020575 |  | KS | 20 | 13 | 4 | A | Mixed-Humid | Brown |  |  | Fountain ValleyCA | BrownKS
Dearborn Heights | Dearborn Heights | MI | Michigan | 26163 | Wayne | 42.3164 | -83.2769 | 55353 | 1820 | polygon | FALSE | TRUE | America/Detroit | 3 | 48127 48125 | 1840003970 |  | KS | 20 | 15 | 4 | A | Mixed-Humid | Butler |  |  | Dearborn HeightsMI | ButlerKS
Grapevine | Grapevine | TX | Texas | 48439 | Tarrant | 32.9343 | -97.0744 | 55281 | 667 | polygon | FALSE | TRUE | America/Chicago | 3 | 76051 76099 | 1840020697 |  | KS | 20 | 17 | 4 | A | Mixed-Humid | Chase |  |  | GrapevineTX | ChaseKS
Fond du Lac | Fond du Lac | WI | Wisconsin | 55039 | Fond du Lac | 43.7718 | -88.4396 | 55209 | 869 | polygon | FALSE | TRUE | America/Chicago | 3 | 54937 54935 54936 | 1840002603 |  | KS | 20 | 19 | 4 | A | Mixed-Humid | Chautauqua |  |  | Fond du LacWI | ChautauquaKS
Hacienda Heights | Hacienda Heights | CA | California | 6037 | Los Angeles | 33.997 | -117.9728 | 55188 | 1906 | polygon | FALSE | FALSE | America/Los_Angeles | 3 | 91745 91716 | 1840017921 |  | KS | 20 | 21 | 4 | A | Mixed-Humid | Cherokee |  |  | Hacienda HeightsCA | CherokeeKS
Ithaca | Ithaca | NY | New York | 36109 | Tompkins | 42.4442 | -76.5032 | 55137 | 2209 | polygon | FALSE | TRUE | America/New_York | 2 | 14853 14850 14851 | 1840000442 |  | KS | 20 | 23 | 5 | A | Cold | Cheyenne |  |  | IthacaNY | CheyenneKS
Apple Valley | Apple Valley | MN | Minnesota | 27037 | Dakota | 44.7457 | -93.2006 | 55135 | 1254 | polygon | FALSE | TRUE | America/Chicago | 3 | 55124 | 1840006768 |  | KS | 20 | 25 | 4 | A | Mixed-Humid | Clark |  |  | Apple ValleyMN | ClarkKS
Chicopee | Chicopee | MA | Massachusetts | 25013 | Hampden | 42.1764 | -72.5719 | 55126 | 929 | polygon | FALSE | TRUE | America/New_York | 3 | 01020 01022 01013 01014 01021 | 1840000462 |  | KS | 20 | 27 | 4 | A | Mixed-Humid | Clay |  |  | ChicopeeMA | ClayKS
Oak Lawn | Oak Lawn | IL | Illinois | 17031 | Cook | 41.7139 | -87.7528 | 55022 | 2478 | polygon | FALSE | TRUE | America/Chicago | 2 | 60453 | 1840011306 |  | KS | 20 | 29 | 5 | A | Cold | Cloud |  |  | Oak LawnIL | CloudKS
Cathedral City | Cathedral City | CA | California | 6065 | Riverside | 33.8363 | -116.4642 | 55007 | 944 | polygon | FALSE | TRUE | America/Los_Angeles | 3 | 92241 92234 92235 | 1840019293 |  | KS | 20 | 31 | 4 | A | Mixed-Humid | Coffey |  |  | Cathedral CityCA | CoffeyKS
Delano | Delano | CA | California | 6029 | Kern | 35.767 | -119.2637 | 54917 | 1448 | polygon | FALSE | TRUE | America/Los_Angeles | 3 | 93215 | 1840019151 |  | KS | 20 | 33 | 4 | A | Mixed-Humid | Comanche |  |  | DelanoCA | ComancheKS
Bentonville | Bentonville | AR | Arkansas | 5007 | Benton | 36.3546 | -94.2306 | 54909 | 627 | polygon | FALSE | TRUE | America/Chicago | 3 | 72712 72713 | 1840013319 |  | KS | 20 | 35 | 4 | A | Mixed-Humid | Cowley |  |  | BentonvilleAR | CowleyKS
Stonecrest | Stonecrest | GA | Georgia | 13089 | DeKalb | 33.6842 | -84.1372 | 54903 | 566 | polygon | FALSE | TRUE | America/New_York | 3 | 30035 30038 30058 | 1840029466 |  | KS | 20 | 37 | 4 | A | Mixed-Humid | Crawford |  |  | StonecrestGA | CrawfordKS
Kettering | Kettering | OH | Ohio | 39113 | Montgomery | 39.6957 | -84.1495 | 54855 | 1133 | polygon | FALSE | TRUE | America/New_York | 3 | 45440 45409 45429 45420 45419 45469 45479 | 1840003783 |  | KS | 20 | 39 | 5 | A | Cold | Decatur |  |  | KetteringOH | DecaturKS
Colton | Colton | CA | California | 6071 | San Bernardino | 34.0538 | -117.3254 | 54824 | 1362 | polygon | FALSE | TRUE | America/Los_Angeles | 3 | 92324 | 1840019120 |  | KS | 20 | 41 | 4 | A | Mixed-Humid | Dickinson |  |  | ColtonCA | DickinsonKS
Kingston | Kingston | NY | New York | 36111 | Ulster | 41.9295 | -73.9968 | 54791 | 1176 | polygon | FALSE | TRUE | America/New_York | 3 | 12401 12402 | 1840000493 |  | KS | 20 | 43 | 4 | A | Mixed-Humid | Doniphan |  |  | KingstonNY | DoniphanKS
West Haven | West Haven | CT | Connecticut | 9009 | New Haven | 41.2739 | -72.9672 | 54620 | 1961 | polygon | FALSE | TRUE | America/New_York | 3 | 06516 06504 | 1840004852 |  | KS | 20 | 45 | 4 | A | Mixed-Humid | Douglas |  |  | West HavenCT | DouglasKS
St. Cloud | St. Cloud | FL | Florida | 12097 | Osceola | 28.2294 | -81.2829 | 54579 | 1038 | polygon | FALSE | TRUE | America/New_York | 3 | 34769 34771 34772 | 1840015971 |  | KS | 20 | 47 | 4 | A | Mixed-Humid | Edwards |  |  | St. CloudFL | EdwardsKS
Normal | Normal | IL | Illinois | 17113 | McLean | 40.5218 | -88.9881 | 54469 | 1149 | polygon | FALSE | TRUE | America/Chicago | 3 | 61761 61790 | 1840009401 |  | KS | 20 | 49 | 4 | A | Mixed-Humid | Elk |  |  | NormalIL | ElkKS
Berwyn | Berwyn | IL | Illinois | 17031 | Cook | 41.8433 | -87.7909 | 54391 | 5378 | polygon | FALSE | TRUE | America/Chicago | 2 | 60402 | 1840007027 |  | KS | 20 | 51 | 5 | A | Cold | Ellis |  |  | BerwynIL | EllisKS
Milford | Milford | CT | Connecticut | 9009 | New Haven | 41.2256 | -73.0616 | 54328 | 945 | polygon | FALSE | TRUE | America/New_York | 3 | 06461 06460 | 1840028594 |  | KS | 20 | 53 | 4 | A | Mixed-Humid | Ellsworth |  |  | MilfordCT | EllsworthKS
Aloha | Aloha | OR | Oregon | 41067 | Washington | 45.492 | -122.8726 | 54287 | 2851 | polygon | FALSE | FALSE | America/Los_Angeles | 2 | 97007 97006 97003 97078 | 1840017414 |  | KS | 20 | 55 | 4 | A | Mixed-Humid | Finney |  |  | AlohaOR | FinneyKS
Arroyo Grande | Arroyo Grande | CA | California | 6079 | San Luis Obispo | 35.1241 | -120.5845 | 54177 | 1168 | polygon | FALSE | TRUE | America/Los_Angeles | 3 | 93420 93421 | 1840019125 |  | KS | 20 | 57 | 4 | A | Mixed-Humid | Ford |  |  | Arroyo GrandeCA | FordKS
Minnetonka | Minnetonka | MN | Minnesota | 27053 | Hennepin | 44.9322 | -93.4598 | 54064 | 775 | polygon | FALSE | TRUE | America/Chicago | 3 | 55305 55345 55343 55391 | 1840007831 |  | KS | 20 | 59 | 4 | A | Mixed-Humid | Franklin |  |  | MinnetonkaMN | FranklinKS
Rosemead | Rosemead | CA | California | 6037 | Los Angeles | 34.0689 | -118.0823 | 54058 | 4043 | polygon | FALSE | TRUE | America/Los_Angeles | 2 | 91770 91771 91772 | 1840020495 |  | KS | 20 | 61 | 4 | A | Mixed-Humid | Geary |  |  | RosemeadCA | GearyKS
Paramount | Paramount | CA | California | 6037 | Los Angeles | 33.8976 | -118.1652 | 53955 | 4405 | polygon | FALSE | TRUE | America/Los_Angeles | 2 | 90723 | 1840020504 |  | KS | 20 | 63 | 5 | A | Cold | Gove |  |  | ParamountCA | GoveKS
Yucaipa | Yucaipa | CA | California | 6071 | San Bernardino | 34.0336 | -117.0429 | 53921 | 735 | polygon | FALSE | TRUE | America/Los_Angeles | 3 | 92399 | 1840021732 |  | KS | 20 | 65 | 5 | A | Cold | Graham |  |  | YucaipaCA | GrahamKS
Brunswick | Brunswick | GA | Georgia | 13127 | Glynn | 31.145 | -81.474 | 53914 | 367 | polygon | FALSE | TRUE | America/New_York | 3 | 31520 31521 | 1840013875 |  | KS | 20 | 67 | 4 | A | Mixed-Humid | Grant |  |  | BrunswickGA | GrantKS
Williamsport | Williamsport | PA | Pennsylvania | 42081 | Lycoming | 41.2398 | -77.0371 | 53861 | 1246 | polygon | FALSE | TRUE | America/New_York | 3 | 17701 17703 17705 17720 | 1840000637 |  | KS | 20 | 69 | 4 | A | Mixed-Humid | Gray |  |  | WilliamsportPA | GrayKS
Elyria | Elyria | OH | Ohio | 39093 | Lorain | 41.3761 | -82.1063 | 53757 | 1009 | polygon | FALSE | TRUE | America/New_York | 3 | 44035 44036 | 1840000643 |  | KS | 20 | 71 | 5 | A | Cold | Greeley |  |  | ElyriaOH | GreeleyKS
Leesburg | Leesburg | VA | Virginia | 51107 | Loudoun | 39.1058 | -77.5544 | 53727 | 1673 | polygon | FALSE | TRUE | America/New_York | 3 | 20176 20175 20177 20178 | 1840005872 |  | KS | 20 | 73 | 4 | A | Mixed-Humid | Greenwood |  |  | LeesburgVA | GreenwoodKS
Mount Prospect | Mount Prospect | IL | Illinois | 17031 | Cook | 42.0641 | -87.9375 | 53719 | 1934 | polygon | FALSE | TRUE | America/Chicago | 3 | 60056 | 1840011300 |  | KS | 20 | 75 | 5 | A | Cold | Hamilton |  |  | Mount ProspectIL | HamiltonKS
Pinellas Park | Pinellas Park | FL | Florida | 12103 | Pinellas | 27.8589 | -82.7078 | 53637 | 1289 | polygon | FALSE | TRUE | America/New_York | 3 | 33781 33782 33762 33760 33773 33780 | 1840015112 |  | KS | 20 | 77 | 4 | A | Mixed-Humid | Harper |  |  | Pinellas ParkFL | HarperKS
Bellevue | Bellevue | NE | Nebraska | 31153 | Sarpy | 41.1535 | -95.9357 | 53544 | 1247 | polygon | FALSE | TRUE | America/Chicago | 3 | 68123 68147 68005 68157 | 1840007142 |  | KS | 20 | 79 | 4 | A | Mixed-Humid | Harvey |  |  | BellevueNE | HarveyKS
West Sacramento | West Sacramento | CA | California | 6113 | Yolo | 38.5557 | -121.5504 | 53519 | 962 | polygon | FALSE | TRUE | America/Los_Angeles | 3 | 95605 95691 95798 95799 95899 | 1840021483 |  | KS | 20 | 81 | 4 | A | Mixed-Humid | Haskell |  |  | West SacramentoCA | HaskellKS
Apopka | Apopka | FL | Florida | 12095 | Orange | 28.7014 | -81.5304 | 53447 | 613 | polygon | FALSE | TRUE | America/New_York | 3 | 32712 32703 32768 | 1840014093 |  | KS | 20 | 83 | 4 | A | Mixed-Humid | Hodgeman |  |  | ApopkaFL | HodgemanKS
Lewiston | Lewiston | ID | Idaho | 16069 | Nez Perce | 46.3934 | -116.9934 | 53384 | 731 | polygon | FALSE | TRUE | America/Los_Angeles | 3 | 83501 | 1840019897 |  | KS | 20 | 85 | 4 | A | Mixed-Humid | Jackson |  |  | LewistonID | JacksonKS
Grand Island | Grand Island | NE | Nebraska | 31079 | Hall | 40.9214 | -98.3584 | 53296 | 665 | polygon | FALSE | TRUE | America/Chicago | 3 | 68803 68801 | 1840000956 |  | KS | 20 | 87 | 4 | A | Mixed-Humid | Jefferson |  |  | Grand IslandNE | JeffersonKS
Palm Desert | Palm Desert | CA | California | 6065 | Riverside | 33.7378 | -116.3695 | 53275 | 767 | polygon | FALSE | TRUE | America/Los_Angeles | 3 | 92260 92211 92255 | 1840020555 |  | KS | 20 | 89 | 5 | A | Cold | Jewell |  |  | Palm DesertCA | JewellKS
Milford city | Milford city | CT | Connecticut | 9009 | New Haven | 41.2256 | -73.0625 | 53195 | 937 | polygon | FALSE | TRUE | America/New_York | 3 | 06461 06460 | 1840028605 |  | KS | 20 | 91 | 4 | A | Mixed-Humid | Johnson |  |  | Milford city CT | JohnsonKS
Watertown | Watertown | NY | New York | 36045 | Jefferson | 43.9734 | -75.9094 | 53163 | 1061 | polygon | FALSE | TRUE | America/New_York | 3 | 13601 | 1840002200 |  | KS | 20 | 93 | 4 | A | Mixed-Humid | Kearny |  |  | WatertownNY | KearnyKS
Little Elm | Little Elm | TX | Texas | 48121 | Denton | 33.1856 | -96.929 | 53126 | 1151 | polygon | FALSE | TRUE | America/Chicago | 3 | 75068 76227 | 1840020640 |  | KS | 20 | 95 | 4 | A | Mixed-Humid | Kingman |  |  | Little ElmTX | KingmanKS
Chambersburg | Chambersburg | PA | Pennsylvania | 42055 | Franklin | 39.9315 | -77.6556 | 53083 | 1178 | polygon | FALSE | TRUE | America/New_York | 3 | 17201 | 1840001410 |  | KS | 20 | 97 | 4 | A | Mixed-Humid | Kiowa |  |  | ChambersburgPA | KiowaKS
Revere | Revere | MA | Massachusetts | 25025 | Suffolk | 42.4192 | -71.0036 | 53073 | 3592 | polygon | FALSE | TRUE | America/New_York | 2 | 2151 | 1840000457 |  | KS | 20 | 99 | 4 | A | Mixed-Humid | Labette |  |  | RevereMA | LabetteKS
Peabody | Peabody | MA | Massachusetts | 25009 | Essex | 42.5335 | -70.9724 | 53070 | 1262 | polygon | FALSE | TRUE | America/New_York | 3 | 01960 01961 | 1840000414 |  | KS | 20 | 101 | 5 | A | Cold | Lane |  |  | PeabodyMA | LaneKS
Wylie | Wylie | TX | Texas | 48085 | Collin | 33.0362 | -96.5161 | 53067 | 928 | polygon | FALSE | TRUE | America/Chicago | 3 | 75098 75173 75407 75166 | 1840022018 |  | KS | 20 | 103 | 4 | A | Mixed-Humid | Leavenworth |  |  | WylieTX | LeavenworthKS
Beaufort | Beaufort | SC | South Carolina | 45013 | Beaufort | 32.4597 | -80.7235 | 53051 | 212 | polygon | FALSE | TRUE | America/New_York | 3 | 29902 29904 29906 29901 | 1840013818 |  | KS | 20 | 105 | 4 | A | Mixed-Humid | Lincoln |  |  | BeaufortSC | LincolnKS
Aspen Hill | Aspen Hill | MD | Maryland | 24031 | Montgomery | 39.0928 | -77.0823 | 53049 | 2134 | polygon | FALSE | FALSE | America/New_York | 2 | 20853 20906 20897 20908 20916 | 1840005825 |  | KS | 20 | 107 | 4 | A | Mixed-Humid | Linn |  |  | Aspen HillMD | LinnKS
DeSoto | DeSoto | TX | Texas | 48113 | Dallas | 32.5992 | -96.8633 | 52988 | 945 | polygon | FALSE | TRUE | America/Chicago | 3 | 75115 75123 | 1840019441 |  | KS | 20 | 109 | 5 | A | Cold | Logan |  |  | DeSotoTX | LoganKS
Helena | Helena | MT | Montana | 30049 | Lewis and Clark | 46.5965 | -112.0202 | 52936 | 760 | polygon | FALSE | TRUE | America/Denver | 2 | 59601 59602 59623 59624 59625 59626 | 1840019820 |  | KS | 20 | 111 | 4 | A | Mixed-Humid | Lyon |  |  | HelenaMT | LyonKS
Edina | Edina | MN | Minnesota | 27053 | Hennepin | 44.8914 | -93.3602 | 52857 | 1320 | polygon | FALSE | TRUE | America/Chicago | 3 | 55424 55436 55435 55439 55410 | 1840007822 |  | KS | 20 | 113 | 4 | A | Mixed-Humid | McPherson |  |  | EdinaMN | McPhersonKS
Wheaton | Wheaton | IL | Illinois | 17043 | DuPage | 41.8561 | -88.1083 | 52745 | 1801 | polygon | FALSE | TRUE | America/Chicago | 3 | 60187 60189 | 1840010166 |  | KS | 20 | 115 | 4 | A | Mixed-Humid | Marion |  |  | WheatonIL | MarionKS
West New York | West New York | NJ | New Jersey | 34017 | Hudson | 40.7856 | -74.0093 | 52723 | 20473 | polygon | FALSE | TRUE | America/New_York | 2 | 7093 | 1840001035 |  | KS | 20 | 117 | 4 | A | Mixed-Humid | Marshall |  |  | West New YorkNJ | MarshallKS
Hoboken | Hoboken | NJ | New Jersey | 34017 | Hudson | 40.7453 | -74.0279 | 52677 | 16268 | polygon | FALSE | TRUE | America/New_York | 2 | 7030 | 1840003599 |  | KS | 20 | 119 | 4 | A | Mixed-Humid | Meade |  |  | HobokenNJ | MeadeKS
Lacey | Lacey | WA | Washington | 53067 | Thurston | 47.046 | -122.7934 | 52592 | 1187 | polygon | FALSE | TRUE | America/Los_Angeles | 3 | 98503 98516 98509 | 1840019866 |  | KS | 20 | 121 | 4 | A | Mixed-Humid | Miami |  |  | LaceyWA | MiamiKS
Summerville | Summerville | SC | South Carolina | 45035 | Dorchester | 33.0015 | -80.1799 | 52549 | 1030 | polygon | FALSE | TRUE | America/New_York | 3 | 29485 29483 29484 | 1840016886 |  | KS | 20 | 123 | 5 | A | Cold | Mitchell |  |  | SummervilleSC | MitchellKS
Oak Park | Oak Park | IL | Illinois | 17031 | Cook | 41.8872 | -87.7899 | 52381 | 4303 | polygon | FALSE | TRUE | America/Chicago | 2 | 60301 60302 60304 60303 | 1840011307 |  | KS | 20 | 125 | 4 | A | Mixed-Humid | Montgomery |  |  | Oak ParkIL | MontgomeryKS
Maricopa | Maricopa | AZ | Arizona | 4021 | Pinal | 33.0404 | -112.0006 | 52127 | 470 | polygon | FALSE | TRUE | America/Phoenix | 3 | 85138 85139 | 1840020629 |  | KS | 20 | 127 | 4 | A | Mixed-Humid | Morris |  |  | MaricopaAZ | MorrisKS
Lompoc | Lompoc | CA | California | 6083 | Santa Barbara | 34.6618 | -120.4714 | 52020 | 1423 | polygon | FALSE | TRUE | America/Los_Angeles | 3 | 93436 93438 | 1840020468 |  | KS | 20 | 129 | 4 | A | Mixed-Humid | Morton |  |  | LompocCA | MortonKS
Kentwood | Kentwood | MI | Michigan | 26081 | Kent | 42.8852 | -85.5925 | 51898 | 958 | polygon | FALSE | TRUE | America/Detroit | 3 | 49548 49512 49546 49508 49518 49560 | 1840002930 |  | KS | 20 | 131 | 4 | A | Mixed-Humid | Nemaha |  |  | KentwoodMI | NemahaKS
Levittown | Levittown | PA | Pennsylvania | 42017 | Bucks | 40.1537 | -74.853 | 51818 | 1969 | polygon | FALSE | FALSE | America/New_York | 3 | 19054 19055 19056 19057 19058 | 1840005408 |  | KS | 20 | 133 | 4 | A | Mixed-Humid | Neosho |  |  | LevittownPA | NeoshoKS
Sierra Vista | Sierra Vista | AZ | Arizona | 4003 | Cochise | 31.563 | -110.3153 | 51731 | 109 | polygon | FALSE | TRUE | America/Phoenix | 3 | 85650 85635 85613 85670 85671 | 1840022103 |  | KS | 20 | 135 | 5 | A | Cold | Ness |  |  | Sierra VistaAZ | NessKS
Levittown | Levittown | NY | New York | 36059 | Nassau | 40.7241 | -73.5125 | 51634 | 2926 | polygon | FALSE | FALSE | America/New_York | 2 | 11714 11756 11783 | 1840005270 |  | KS | 20 | 137 | 5 | A | Cold | Norton |  |  | LevittownNY | NortonKS
Madison | Madison | AL | Alabama | 1089 | Madison | 34.7114 | -86.7626 | 51593 | 657 | polygon | FALSE | TRUE | America/Chicago | 3 | 35758 35756 | 1840015524 |  | KS | 20 | 139 | 4 | A | Mixed-Humid | Osage |  |  | MadisonAL | OsageKS
Smyrna | Smyrna | TN | Tennessee | 47149 | Rutherford | 35.9722 | -86.5253 | 51586 | 657 | polygon | FALSE | TRUE | America/Chicago | 3 | 37167 | 1840017758 |  | KS | 20 | 141 | 5 | A | Cold | Osborne |  |  | SmyrnaTN | OsborneKS
Glendora | Glendora | CA | California | 6037 | Los Angeles | 34.1449 | -117.8468 | 51544 | 1020 | polygon | FALSE | TRUE | America/Los_Angeles | 3 | 91740 91741 | 1840020484 |  | KS | 20 | 143 | 4 | A | Mixed-Humid | Ottawa |  |  | GlendoraCA | OttawaKS
Burien | Burien | WA | Washington | 53033 | King | 47.4762 | -122.3394 | 51500 | 1980 | polygon | FALSE | TRUE | America/Los_Angeles | 3 | 98146 98148 98168 98166 98062 | 1840018420 |  | KS | 20 | 145 | 4 | A | Mixed-Humid | Pawnee |  |  | BurienWA | PawneeKS
Perth Amboy | Perth Amboy | NJ | New Jersey | 34023 | Middlesex | 40.5203 | -74.2724 | 51390 | 4255 | polygon | FALSE | TRUE | America/New_York | 2 | 08861 08862 | 1840001340 |  | KS | 20 | 147 | 5 | A | Cold | Phillips |  |  | Perth AmboyNJ | PhillipsKS
Herriman | Herriman | UT | Utah | 49035 | Salt Lake | 40.4899 | -112.0171 | 51348 | 916 | polygon | FALSE | TRUE | America/Denver | 3 | 84096 | 1840020155 |  | KS | 20 | 149 | 4 | A | Mixed-Humid | Pottawatomie |  |  | HerrimanUT | PottawatomieKS
Farmington | Farmington | NM | New Mexico | 35045 | San Juan | 36.7555 | -108.1823 | 51309 | 497 | polygon | FALSE | TRUE | America/Denver | 3 | 87401 87402 87415 | 1840020349 |  | KS | 20 | 151 | 4 | A | Mixed-Humid | Pratt |  |  | FarmingtonNM | PrattKS
New Bern | New Bern | NC | North Carolina | 37049 | Craven | 35.0955 | -77.0723 | 51308 | 409 | polygon | FALSE | TRUE | America/New_York | 3 | 28560 28562 28561 | 1840014591 |  | KS | 20 | 153 | 5 | A | Cold | Rawlins |  |  | New BernNC | RawlinsKS
Placentia | Placentia | CA | California | 6059 | Orange | 33.8807 | -117.8553 | 51233 | 2990 | polygon | FALSE | TRUE | America/Los_Angeles | 2 | 92870 92811 92871 | 1840020583 |  | KS | 20 | 155 | 4 | A | Mixed-Humid | Reno |  |  | PlacentiaCA | RenoKS
Hinesville | Hinesville | GA | Georgia | 13179 | Liberty | 31.8247 | -81.6135 | 51206 | 707 | polygon | FALSE | TRUE | America/New_York | 3 | 31313 31310 | 1840014931 |  | KS | 20 | 157 | 5 | A | Cold | Republic |  |  | HinesvilleGA | RepublicKS
Beaumont | Beaumont | CA | California | 6065 | Riverside | 33.9076 | -116.9766 | 51063 | 650 | polygon | FALSE | TRUE | America/Los_Angeles | 3 | 92223 | 1840019298 |  | KS | 20 | 159 | 4 | A | Mixed-Humid | Rice |  |  | BeaumontCA | RiceKS
Collierville | Collierville | TN | Tennessee | 47157 | Shelby | 35.0471 | -89.6988 | 51040 | 544 | polygon | FALSE | TRUE | America/Chicago | 3 | 38139 38017 38027 | 1840016403 |  | KS | 20 | 161 | 4 | A | Mixed-Humid | Riley |  |  | ColliervilleTN | RileyKS
West Lafayette | West Lafayette | IN | Indiana | 18157 | Tippecanoe | 40.4432 | -86.9239 | 50996 | 1449 | polygon | FALSE | TRUE | America/Indiana/Indianapolis | 3 | 47906 47907 47996 | 1840010430 |  | KS | 20 | 163 | 5 | A | Cold | Rooks |  |  | West LafayetteIN | RooksKS
Florissant | Florissant | MO | Missouri | 29189 | St. Louis | 38.7996 | -90.3269 | 50952 | 1567 | polygon | FALSE | TRUE | America/Chicago | 3 | 63033 63031 63032 | 1840008586 |  | KS | 20 | 165 | 4 | A | Mixed-Humid | Rush |  |  | FlorissantMO | RushKS
Hoffman Estates | Hoffman Estates | IL | Illinois | 17031 | Cook | 42.0639 | -88.1468 | 50932 | 933 | polygon | FALSE | TRUE | America/Chicago | 3 | 60010 60192 60195 60169 60120 60094 60159 60179 | 1840011263 |  | KS | 20 | 167 | 4 | A | Mixed-Humid | Russell |  |  | Hoffman EstatesIL | RussellKS
Queen Creek | Queen Creek | AZ | Arizona | 4013 | Maricopa | 33.2386 | -111.6343 | 50890 | 606 | polygon | FALSE | TRUE | America/Phoenix | 3 | 85142 85140 | 1840021944 |  | KS | 20 | 169 | 4 | A | Mixed-Humid | Saline |  |  | Queen CreekAZ | SalineKS
Aliso Viejo | Aliso Viejo | CA | California | 6059 | Orange | 33.5792 | -117.7289 | 50887 | 2839 | polygon | FALSE | TRUE | America/Los_Angeles | 2 | 92656 | 1840019321 |  | KS | 20 | 171 | 5 | A | Cold | Scott |  |  | Aliso ViejoCA | ScottKS
Kannapolis | Kannapolis | NC | North Carolina | 37025 | Cabarrus | 35.4764 | -80.6403 | 50841 | 602 | polygon | FALSE | TRUE | America/New_York | 3 | 28027 28083 28081 28082 | 1840014560 |  | KS | 20 | 173 | 4 | A | Mixed-Humid | Sedgwick |  |  | KannapolisNC | SedgwickKS
Methuen Town | Methuen Town | MA | Massachusetts | 25009 | Essex | 42.734 | -71.1889 | 50706 | 881 | polygon | FALSE | TRUE | America/New_York | 3 | 1844 | 1840031195 |  | KS | 20 | 175 | 4 | A | Mixed-Humid | Seward |  |  | Methuen TownMA | SewardKS
Sahuarita | Sahuarita | AZ | Arizona | 4019 | Pima | 31.9323 | -110.9654 | 50616 | 382 | polygon | FALSE | TRUE | America/Phoenix | 3 | 85629 85614 | 1840022102 |  | KS | 20 | 177 | 4 | A | Mixed-Humid | Shawnee |  |  | SahuaritaAZ | ShawneeKS
Traverse City | Traverse City | MI | Michigan | 26055 | Grand Traverse | 44.7547 | -85.6035 | 50522 | 729 | polygon | FALSE | TRUE | America/Detroit | 3 | 49686 49684 49696 | 1840003946 |  | KS | 20 | 179 | 5 | A | Cold | Sheridan |  |  | Traverse CityMI | SheridanKS
Severn | Severn | MD | Maryland | 24003 | Anne Arundel | 39.1355 | -76.6958 | 50496 | 1064 | polygon | FALSE | FALSE | America/New_York | 3 | 21144 21077 21076 | 1840005925 |  | KS | 20 | 181 | 5 | A | Cold | Sherman |  |  | SevernMD | ShermanKS
Catalina Foothills | Catalina Foothills | AZ | Arizona | 4019 | Pima | 32.3041 | -110.8835 | 50454 | 465 | polygon | FALSE | FALSE | America/Phoenix | 3 | 85718 85750 85715 85728 | 1840018110 |  | KS | 20 | 183 | 5 | A | Cold | Smith |  |  | Catalina FoothillsAZ | SmithKS
Galveston | Galveston | TX | Texas | 48167 | Galveston | 29.2487 | -94.891 | 50446 | 473 | polygon | FALSE | TRUE | America/Chicago | 3 | 77551 77550 77554 77552 77553 77555 | 1840020970 |  | KS | 20 | 185 | 4 | A | Mixed-Humid | Stafford |  |  | GalvestonTX | StaffordKS
Country Club | Country Club | FL | Florida | 12086 | Miami-Dade | 25.9407 | -80.3102 | 50431 | 4664 | polygon | FALSE | FALSE | America/New_York | 2 | 33015 33017 | 1840029029 |  | KS | 20 | 187 | 4 | A | Mixed-Humid | Stanton |  |  | Country ClubFL | StantonKS
Cookeville | Cookeville | TN | Tennessee | 47141 | Putnam | 36.1484 | -85.5114 | 50408 | 378 | polygon | FALSE | TRUE | America/Chicago | 3 | 38501 38506 38505 38502 38503 | 1840014470 |  | KS | 20 | 189 | 4 | A | Mixed-Humid | Stevens |  |  | CookevilleTN | StevensKS
Mishawaka | Mishawaka | IN | Indiana | 18141 | St. Joseph | 41.6736 | -86.1669 | 50363 | 1101 | polygon | FALSE | TRUE | America/Indiana/Indianapolis | 3 | 46544 46545 46546 | 1840014695 |  | KS | 20 | 191 | 4 | A | Mixed-Humid | Sumner |  |  | MishawakaIN | SumnerKS
Rowland Heights | Rowland Heights | CA | California | 6037 | Los Angeles | 33.9716 | -117.8911 | 50347 | 1486 | polygon | FALSE | FALSE | America/Los_Angeles | 3 | 91748 91789 | 1840019211 |  | KS | 20 | 193 | 5 | A | Cold | Thomas |  |  | Rowland HeightsCA | ThomasKS
Plainfield | Plainfield | NJ | New Jersey | 34039 | Union | 40.6154 | -74.4157 | 50317 | 3260 | polygon | FALSE | TRUE | America/New_York | 2 | 07062 07063 07060 07061 | 1840001090 |  | KS | 20 | 195 | 5 | A | Cold | Trego |  |  | PlainfieldNJ | TregoKS
Bullhead City | Bullhead City | AZ | Arizona | 4015 | Mohave | 35.1205 | -114.546 | 50309 | 265 | polygon | FALSE | TRUE | America/Phoenix | 3 | 86442 86429 86430 86439 | 1840019748 |  | KS | 20 | 197 | 4 | A | Mixed-Humid | Wabaunsee |  |  | Bullhead CityAZ | WabaunseeKS
Stillwater | Stillwater | OK | Oklahoma | 40119 | Payne | 36.1316 | -97.074 | 50299 | 657 | polygon | FALSE | TRUE | America/Chicago | 3 | 74078 74075 74074 74076 74077 | 1840021675 |  | KS | 20 | 199 | 5 | A | Cold | Wallace |  |  | StillwaterOK | WallaceKS
Forney | Forney | TX | Texas | 48257 | Kaufman | 32.744 | -96.4529 | 50251 | 710 | polygon | FALSE | TRUE | America/Chicago | 3 | 75126 | 1840020734 |  | KS | 20 | 201 | 4 | A | Mixed-Humid | Washington |  |  | ForneyTX | WashingtonKS
Wheaton | Wheaton | MD | Maryland | 24031 | Montgomery | 39.0492 | -77.0572 | 50229 | 2811 | polygon | FALSE | FALSE | America/New_York | 2 | 20906 20902 20915 | 1840031295 |  | KS | 20 | 203 | 5 | A | Cold | Wichita |  |  | WheatonMD | WichitaKS
Azusa | Azusa | CA | California | 6037 | Los Angeles | 34.1386 | -117.9124 | 49974 | 1996 | polygon | FALSE | TRUE | America/Los_Angeles | 3 | 91702 91010 | 1840019226 |  | KS | 20 | 205 | 4 | A | Mixed-Humid | Wilson |  |  | AzusaCA | WilsonKS
North Bethesda | North Bethesda | MD | Maryland | 24031 | Montgomery | 39.0393 | -77.1191 | 49872 | 2171 | polygon | FALSE | FALSE | America/New_York | 2 | 20895 20814 20817 20852 | 1840031494 |  | KS | 20 | 207 | 4 | A | Mixed-Humid | Woodson |  |  | North BethesdaMD | WoodsonKS
Cerritos | Cerritos | CA | California | 6037 | Los Angeles | 33.8677 | -118.0686 | 49859 | 2207 | polygon | FALSE | TRUE | America/Los_Angeles | 2 | 90703 | 1840019215 |  | KS | 20 | 209 | 4 | A | Mixed-Humid | Wyandotte |  |  | CerritosCA | WyandotteKS
Ashburn | Ashburn | VA | Virginia | 51107 | Loudoun | 39.03 | -77.4711 | 49848 | 1120 | polygon | FALSE | FALSE | America/New_York | 3 | 20147 20166 20103 20104 20146 20149 | 1840024495 |  | KY | 21 | 1 | 4 | A | Mixed-Humid | Adair |  |  | AshburnVA | AdairKY
Bloomsburg | Bloomsburg | PA | Pennsylvania | 42037 | Columbia | 41.0027 | -76.4561 | 49840 | 1226 | polygon | FALSE | TRUE | America/New_York | 3 | 17815 | 1840000811 |  | KY | 21 | 3 | 4 | A | Mixed-Humid | Allen |  |  | BloomsburgPA | AllenKY
Morehead City | Morehead City | NC | North Carolina | 37031 | Carteret | 34.7308 | -76.7387 | 49760 | 504 | polygon | FALSE | TRUE | America/New_York | 3 | 28557 28516 | 1840016482 |  | KY | 21 | 5 | 4 | A | Mixed-Humid | Anderson |  |  | Morehead CityNC | AndersonKY
Coral Gables | Coral Gables | FL | Florida | 12086 | Miami-Dade | 25.7037 | -80.2715 | 49700 | 1484 | polygon | FALSE | TRUE | America/New_York | 3 | 33146 33143 33134 33158 33156 33114 33206 33234 | 1840015147 |  | KY | 21 | 7 | 4 | A | Mixed-Humid | Ballard |  |  | Coral GablesFL | BallardKY
Enid | Enid | OK | Oklahoma | 40047 | Garfield | 36.4061 | -97.8701 | 49688 | 259 | polygon | FALSE | TRUE | America/Chicago | 3 | 73701 73703 73705 73702 73706 | 1840020373 |  | KY | 21 | 9 | 4 | A | Mixed-Humid | Barren |  |  | EnidOK | BarrenKY
Lakewood | Lakewood | OH | Ohio | 39035 | Cuyahoga | 41.4824 | -81.8008 | 49678 | 3460 | polygon | FALSE | TRUE | America/New_York | 2 | 44107 | 1840000608 |  | KY | 21 | 11 | 4 | A | Mixed-Humid | Bath |  |  | LakewoodOH | BathKY
Oroville | Oroville | CA | California | 6007 | Butte | 39.4999 | -121.5634 | 49513 | 578 | polygon | FALSE | TRUE | America/Los_Angeles | 3 | 95965 95966 95940 | 1840020182 |  | KY | 21 | 13 | 4 | A | Mixed-Humid | Bell |  |  | OrovilleCA | BellKY
Wilson | Wilson | NC | North Carolina | 37195 | Wilson | 35.7312 | -77.9284 | 49483 | 613 | polygon | FALSE | TRUE | America/New_York | 3 | 27893 27896 27894 27895 | 1840015383 |  | KY | 21 | 15 | 4 | A | Mixed-Humid | Boone |  |  | WilsonNC | BooneKY
Lawrence | Lawrence | IN | Indiana | 18097 | Marion | 39.8674 | -85.9905 | 49462 | 945 | polygon | FALSE | TRUE | America/Indiana/Indianapolis | 3 | 46216 46235 46236 46226 46249 | 1840008434 |  | KY | 21 | 17 | 4 | A | Mixed-Humid | Bourbon |  |  | LawrenceIN | BourbonKY
Portage | Portage | MI | Michigan | 26077 | Kalamazoo | 42.2 | -85.5906 | 49445 | 591 | polygon | FALSE | TRUE | America/Detroit | 3 | 49002 49024 49081 | 1840003183 |  | KY | 21 | 19 | 4 | A | Mixed-Humid | Boyd |  |  | PortageMI | BoydKY
Minot | Minot | ND | North Dakota | 38101 | Ward | 48.2375 | -101.2781 | 49425 | 671 | polygon | FALSE | TRUE | America/Chicago | 3 | 58707 58703 58702 58701 | 1840000053 |  | KY | 21 | 21 | 4 | A | Mixed-Humid | Boyle |  |  | MinotND | BoyleKY
Dunwoody | Dunwoody | GA | Georgia | 13089 | DeKalb | 33.9418 | -84.3122 | 49356 | 1462 | polygon | FALSE | TRUE | America/New_York | 3 | 30338 30346 30360 30356 31146 | 1840022929 |  | KY | 21 | 23 | 4 | A | Mixed-Humid | Bracken |  |  | DunwoodyGA | BrackenKY
Poway | Poway | CA | California | 6073 | San Diego | 32.9871 | -117.0201 | 49323 | 487 | polygon | FALSE | TRUE | America/Los_Angeles | 3 | 92064 92074 | 1840020624 |  | KY | 21 | 25 | 4 | A | Mixed-Humid | Breathitt |  |  | PowayCA | BreathittKY
San Jacinto | San Jacinto | CA | California | 6065 | Riverside | 33.797 | -116.9916 | 49215 | 738 | polygon | FALSE | TRUE | America/Los_Angeles | 3 | 92583 92582 92581 | 1840021936 |  | KY | 21 | 27 | 4 | A | Mixed-Humid | Breckinridge |  |  | San JacintoCA | BreckinridgeKY
Troy | Troy | NY | New York | 36083 | Rensselaer | 42.7354 | -73.6751 | 49154 | 1832 | polygon | FALSE | TRUE | America/New_York | 3 | 12182 12180 12181 | 1840003087 |  | KY | 21 | 29 | 4 | A | Mixed-Humid | Bullitt |  |  | TroyNY | BullittKY
Newark | Newark | CA | California | 6001 | Alameda | 37.5204 | -122.0312 | 49149 | 1367 | polygon | FALSE | TRUE | America/Los_Angeles | 3 | 94560 | 1840020295 |  | KY | 21 | 31 | 4 | A | Mixed-Humid | Butler |  |  | NewarkCA | ButlerKY
Cuyahoga Falls | Cuyahoga Falls | OH | Ohio | 39153 | Summit | 41.1641 | -81.5207 | 49106 | 734 | polygon | FALSE | TRUE | America/New_York | 3 | 44221 44223 44264 44313 44222 | 1840000795 |  | KY | 21 | 33 | 4 | A | Mixed-Humid | Caldwell |  |  | Cuyahoga FallsOH | CaldwellKY
Downers Grove | Downers Grove | IL | Illinois | 17043 | DuPage | 41.7949 | -88.017 | 49057 | 1304 | polygon | FALSE | TRUE | America/Chicago | 3 | 60515 60516 | 1840011404 |  | KY | 21 | 35 | 4 | A | Mixed-Humid | Calloway |  |  | Downers GroveIL | CallowayKY
Bedford | Bedford | TX | Texas | 48439 | Tarrant | 32.8464 | -97.135 | 49049 | 1890 | polygon | FALSE | TRUE | America/Chicago | 3 | 76022 76021 75064 76095 | 1840019424 |  | KY | 21 | 37 | 4 | A | Mixed-Humid | Campbell |  |  | BedfordTX | CampbellKY
Reedley | Reedley | CA | California | 6019 | Fresno | 36.5987 | -119.4473 | 49042 | 1818 | polygon | FALSE | TRUE | America/Los_Angeles | 3 | 93654 | 1840020320 |  | KY | 21 | 39 | 4 | A | Mixed-Humid | Carlisle |  |  | ReedleyCA | CarlisleKY
Dublin | Dublin | OH | Ohio | 39049 | Franklin | 40.1112 | -83.1454 | 49037 | 767 | polygon | FALSE | TRUE | America/New_York | 3 | 43002 43017 43016 | 1840008389 |  | KY | 21 | 41 | 4 | A | Mixed-Humid | Carroll |  |  | DublinOH | CarrollKY
Marana | Marana | AZ | Arizona | 4019 | Pima | 32.4355 | -111.1558 | 49030 | 156 | polygon | FALSE | TRUE | America/Phoenix | 3 | 85653 85741 85743 85742 85658 85652 85740 | 1840023057 |  | KY | 21 | 43 | 4 | A | Mixed-Humid | Carter |  |  | MaranaAZ | CarterKY
Cypress | Cypress | CA | California | 6059 | Orange | 33.8171 | -118.0386 | 49006 | 2861 | polygon | FALSE | TRUE | America/Los_Angeles | 2 | 90630 | 1840019327 |  | KY | 21 | 45 | 4 | A | Mixed-Humid | Casey |  |  | CypressCA | CaseyKY
Hollister | Hollister | CA | California | 6069 | San Benito | 36.8563 | -121.3981 | 48992 | 2140 | polygon | FALSE | TRUE | America/Los_Angeles | 2 | 95023 95024 | 1840020354 |  | KY | 21 | 47 | 4 | A | Mixed-Humid | Christian |  |  | HollisterCA | ChristianKY
Murray | Murray | UT | Utah | 49035 | Salt Lake | 40.6498 | -111.8874 | 48917 | 1532 | polygon | FALSE | TRUE | America/Denver | 3 | 84123 84121 84107 84157 | 1840020159 |  | KY | 21 | 49 | 4 | A | Mixed-Humid | Clark |  |  | MurrayUT | ClarkKY
Roswell | Roswell | NM | New Mexico | 35005 | Chaves | 33.373 | -104.5294 | 48889 | 617 | polygon | FALSE | TRUE | America/Denver | 3 | 88203 88201 | 1840020549 |  | KY | 21 | 51 | 4 | A | Mixed-Humid | Clay |  |  | RoswellNM | ClayKY
Pascagoula | Pascagoula | MS | Mississippi | 28059 | Jackson | 30.3665 | -88.5507 | 48869 | 544 | polygon | FALSE | TRUE | America/Chicago | 3 | 39581 39567 39568 39569 39595 | 1840015018 |  | KY | 21 | 53 | 4 | A | Mixed-Humid | Clinton |  |  | PascagoulaMS | ClintonKY
Tuckahoe | Tuckahoe | VA | Virginia | 51087 | Henrico | 37.5878 | -77.5858 | 48799 | 921 | polygon | FALSE | FALSE | America/New_York | 3 | 23238 23229 23226 23255 23288 | 1840006395 |  | KY | 21 | 55 | 4 | A | Mixed-Humid | Crittenden |  |  | TuckahoeVA | CrittendenKY
Ceres | Ceres | CA | California | 6099 | Stanislaus | 37.5953 | -120.9625 | 48706 | 2009 | polygon | FALSE | TRUE | America/Los_Angeles | 2 | 95358 95351 95307 | 1840018910 |  | KY | 21 | 57 | 4 | A | Mixed-Humid | Cumberland |  |  | CeresCA | CumberlandKY
St. Louis Park | St. Louis Park | MN | Minnesota | 27053 | Hennepin | 44.9488 | -93.3649 | 48662 | 1767 | polygon | FALSE | TRUE | America/Chicago | 3 | 55426 55416 | 1840008935 |  | KY | 21 | 59 | 4 | A | Mixed-Humid | Daviess |  |  | St. Louis ParkMN | DaviessKY
Rio Grande City | Rio Grande City | TX | Texas | 48427 | Starr | 26.3808 | -98.8215 | 48610 | 493 | polygon | FALSE | TRUE | America/Chicago | 3 | 78582 | 1840021016 |  | KY | 21 | 61 | 4 | A | Mixed-Humid | Edmonson |  |  | Rio Grande CityTX | EdmonsonKY
Draper | Draper | UT | Utah | 49035 | Salt Lake | 40.4957 | -111.8605 | 48587 | 626 | polygon | FALSE | TRUE | America/Denver | 3 | 84020 | 1840018747 |  | KY | 21 | 63 | 4 | A | Mixed-Humid | Elliott |  |  | DraperUT | ElliottKY
Palm Springs | Palm Springs | CA | California | 6065 | Riverside | 33.8017 | -116.5382 | 48518 | 198 | polygon | FALSE | TRUE | America/Los_Angeles | 3 | 92262 92264 92258 92263 | 1840020556 |  | KY | 21 | 65 | 4 | A | Mixed-Humid | Estill |  |  | Palm SpringsCA | EstillKY
Paducah | Paducah | KY | Kentucky | 21145 | McCracken | 37.0711 | -88.6436 | 48481 | 475 | polygon | FALSE | TRUE | America/Chicago | 3 | 42003 42001 42002 | 1840014388 |  | KY | 21 | 67 | 4 | A | Mixed-Humid | Fayette |  |  | PaducahKY | FayetteKY
Findlay | Findlay | OH | Ohio | 39063 | Hancock | 41.0467 | -83.6379 | 48469 | 810 | polygon | FALSE | TRUE | America/New_York | 3 | 45840 45839 | 1840000886 |  | KY | 21 | 69 | 4 | A | Mixed-Humid | Fleming |  |  | FindlayOH | FlemingKY
University | University | FL | Florida | 12057 | Hillsborough | 28.0771 | -82.4335 | 48436 | 2954 | polygon | FALSE | TRUE | America/New_York | 2 | 33613 33549 33612 33559 | 1840073852 |  | KY | 21 | 71 | 4 | A | Mixed-Humid | Floyd |  |  | UniversityFL | FloydKY
Bel Air South | Bel Air South | MD | Maryland | 24025 | Harford | 39.5051 | -76.3197 | 48425 | 1193 | polygon | FALSE | TRUE | America/New_York | 3 | 21009 21015 21014 | 1840073592 |  | KY | 21 | 73 | 4 | A | Mixed-Humid | Franklin |  |  | Bel Air SouthMD | FranklinKY
Antelope | Antelope | CA | California | 6067 | Sacramento | 38.7153 | -121.361 | 48398 | 2733 | polygon | FALSE | FALSE | America/Los_Angeles | 2 | 95843 | 1840022490 |  | KY | 21 | 75 | 4 | A | Mixed-Humid | Fulton |  |  | AntelopeCA | FultonKY
Kyle | Kyle | TX | Texas | 48209 | Hays | 29.9937 | -97.8859 | 48393 | 613 | polygon | FALSE | TRUE | America/Chicago | 3 | 78666 78640 | 1840020907 |  | KY | 21 | 77 | 4 | A | Mixed-Humid | Gallatin |  |  | KyleTX | GallatinKY
Monroe | Monroe | MI | Michigan | 26115 | Monroe | 41.9154 | -83.385 | 48317 | 834 | polygon | FALSE | TRUE | America/Detroit | 3 | 48162 48161 | 1840003987 |  | KY | 21 | 79 | 4 | A | Mixed-Humid | Garrard |  |  | MonroeMI | GarrardKY
Lincoln | Lincoln | CA | California | 6061 | Placer | 38.8759 | -121.2916 | 48275 | 792 | polygon | FALSE | TRUE | America/Los_Angeles | 3 | 95648 | 1840020231 |  | KY | 21 | 81 | 4 | A | Mixed-Humid | Grant |  |  | LincolnCA | GrantKY
Ocoee | Ocoee | FL | Florida | 12095 | Orange | 28.5787 | -81.5338 | 48263 | 1217 | polygon | FALSE | TRUE | America/New_York | 3 | 34761 34734 | 1840015098 |  | KY | 21 | 83 | 4 | A | Mixed-Humid | Graves |  |  | OcoeeFL | GravesKY
Burleson | Burleson | TX | Texas | 48251 | Johnson | 32.517 | -97.3343 | 48225 | 658 | polygon | FALSE | TRUE | America/Chicago | 3 | 76028 76058 76097 | 1840019467 |  | KY | 21 | 85 | 4 | A | Mixed-Humid | Grayson |  |  | BurlesonTX | GraysonKY
La Mirada | La Mirada | CA | California | 6037 | Los Angeles | 33.9025 | -118.0093 | 48183 | 2378 | polygon | FALSE | TRUE | America/Los_Angeles | 2 | 90638 90637 90639 | 1840020512 |  | KY | 21 | 87 | 4 | A | Mixed-Humid | Green |  |  | La MiradaCA | GreenKY
Farmers Branch | Farmers Branch | TX | Texas | 48113 | Dallas | 32.9272 | -96.8804 | 48158 | 1565 | polygon | FALSE | TRUE | America/Chicago | 3 | 75234 75244 75381 | 1840020706 |  | KY | 21 | 89 | 4 | A | Mixed-Humid | Greenup |  |  | Farmers BranchTX | GreenupKY
East Lansing | East Lansing | MI | Michigan | 26065 | Ingham | 42.748 | -84.4835 | 48145 | 1384 | polygon | FALSE | TRUE | America/Detroit | 3 | 48825 48823 48826 | 1840003101 |  | KY | 21 | 91 | 4 | A | Mixed-Humid | Hancock |  |  | East LansingMI | HancockKY
Uniontown | Uniontown | PA | Pennsylvania | 42051 | Fayette | 39.8994 | -79.7244 | 48137 | 1838 | polygon | FALSE | TRUE | America/New_York | 3 | 15401 | 1840000671 |  | KY | 21 | 93 | 4 | A | Mixed-Humid | Hardin |  |  | UniontownPA | HardinKY
Jeffersonville | Jeffersonville | IN | Indiana | 18019 | Clark | 38.3376 | -85.7026 | 48126 | 544 | polygon | FALSE | TRUE | America/Kentucky/Louisville | 3 | 47130 47131 47132 47133 47134 47144 47190 47199 | 1840008642 |  | KY | 21 | 95 | 4 | A | Mixed-Humid | Harlan |  |  | JeffersonvilleIN | HarlanKY
Winder | Winder | GA | Georgia | 13013 | Barrow | 33.9917 | -83.7218 | 48125 | 507 | polygon | FALSE | TRUE | America/New_York | 3 | 30680 | 1840015623 |  | KY | 21 | 97 | 4 | A | Mixed-Humid | Harrison |  |  | WinderGA | HarrisonKY
Wauwatosa | Wauwatosa | WI | Wisconsin | 55079 | Milwaukee | 43.0615 | -88.0347 | 48118 | 1404 | polygon | FALSE | TRUE | America/Chicago | 3 | 53213 53225 53226 53222 | 1840003033 |  | KY | 21 | 99 | 4 | A | Mixed-Humid | Hart |  |  | WauwatosaWI | HartKY
Littleton | Littleton | CO | Colorado | 8005 | Arapahoe | 39.5915 | -105.0188 | 48065 | 1469 | polygon | FALSE | TRUE | America/Denver | 3 | 80128 80122 80123 80120 80160 80165 80166 | 1840020213 |  | KY | 21 | 101 | 4 | A | Mixed-Humid | Henderson |  |  | LittletonCO | HendersonKY
Cumberland | Cumberland | MD | Maryland | 24001 | Allegany | 39.6515 | -78.7585 | 47980 | 740 | polygon | FALSE | TRUE | America/New_York | 3 | 21502 21501 21503 21504 21505 | 1840005621 |  | KY | 21 | 103 | 4 | A | Mixed-Humid | Henry |  |  | CumberlandMD | HenryKY
Cedar Hill | Cedar Hill | TX | Texas | 48113 | Dallas | 32.581 | -96.9591 | 47930 | 517 | polygon | FALSE | TRUE | America/Chicago | 3 | 75104 75106 | 1840019433 |  | KY | 21 | 105 | 4 | A | Mixed-Humid | Hickman |  |  | Cedar HillTX | HickmanKY
Carrollton | Carrollton | GA | Georgia | 13045 | Carroll | 33.5817 | -85.0837 | 47920 | 471 | polygon | FALSE | TRUE | America/New_York | 3 | 30118 30116 30117 30109 30112 | 1840014801 |  | KY | 21 | 107 | 4 | A | Mixed-Humid | Hopkins |  |  | CarrolltonGA | HopkinsKY
Rancho Santa Margarita | Rancho Santa Margarita | CA | California | 6059 | Orange | 33.6318 | -117.5989 | 47896 | 1434 | polygon | FALSE | TRUE | America/Los_Angeles | 3 | 92679 92688 | 1840020584 |  | KY | 21 | 109 | 4 | A | Mixed-Humid | Jackson |  |  | Rancho Santa MargaritaCA | JacksonKY
Beavercreek | Beavercreek | OH | Ohio | 39057 | Greene | 39.731 | -84.0624 | 47741 | 693 | polygon | FALSE | TRUE | America/New_York | 3 | 45440 45434 45432 45431 45430 45301 45435 45482 | 1840007312 |  | KY | 21 | 111 | 4 | A | Mixed-Humid | Jefferson |  |  | BeavercreekOH | JeffersonKY
Niagara Falls | Niagara Falls | NY | New York | 36063 | Niagara | 43.0921 | -79.0147 | 47720 | 1308 | polygon | FALSE | TRUE | America/Toronto | 3 | 14303 14302 14301 14305 14304 | 1840000371 |  | KY | 21 | 113 | 4 | A | Mixed-Humid | Jessamine |  |  | Niagara FallsNY | JessamineKY
McLean | McLean | VA | Virginia | 51059 | Fairfax | 38.9436 | -77.1943 | 47682 | 742 | polygon | FALSE | FALSE | America/New_York | 3 | 22046 22043 22101 22102 22067 22103 22106 22107 22108 22109 | 1840006018 |  | KY | 21 | 115 | 4 | A | Mixed-Humid | Johnson |  |  | McLeanVA | JohnsonKY
North Highlands | North Highlands | CA | California | 6067 | Sacramento | 38.6713 | -121.3721 | 47661 | 2088 | polygon | FALSE | FALSE | America/Los_Angeles | 2 | 95660 95841 | 1840018841 |  | KY | 21 | 117 | 4 | A | Mixed-Humid | Kenton |  |  | North HighlandsCA | KentonKY
East Providence | East Providence | RI | Rhode Island | 44007 | Providence | 41.8065 | -71.3565 | 47618 | 1383 | polygon | FALSE | TRUE | America/New_York | 3 | 02915 02914 02916 | 1840003288 |  | KY | 21 | 119 | 4 | A | Mixed-Humid | Knott |  |  | East ProvidenceRI | KnottKY
Florin | Florin | CA | California | 6067 | Sacramento | 38.4832 | -121.4042 | 47555 | 2109 | polygon | FALSE | FALSE | America/Los_Angeles | 2 | 95828 95823 | 1840017581 |  | KY | 21 | 121 | 4 | A | Mixed-Humid | Knox |  |  | FlorinCA | KnoxKY
East Honolulu | East Honolulu | HI | Hawaii | 15003 | Honolulu | 21.2975 | -157.7211 | 47540 | 797 | polygon | FALSE | TRUE | Pacific/Honolulu | 3 | 96821 96825 96824 | 1840039181 |  | KY | 21 | 123 | 4 | A | Mixed-Humid | Larue |  |  | East HonoluluHI | LarueKY
Chesterfield | Chesterfield | MO | Missouri | 29189 | St. Louis | 38.6588 | -90.5804 | 47538 | 575 | polygon | FALSE | TRUE | America/Chicago | 3 | 63017 63005 63006 | 1840007446 |  | KY | 21 | 125 | 4 | A | Mixed-Humid | Laurel |  |  | ChesterfieldMO | LaurelKY
Covina | Covina | CA | California | 6037 | Los Angeles | 34.0903 | -117.8817 | 47450 | 2606 | polygon | FALSE | TRUE | America/Los_Angeles | 2 | 91724 91722 91723 | 1840019241 |  | KY | 21 | 127 | 4 | A | Mixed-Humid | Lawrence |  |  | CovinaCA | LawrenceKY
Bothell | Bothell | WA | Washington | 53033 | King | 47.7735 | -122.2044 | 47415 | 1342 | polygon | FALSE | TRUE | America/Los_Angeles | 3 | 98021 98011 98041 | 1840018419 |  | KY | 21 | 129 | 4 | A | Mixed-Humid | Lee |  |  | BothellWA | LeeKY
Glenview | Glenview | IL | Illinois | 17031 | Cook | 42.0825 | -87.8216 | 47308 | 1302 | polygon | FALSE | TRUE | America/Chicago | 3 | 60025 60026 | 1840011280 |  | KY | 21 | 131 | 4 | A | Mixed-Humid | Leslie |  |  | GlenviewIL | LeslieKY
Mentor | Mentor | OH | Ohio | 39085 | Lake | 41.6895 | -81.3361 | 47262 | 656 | polygon | FALSE | TRUE | America/New_York | 3 | 44060 44061 | 1840000539 |  | KY | 21 | 133 | 4 | A | Mixed-Humid | Letcher |  |  | MentorOH | LetcherKY
Keller | Keller | TX | Texas | 48439 | Tarrant | 32.9337 | -97.2255 | 47213 | 987 | polygon | FALSE | TRUE | America/Chicago | 3 | 76248 76262 | 1840019428 |  | KY | 21 | 135 | 4 | A | Mixed-Humid | Lewis |  |  | KellerTX | LewisKY
Danville | Danville | IL | Illinois | 17183 | Vermilion | 40.1423 | -87.6114 | 47059 | 654 | polygon | FALSE | TRUE | America/Chicago | 3 | 61834 61832 | 1840007235 |  | KY | 21 | 137 | 4 | A | Mixed-Humid | Lincoln |  |  | DanvilleIL | LincolnKY
Spring Hill | Spring Hill | TN | Tennessee | 47119 | Maury | 35.7438 | -86.9116 | 47042 | 630 | polygon | FALSE | TRUE | America/Chicago | 3 | 37174 37179 | 1840015386 |  | KY | 21 | 139 | 4 | A | Mixed-Humid | Livingston |  |  | Spring HillTN | LivingstonKY
Roseville | Roseville | MI | Michigan | 26099 | Macomb | 42.5074 | -82.9369 | 47018 | 1845 | polygon | FALSE | TRUE | America/Detroit | 3 | 48066 | 1840003092 |  | KY | 21 | 141 | 4 | A | Mixed-Humid | Logan |  |  | RosevilleMI | LoganKY
Elmhurst | Elmhurst | IL | Illinois | 17043 | DuPage | 41.8973 | -87.9432 | 46746 | 1759 | polygon | FALSE | TRUE | America/Chicago | 3 | 60126 | 1840008142 |  | KY | 21 | 143 | 4 | A | Mixed-Humid | Lyon |  |  | ElmhurstIL | LyonKY
New Philadelphia | New Philadelphia | OH | Ohio | 39157 | Tuscarawas | 40.486 | -81.4402 | 46698 | 818 | polygon | FALSE | TRUE | America/New_York | 3 | 44663 | 1840001281 |  | KY | 21 | 145 | 4 | A | Mixed-Humid | McCracken |  |  | New PhiladelphiaOH | McCrackenKY
Sandusky | Sandusky | OH | Ohio | 39043 | Erie | 41.4437 | -82.7149 | 46655 | 981 | polygon | FALSE | TRUE | America/New_York | 3 | 44870 44871 | 1840003433 |  | KY | 21 | 147 | 4 | A | Mixed-Humid | McCreary |  |  | SanduskyOH | McCrearyKY
El Dorado Hills | El Dorado Hills | CA | California | 6017 | El Dorado | 38.675 | -121.049 | 46593 | 371 | polygon | FALSE | FALSE | America/Los_Angeles | 3 | 95672 95762 95682 | 1840017565 |  | KY | 21 | 149 | 4 | A | Mixed-Humid | McLean |  |  | El Dorado HillsCA | McLeanKY
Salina | Salina | KS | Kansas | 20169 | Saline | 38.8137 | -97.6143 | 46550 | 698 | polygon | FALSE | TRUE | America/Chicago | 3 | 67401 67402 | 1840001647 |  | KY | 21 | 151 | 4 | A | Mixed-Humid | Madison |  |  | SalinaKS | MadisonKY
Euclid | Euclid | OH | Ohio | 39035 | Cuyahoga | 41.5904 | -81.5188 | 46550 | 1687 | polygon | FALSE | TRUE | America/New_York | 3 | 44132 44119 44117 44123 | 1840000600 |  | KY | 21 | 153 | 4 | A | Mixed-Humid | Magoffin |  |  | EuclidOH | MagoffinKY
Kingman | Kingman | AZ | Arizona | 4015 | Mohave | 35.217 | -114.0105 | 46524 | 318 | polygon | FALSE | TRUE | America/Phoenix | 3 | 86409 86401 | 1840021043 |  | KY | 21 | 155 | 4 | A | Mixed-Humid | Marion |  |  | KingmanAZ | MarionKY
Everett | Everett | MA | Massachusetts | 25017 | Middlesex | 42.4064 | -71.0545 | 46451 | 5244 | polygon | FALSE | TRUE | America/New_York | 2 | 2149 | 1840000425 |  | KY | 21 | 157 | 4 | A | Mixed-Humid | Marshall |  |  | EverettMA | MarshallKY
Farmington | Farmington | MO | Missouri | 29187 | St. Francois | 37.7821 | -90.4288 | 46331 | 808 | polygon | FALSE | TRUE | America/Chicago | 3 | 63640 | 1840008686 |  | KY | 21 | 159 | 4 | A | Mixed-Humid | Martin |  |  | FarmingtonMO | MartinKY
Weatherford | Weatherford | TX | Texas | 48367 | Parker | 32.7536 | -97.7723 | 46268 | 477 | polygon | FALSE | TRUE | America/Chicago | 3 | 76086 76087 | 1840022041 |  | KY | 21 | 161 | 4 | A | Mixed-Humid | Mason |  |  | WeatherfordTX | MasonKY
Middletown | Middletown | CT | Connecticut | 9007 | Middlesex | 41.5476 | -72.6549 | 46258 | 435 | polygon | FALSE | TRUE | America/New_York | 3 | 06457 06459 | 1840004844 |  | KY | 21 | 163 | 4 | A | Mixed-Humid | Meade |  |  | MiddletownCT | MeadeKY
Roseburg | Roseburg | OR | Oregon | 41019 | Douglas | 43.2232 | -123.3518 | 46228 | 843 | polygon | FALSE | TRUE | America/Los_Angeles | 3 | 97470 97471 | 1840020034 |  | KY | 21 | 165 | 4 | A | Mixed-Humid | Menifee |  |  | RoseburgOR | MenifeeKY
Biloxi | Biloxi | MS | Mississippi | 28047 | Harrison | 30.4422 | -88.9512 | 46212 | 415 | polygon | FALSE | TRUE | America/Chicago | 3 | 39531 39530 39532 39534 39533 39535 | 1840013948 |  | KY | 21 | 167 | 4 | A | Mixed-Humid | Mercer |  |  | BiloxiMS | MercerKY
Leavenworth | Leavenworth | KS | Kansas | 20103 | Leavenworth | 39.3239 | -94.924 | 46192 | 572 | polygon | FALSE | TRUE | America/Chicago | 3 | 66027 66048 | 1840001591 |  | KY | 21 | 169 | 4 | A | Mixed-Humid | Metcalfe |  |  | LeavenworthKS | MetcalfeKY
Fort Pierce | Fort Pierce | FL | Florida | 12111 | St. Lucie | 27.4256 | -80.3431 | 46103 | 751 | polygon | FALSE | TRUE | America/New_York | 3 | 34949 34947 34982 34981 34950 34948 34954 34979 | 1840014178 |  | KY | 21 | 171 | 4 | A | Mixed-Humid | Monroe |  |  | Fort PierceFL | MonroeKY
Winter Garden | Winter Garden | FL | Florida | 12095 | Orange | 28.5421 | -81.5966 | 46051 | 1094 | polygon | FALSE | TRUE | America/New_York | 3 | 34787 | 1840015965 |  | KY | 21 | 173 | 4 | A | Mixed-Humid | Montgomery |  |  | Winter GardenFL | MontgomeryKY
Oro Valley | Oro Valley | AZ | Arizona | 4019 | Pima | 32.4208 | -110.9768 | 46044 | 509 | polygon | FALSE | TRUE | America/Phoenix | 3 | 85755 85704 85737 | 1840023058 |  | KY | 21 | 175 | 4 | A | Mixed-Humid | Morgan |  |  | Oro ValleyAZ | MorganKY
Morgan Hill | Morgan Hill | CA | California | 6085 | Santa Clara | 37.1326 | -121.6417 | 45952 | 1365 | polygon | FALSE | TRUE | America/Los_Angeles | 3 | 95037 | 1840020331 |  | KY | 21 | 177 | 4 | A | Mixed-Humid | Muhlenberg |  |  | Morgan HillCA | MuhlenbergKY
Potomac | Potomac | MD | Maryland | 24031 | Montgomery | 39.0141 | -77.1943 | 45940 | 705 | polygon | FALSE | FALSE | America/New_York | 3 | 20817 20854 20827 20859 | 1840005837 |  | KY | 21 | 179 | 4 | A | Mixed-Humid | Nelson |  |  | PotomacMD | NelsonKY
Pinehurst | Pinehurst | NC | North Carolina | 37125 | Moore | 35.1922 | -79.4684 | 45935 | 384 | polygon | FALSE | TRUE | America/New_York | 3 | 28374 28370 | 1840017852 |  | KY | 21 | 181 | 4 | A | Mixed-Humid | Nicholas |  |  | PinehurstNC | NicholasKY
Danville | Danville | VA | Virginia | 51590 | Danville | 36.5831 | -79.4087 | 45890 | 361 | polygon | FALSE | TRUE | America/New_York | 3 | 24540 24541 | 1840003878 |  | KY | 21 | 183 | 4 | A | Mixed-Humid | Ohio |  |  | DanvilleVA | OhioKY
Rockwall | Rockwall | TX | Texas | 48397 | Rockwall | 32.9169 | -96.4377 | 45888 | 603 | polygon | FALSE | TRUE | America/Chicago | 3 | 75032 75087 75189 | 1840020717 |  | KY | 21 | 185 | 4 | A | Mixed-Humid | Oldham |  |  | RockwallTX | OldhamKY
Coachella | Coachella | CA | California | 6065 | Riverside | 33.6905 | -116.143 | 45743 | 587 | polygon | FALSE | TRUE | America/Los_Angeles | 3 | 92236 | 1840019294 |  | KY | 21 | 187 | 4 | A | Mixed-Humid | Owen |  |  | CoachellaCA | OwenKY
Wake Forest | Wake Forest | NC | North Carolina | 37183 | Wake | 35.9629 | -78.5141 | 45629 | 999 | polygon | FALSE | TRUE | America/New_York | 3 | 27587 27588 | 1840016199 |  | KY | 21 | 189 | 4 | A | Mixed-Humid | Owsley |  |  | Wake ForestNC | OwsleyKY
Pearl City | Pearl City | HI | Hawaii | 15003 | Honolulu | 21.4031 | -157.9566 | 45605 | 1933 | polygon | FALSE | FALSE | Pacific/Honolulu | 3 | 96701 96782 | 1840023251 |  | KY | 21 | 191 | 4 | A | Mixed-Humid | Pendleton |  |  | Pearl CityHI | PendletonKY
Tupelo | Tupelo | MS | Mississippi | 28081 | Lee | 34.2692 | -88.7318 | 45466 | 229 | polygon | FALSE | TRUE | America/Chicago | 3 | 38804 38801 38826 38802 38803 | 1840015561 |  | KY | 21 | 193 | 4 | A | Mixed-Humid | Perry |  |  | TupeloMS | PerryKY
Attleboro | Attleboro | MA | Massachusetts | 25005 | Bristol | 41.9311 | -71.295 | 45237 | 652 | polygon | FALSE | TRUE | America/New_York | 3 | 2703 | 1840000496 |  | KY | 21 | 195 | 4 | A | Mixed-Humid | Pike |  |  | AttleboroMA | PikeKY
Pine Bluff | Pine Bluff | AR | Arkansas | 5069 | Jefferson | 34.2116 | -92.0178 | 45204 | 365 | polygon | FALSE | TRUE | America/Chicago | 3 | 71602 71601 71603 71611 71612 | 1840014699 |  | KY | 21 | 197 | 4 | A | Mixed-Humid | Powell |  |  | Pine BluffAR | PowellKY
Oakland Park | Oakland Park | FL | Florida | 12011 | Broward | 26.178 | -80.1528 | 45202 | 2318 | polygon | FALSE | TRUE | America/New_York | 2 | 33306 33309 33334 33311 33310 33335 | 1840015139 |  | KY | 21 | 199 | 4 | A | Mixed-Humid | Pulaski |  |  | Oakland ParkFL | PulaskiKY
Marion | Marion | OH | Ohio | 39101 | Marion | 40.5933 | -83.1237 | 45181 | 1175 | polygon | FALSE | TRUE | America/New_York | 3 | 43302 | 1840008332 |  | KY | 21 | 201 | 4 | A | Mixed-Humid | Robertson |  |  | MarionOH | RobertsonKY
Hilo | Hilo | HI | Hawaii | 15001 | Hawaii | 19.6886 | -155.0864 | 45056 | 325 | polygon | FALSE | FALSE | Pacific/Honolulu | 3 | 96720 | 1840023193 |  | KY | 21 | 203 | 4 | A | Mixed-Humid | Rockcastle |  |  | HiloHI | RockcastleKY
Lufkin | Lufkin | TX | Texas | 48005 | Angelina | 31.3217 | -94.7277 | 44867 | 395 | polygon | FALSE | TRUE | America/Chicago | 3 | 75904 75901 75903 75915 | 1840020840 |  | KY | 21 | 205 | 4 | A | Mixed-Humid | Rowan |  |  | LufkinTX | RowanKY
Altadena | Altadena | CA | California | 6037 | Los Angeles | 34.1928 | -118.1345 | 44850 | 2045 | polygon | FALSE | FALSE | America/Los_Angeles | 2 | 91104 91001 91003 | 1840017918 |  | KY | 21 | 207 | 4 | A | Mixed-Humid | Russell |  |  | AltadenaCA | RussellKY
Manitowoc | Manitowoc | WI | Wisconsin | 55071 | Manitowoc | 44.0991 | -87.6811 | 44770 | 707 | polygon | FALSE | TRUE | America/Chicago | 3 | 54220 | 1840002213 |  | KY | 21 | 209 | 4 | A | Mixed-Humid | Scott |  |  | ManitowocWI | ScottKY
Lake Ridge | Lake Ridge | VA | Virginia | 51153 | Prince William | 38.6843 | -77.3059 | 44716 | 1849 | polygon | FALSE | FALSE | America/New_York | 3 | 22192 | 1840006099 |  | KY | 21 | 211 | 4 | A | Mixed-Humid | Shelby |  |  | Lake RidgeVA | ShelbyKY
Selma | Selma | CA | California | 6019 | Fresno | 36.5715 | -119.6143 | 44703 | 1661 | polygon | FALSE | TRUE | America/Los_Angeles | 3 | 93662 | 1840021567 |  | KY | 21 | 213 | 4 | A | Mixed-Humid | Simpson |  |  | SelmaCA | SimpsonKY
Strongsville | Strongsville | OH | Ohio | 39035 | Cuyahoga | 41.3128 | -81.8313 | 44660 | 700 | polygon | FALSE | TRUE | America/New_York | 3 | 44136 44149 | 1840003415 |  | KY | 21 | 215 | 4 | A | Mixed-Humid | Spencer |  |  | StrongsvilleOH | SpencerKY
Danville | Danville | CA | California | 6013 | Contra Costa | 37.8121 | -121.9698 | 44510 | 950 | polygon | FALSE | TRUE | America/Los_Angeles | 3 | 94506 94526 | 1840021532 |  | KY | 21 | 217 | 4 | A | Mixed-Humid | Taylor |  |  | DanvilleCA | TaylorKY
Quincy | Quincy | IL | Illinois | 17001 | Adams | 39.9335 | -91.3799 | 44466 | 981 | polygon | FALSE | TRUE | America/Chicago | 3 | 62301 62305 | 1840009466 |  | KY | 21 | 219 | 4 | A | Mixed-Humid | Todd |  |  | QuincyIL | ToddKY
Lancaster | Lancaster | OH | Ohio | 39045 | Fairfield | 39.7249 | -82.6049 | 44447 | 829 | polygon | FALSE | TRUE | America/New_York | 3 | 43130 | 1840003781 |  | KY | 21 | 221 | 4 | A | Mixed-Humid | Trigg |  |  | LancasterOH | TriggKY
Riverton | Riverton | UT | Utah | 49035 | Salt Lake | 40.5177 | -111.9635 | 44440 | 1363 | polygon | FALSE | TRUE | America/Denver | 3 | 84096 84065 | 1840020157 |  | KY | 21 | 223 | 4 | A | Mixed-Humid | Trimble |  |  | RivertonUT | TrimbleKY
The Colony | The Colony | TX | Texas | 48121 | Denton | 33.0925 | -96.8977 | 44438 | 1225 | polygon | FALSE | TRUE | America/Chicago | 3 | 75034 75056 | 1840022005 |  | KY | 21 | 225 | 4 | A | Mixed-Humid | Union |  |  | The ColonyTX | UnionKY
Urbandale | Urbandale | IA | Iowa | 19153 | Polk | 41.639 | -93.7813 | 44379 | 762 | polygon | FALSE | TRUE | America/Chicago | 3 | 50111 50323 50322 50334 | 1840010184 |  | KY | 21 | 227 | 4 | A | Mixed-Humid | Warren |  |  | UrbandaleIA | WarrenKY
Plainfield | Plainfield | IL | Illinois | 17197 | Will | 41.6206 | -88.2252 | 44308 | 705 | polygon | FALSE | TRUE | America/Chicago | 3 | 60544 60586 60585 | 1840011495 |  | KY | 21 | 229 | 4 | A | Mixed-Humid | Washington |  |  | PlainfieldIL | WashingtonKY
Lombard | Lombard | IL | Illinois | 17043 | DuPage | 41.8742 | -88.0157 | 44303 | 1675 | polygon | FALSE | TRUE | America/Chicago | 3 | 60148 | 1840011402 |  | KY | 21 | 231 | 4 | A | Mixed-Humid | Wayne |  |  | LombardIL | WayneKY
Prescott | Prescott | AZ | Arizona | 4025 | Yavapai | 34.585 | -112.4475 | 44299 | 380 | polygon | FALSE | TRUE | America/Phoenix | 3 | 86305 86301 86303 86313 86302 86304 | 1840020436 |  | KY | 21 | 233 | 4 | A | Mixed-Humid | Webster |  |  | PrescottAZ | WebsterKY
North Lauderdale | North Lauderdale | FL | Florida | 12011 | Broward | 26.2113 | -80.2209 | 44262 | 3697 | polygon | FALSE | TRUE | America/New_York | 2 | 33068 | 1840015138 |  | KY | 21 | 235 | 4 | A | Mixed-Humid | Whitley |  |  | North LauderdaleFL | WhitleyKY
Eureka | Eureka | CA | California | 6023 | Humboldt | 40.7942 | -124.1568 | 44236 | 1098 | polygon | FALSE | TRUE | America/Los_Angeles | 3 | 95503 95501 95521 95502 95534 | 1840009558 |  | KY | 21 | 237 | 4 | A | Mixed-Humid | Wolfe |  |  | EurekaCA | WolfeKY
Hackensack | Hackensack | NJ | New Jersey | 34003 | Bergen | 40.889 | -74.0461 | 44188 | 4070 | polygon | FALSE | TRUE | America/New_York | 2 | 07601 07602 | 1840003556 |  | KY | 21 | 239 | 4 | A | Mixed-Humid | Woodford |  |  | HackensackNJ | WoodfordKY
Sayreville | Sayreville | NJ | New Jersey | 34023 | Middlesex | 40.4656 | -74.3237 | 44173 | 1077 | polygon | FALSE | TRUE | America/New_York | 3 | 08872 08879 08859 08871 | 1840001332 |  | LA | 22 | 1 | 2 | A | Hot-Humid | Acadia |  |  | SayrevilleNJ | AcadiaLA
Altamonte Springs | Altamonte Springs | FL | Florida | 12117 | Seminole | 28.6615 | -81.3953 | 44143 | 1876 | polygon | FALSE | TRUE | America/New_York | 3 | 32714 32701 32715 32716 | 1840014072 |  | LA | 22 | 3 | 2 | A | Hot-Humid | Allen |  |  | Altamonte SpringsFL | AllenLA
Del Rio | Del Rio | TX | Texas | 48465 | Val Verde | 29.3708 | -100.88 | 44121 | 676 | polygon | FALSE | TRUE | America/Chicago | 3 | 78840 78841 78842 78847 | 1840019607 |  | LA | 22 | 5 | 2 | A | Hot-Humid | Ascension |  |  | Del RioTX | AscensionLA
Cleveland Heights | Cleveland Heights | OH | Ohio | 39035 | Cuyahoga | 41.5112 | -81.5636 | 43992 | 2097 | polygon | FALSE | TRUE | America/New_York | 2 | 44121 44118 44112 44106 | 1840000597 |  | LA | 22 | 7 | 2 | A | Hot-Humid | Assumption |  |  | Cleveland HeightsOH | AssumptionLA
Bountiful | Bountiful | UT | Utah | 49011 | Davis | 40.8722 | -111.8647 | 43981 | 1286 | polygon | FALSE | TRUE | America/Denver | 3 | 84010 84011 | 1840018737 |  | LA | 22 | 9 | 2 | A | Hot-Humid | Avoyelles |  |  | BountifulUT | AvoyellesLA
Desert Hot Springs | Desert Hot Springs | CA | California | 6065 | Riverside | 33.9551 | -116.543 | 43914 | 368 | polygon | FALSE | TRUE | America/Los_Angeles | 3 | 92282 92240 92258 | 1840019306 |  | LA | 22 | 11 | 2 | A | Hot-Humid | Beauregard |  |  | Desert Hot SpringsCA | BeauregardLA
Peachtree Corners | Peachtree Corners | GA | Georgia | 13135 | Gwinnett | 33.967 | -84.2319 | 43905 | 1052 | polygon | FALSE | TRUE | America/New_York | 3 | 30071 30092 30360 30010 | 1840029447 |  | LA | 22 | 13 | 3 | A | Hot-Humid | Bienville |  |  | Peachtree CornersGA | BienvilleLA
Haltom City | Haltom City | TX | Texas | 48439 | Tarrant | 32.8176 | -97.2707 | 43874 | 1369 | polygon | FALSE | TRUE | America/Chicago | 3 | 76137 76148 76117 | 1840020698 |  | LA | 22 | 15 | 3 | A | Hot-Humid | Bossier |  |  | Haltom CityTX | BossierLA
Ormond Beach | Ormond Beach | FL | Florida | 12127 | Volusia | 29.296 | -81.1003 | 43759 | 510 | polygon | FALSE | TRUE | America/New_York | 3 | 32174 32176 32173 32175 | 1840015076 |  | LA | 22 | 17 | 3 | A | Hot-Humid | Caddo |  |  | Ormond BeachFL | CaddoLA
Cutler Bay | Cutler Bay | FL | Florida | 12086 | Miami-Dade | 25.5765 | -80.3356 | 43718 | 1707 | polygon | FALSE | TRUE | America/New_York | 3 | 33190 33157 33189 | 1840017276 |  | LA | 22 | 19 | 2 | A | Hot-Humid | Calcasieu |  |  | Cutler BayFL | CalcasieuLA
Trujillo Alto | Trujillo Alto | PR | Puerto Rico | 72139 | Trujillo Alto | 18.3601 | -66.0103 | 43703 | 2329 | polygon | FALSE | FALSE | America/Puerto_Rico | 2 | 00976 00926 00977 00978 | 1630023656 |  | LA | 22 | 21 | 3 | A | Hot-Humid | Caldwell |  |  | Trujillo AltoPR | CaldwellLA
Adrian | Adrian | MI | Michigan | 26091 | Lenawee | 41.8994 | -84.0446 | 43689 | 994 | polygon | FALSE | TRUE | America/Detroit | 3 | 49221 | 1840003226 |  | LA | 22 | 23 | 2 | A | Hot-Humid | Cameron |  |  | AdrianMI | CameronLA
Goose Creek | Goose Creek | SC | South Carolina | 45015 | Berkeley | 32.9925 | -80.0054 | 43665 | 409 | polygon | FALSE | TRUE | America/New_York | 3 | 29445 | 1840013761 |  | LA | 22 | 25 | 3 | A | Hot-Humid | Catahoula |  |  | Goose CreekSC | CatahoulaLA
Moorhead | Moorhead | MN | Minnesota | 27027 | Clay | 46.8673 | -96.7461 | 43652 | 756 | polygon | FALSE | TRUE | America/Chicago | 3 | 56560 56562 56563 | 1840007731 |  | LA | 22 | 27 | 3 | A | Hot-Humid | Claiborne |  |  | MoorheadMN | ClaiborneLA
Westfield | Westfield | IN | Indiana | 18057 | Hamilton | 40.0333 | -86.1532 | 43649 | 554 | polygon | FALSE | TRUE | America/Indiana/Indianapolis | 3 | 46033 46074 | 1840010500 |  | LA | 22 | 29 | 3 | A | Hot-Humid | Concordia |  |  | WestfieldIN | ConcordiaLA
Concord | Concord | NH | New Hampshire | 33013 | Merrimack | 43.2305 | -71.5595 | 43627 | 263 | polygon | FALSE | TRUE | America/New_York | 2 | 03303 03301 03302 03305 | 1840002747 |  | LA | 22 | 31 | 3 | A | Hot-Humid | De Soto |  |  | ConcordNH | De SotoLA
Annandale | Annandale | VA | Virginia | 51059 | Fairfax | 38.8324 | -77.196 | 43295 | 2129 | polygon | FALSE | FALSE | America/New_York | 2 | 22003 22042 | 1840006011 |  | LA | 22 | 33 | 2 | A | Hot-Humid | East Baton Rouge |  |  | AnnandaleVA | East Baton RougeLA
Rohnert Park | Rohnert Park | CA | California | 6097 | Sonoma | 38.348 | -122.6964 | 43291 | 2386 | polygon | FALSE | TRUE | America/Los_Angeles | 2 | 94928 94927 | 1840020243 |  | LA | 22 | 35 | 3 | A | Mixed-Humid | East Carroll |  |  | Rohnert ParkCA | East CarrollLA
Brea | Brea | CA | California | 6059 | Orange | 33.9254 | -117.8656 | 43255 | 1373 | polygon | FALSE | TRUE | America/Los_Angeles | 3 | 92821 92823 92822 | 1840019323 |  | LA | 22 | 37 | 2 | A | Hot-Humid | East Feliciana |  |  | BreaCA | East FelicianaLA
Klamath Falls | Klamath Falls | OR | Oregon | 41035 | Klamath | 42.2191 | -121.7754 | 43246 | 419 | polygon | FALSE | TRUE | America/Los_Angeles | 3 | 97603 97601 | 1840020054 |  | LA | 22 | 39 | 2 | A | Hot-Humid | Evangeline |  |  | Klamath FallsOR | EvangelineLA
Salem | Salem | MA | Massachusetts | 25009 | Essex | 42.5129 | -70.902 | 43226 | 2012 | polygon | FALSE | TRUE | America/New_York | 2 | 01970 01971 | 1840000410 |  | LA | 22 | 41 | 3 | A | Hot-Humid | Franklin |  |  | SalemMA | FranklinLA
Channelview | Channelview | TX | Texas | 48201 | Harris | 29.7914 | -95.1145 | 43055 | 1148 | polygon | FALSE | FALSE | America/Chicago | 3 | 77530 77049 | 1840018253 |  | LA | 22 | 43 | 3 | A | Hot-Humid | Grant |  |  | ChannelviewTX | GrantLA
North Miami Beach | North Miami Beach | FL | Florida | 12086 | Miami-Dade | 25.9302 | -80.166 | 43041 | 3429 | polygon | FALSE | TRUE | America/New_York | 2 | 33160 33162 33280 | 1840015155 |  | LA | 22 | 45 | 2 | A | Hot-Humid | Iberia |  |  | North Miami BeachFL | IberiaLA
Whitney | Whitney | NV | Nevada | 32003 | Clark | 36.1005 | -115.038 | 42973 | 2471 | polygon | FALSE | FALSE | America/Los_Angeles | 2 | 89122 | 1840033834 |  | LA | 22 | 47 | 2 | A | Hot-Humid | Iberville |  |  | WhitneyNV | IbervilleLA
Freeport | Freeport | NY | New York | 36059 | Nassau | 40.6515 | -73.585 | 42956 | 3622 | polygon | FALSE | TRUE | America/New_York | 2 | 11520 | 1840005288 |  | LA | 22 | 49 | 3 | A | Hot-Humid | Jackson |  |  | FreeportNY | JacksonLA
Centralia | Centralia | WA | Washington | 53041 | Lewis | 46.7226 | -122.9696 | 42922 | 904 | polygon | FALSE | TRUE | America/Los_Angeles | 3 | 98531 | 1840018471 |  | LA | 22 | 51 | 2 | A | Hot-Humid | Jefferson |  |  | CentraliaWA | JeffersonLA
Gallatin | Gallatin | TN | Tennessee | 47165 | Sumner | 36.3782 | -86.4696 | 42918 | 520 | polygon | FALSE | TRUE | America/Chicago | 3 | 37066 | 1840013295 |  | LA | 22 | 53 | 2 | A | Hot-Humid | Jefferson Davis |  |  | GallatinTN | Jefferson DavisLA
Stevens Point | Stevens Point | WI | Wisconsin | 55097 | Portage | 44.5241 | -89.5508 | 42837 | 581 | polygon | FALSE | TRUE | America/Chicago | 3 | 54481 54482 | 1840002320 |  | LA | 22 | 59 | 3 | A | Hot-Humid | La Salle |  |  | Stevens PointWI | La SalleLA
San Bruno | San Bruno | CA | California | 6081 | San Mateo | 37.6254 | -122.4313 | 42807 | 3019 | polygon | FALSE | TRUE | America/Los_Angeles | 2 | 94066 | 1840021549 |  | LA | 22 | 55 | 2 | A | Hot-Humid | Lafayette |  |  | San BrunoCA | LafayetteLA
Burke | Burke | VA | Virginia | 51059 | Fairfax | 38.7773 | -77.2633 | 42806 | 1920 | polygon | FALSE | FALSE | America/New_York | 3 | 22015 22153 22152 22009 | 1840006014 |  | LA | 22 | 57 | 2 | A | Hot-Humid | Lafourche |  |  | BurkeVA | LafourcheLA
Brentwood | Brentwood | TN | Tennessee | 47187 | Williamson | 35.9918 | -86.7758 | 42783 | 401 | polygon | FALSE | TRUE | America/Chicago | 3 | 37027 37024 | 1840013381 |  | LA | 22 | 61 | 3 | A | Hot-Humid | Lincoln |  |  | BrentwoodTN | LincolnLA
North Fort Myers | North Fort Myers | FL | Florida | 12071 | Lee | 26.7243 | -81.8491 | 42770 | 326 | polygon | FALSE | FALSE | America/New_York | 3 | 33917 33903 33918 | 1840014222 |  | LA | 22 | 63 | 2 | A | Hot-Humid | Livingston |  |  | North Fort MyersFL | LivingstonLA
Hicksville | Hicksville | NY | New York | 36059 | Nassau | 40.7637 | -73.5245 | 42709 | 2427 | polygon | FALSE | FALSE | America/New_York | 2 | 11801 11802 11815 | 1840005266 |  | LA | 22 | 65 | 3 | A | Hot-Humid | Madison |  |  | HicksvilleNY | MadisonLA
West Babylon | West Babylon | NY | New York | 36103 | Suffolk | 40.7112 | -73.3567 | 42665 | 2117 | polygon | FALSE | FALSE | America/New_York | 2 | 11704 | 1840005109 |  | LA | 22 | 67 | 3 | A | Mixed-Humid | Morehouse |  |  | West BabylonNY | MorehouseLA
Edmonds | Edmonds | WA | Washington | 53061 | Snohomish | 47.8115 | -122.3533 | 42605 | 1844 | polygon | FALSE | TRUE | America/Los_Angeles | 3 | 98026 98020 | 1840037645 |  | LA | 22 | 69 | 3 | A | Hot-Humid | Natchitoches |  |  | EdmondsWA | NatchitochesLA
Apache Junction | Apache Junction | AZ | Arizona | 4021 | Pinal | 33.3985 | -111.5351 | 42571 | 468 | polygon | FALSE | TRUE | America/Phoenix | 3 | 85119 85120 85117 85178 | 1840019365 |  | LA | 22 | 71 | 2 | A | Hot-Humid | Orleans |  |  | Apache JunctionAZ | OrleansLA
Fairfield | Fairfield | OH | Ohio | 39017 | Butler | 39.3301 | -84.5409 | 42558 | 788 | polygon | FALSE | TRUE | America/New_York | 3 | 45014 | 1840003802 |  | LA | 22 | 73 | 3 | A | Hot-Humid | Ouachita |  |  | FairfieldOH | OuachitaLA
Oakley | Oakley | CA | California | 6013 | Contra Costa | 37.9929 | -121.6951 | 42543 | 1035 | polygon | FALSE | TRUE | America/Los_Angeles | 3 | 94561 | 1840020279 |  | LA | 22 | 75 | 2 | A | Hot-Humid | Plaquemines |  |  | OakleyCA | PlaqueminesLA
Hutchinson | Hutchinson | KS | Kansas | 20155 | Reno | 38.0671 | -97.9081 | 42531 | 634 | polygon | FALSE | TRUE | America/Chicago | 3 | 67502 67501 | 1840001673 |  | LA | 22 | 77 | 2 | A | Hot-Humid | Pointe Coupee |  |  | HutchinsonKS | Pointe CoupeeLA
Greenwood | Greenwood | SC | South Carolina | 45047 | Greenwood | 34.1945 | -82.1542 | 42429 | 553 | polygon | FALSE | TRUE | America/New_York | 3 | 29649 29646 29647 29648 | 1840013626 |  | LA | 22 | 79 | 2 | A | Hot-Humid | Rapides |  |  | GreenwoodSC | RapidesLA
Richmond | Richmond | IN | Indiana | 18177 | Wayne | 39.8318 | -84.8905 | 42373 | 568 | polygon | FALSE | TRUE | America/Indiana/Indianapolis | 3 | 47374 47375 | 1840014176 |  | LA | 22 | 81 | 3 | A | Hot-Humid | Red River |  |  | RichmondIN | Red RiverLA
Linden | Linden | NJ | New Jersey | 34039 | Union | 40.6251 | -74.2381 | 42361 | 1530 | polygon | FALSE | TRUE | America/New_York | 3 | 7036 | 1840001094 |  | LA | 22 | 83 | 3 | A | Hot-Humid | Richland |  |  | LindenNJ | RichlandLA
Puyallup | Puyallup | WA | Washington | 53053 | Pierce | 47.1794 | -122.2902 | 42361 | 1157 | polygon | FALSE | TRUE | America/Los_Angeles | 3 | 98372 98371 98374 98373 98352 | 1840019859 |  | LA | 22 | 85 | 3 | A | Hot-Humid | Sabine |  |  | PuyallupWA | SabineLA
Huntsville | Huntsville | TX | Texas | 48471 | Walker | 30.705 | -95.5544 | 42241 | 454 | polygon | FALSE | TRUE | America/Chicago | 3 | 77340 77342 77320 77341 77343 77344 77348 77349 | 1840019565 |  | LA | 22 | 87 | 2 | A | Hot-Humid | St. Bernard |  |  | HuntsvilleTX | St. BernardLA
Urbana | Urbana | IL | Illinois | 17019 | Champaign | 40.1106 | -88.1972 | 42214 | 1379 | polygon | FALSE | TRUE | America/Chicago | 3 | 61801 61802 61803 | 1840010451 |  | LA | 22 | 89 | 2 | A | Hot-Humid | St. Charles |  |  | UrbanaIL | St. CharlesLA
Beverly | Beverly | MA | Massachusetts | 25009 | Essex | 42.5681 | -70.8627 | 42174 | 1079 | polygon | FALSE | TRUE | America/New_York | 3 | 01915 01965 | 1840000411 |  | LA | 22 | 91 | 2 | A | Hot-Humid | St. Helena |  |  | BeverlyMA | St. HelenaLA
Clovis | Clovis | NM | New Mexico | 35009 | Curry | 34.4376 | -103.1923 | 42168 | 626 | polygon | FALSE | TRUE | America/Denver | 3 | 88101 88102 | 1840019195 |  | LA | 22 | 93 | 2 | A | Hot-Humid | St. James |  |  | ClovisNM | St. JamesLA
Statesboro | Statesboro | GA | Georgia | 13031 | Bulloch | 32.4376 | -81.775 | 42102 | 854 | polygon | FALSE | TRUE | America/New_York | 3 | 30460 30461 30458 30459 | 1840015801 |  | LA | 22 | 95 | 2 | A | Hot-Humid | St. John the Baptist |  |  | StatesboroGA | St. John the BaptistLA
Hobbs | Hobbs | NM | New Mexico | 35025 | Lea | 32.7282 | -103.16 | 42095 | 572 | polygon | FALSE | TRUE | America/Denver | 3 | 88240 | 1840020616 |  | LA | 22 | 97 | 2 | A | Hot-Humid | St. Landry |  |  | HobbsNM | St. LandryLA
McMinnville | McMinnville | OR | Oregon | 41071 | Yamhill | 45.211 | -123.1918 | 42062 | 1268 | polygon | FALSE | TRUE | America/Los_Angeles | 3 | 97128 | 1840019956 |  | LA | 22 | 99 | 2 | A | Hot-Humid | St. Martin |  |  | McMinnvilleOR | St. MartinLA
Schertz | Schertz | TX | Texas | 48187 | Guadalupe | 29.5649 | -98.2537 | 42042 | 507 | polygon | FALSE | TRUE | America/Chicago | 3 | 78108 78154 | 1840022213 |  | LA | 22 | 101 | 2 | A | Hot-Humid | St. Mary |  |  | SchertzTX | St. MaryLA
Bell Gardens | Bell Gardens | CA | California | 6037 | Los Angeles | 33.9663 | -118.155 | 42012 | 6597 | polygon | FALSE | TRUE | America/Los_Angeles | 2 | 90201 90202 | 1840019229 |  | LA | 22 | 103 | 2 | A | Hot-Humid | St. Tammany |  |  | Bell GardensCA | St. TammanyLA
Oviedo | Oviedo | FL | Florida | 12117 | Seminole | 28.658 | -81.1872 | 41860 | 1043 | polygon | FALSE | TRUE | America/New_York | 3 | 32765 32766 32762 | 1840015089 |  | LA | 22 | 105 | 2 | A | Hot-Humid | Tangipahoa |  |  | OviedoFL | TangipahoaLA
Odenton | Odenton | MD | Maryland | 24003 | Anne Arundel | 39.0661 | -76.6939 | 41846 | 1093 | polygon | FALSE | FALSE | America/New_York | 3 | 21054 21113 | 1840005912 |  | LA | 22 | 107 | 3 | A | Hot-Humid | Tensas |  |  | OdentonMD | TensasLA
Grove City | Grove City | OH | Ohio | 39049 | Franklin | 39.8659 | -83.0694 | 41820 | 940 | polygon | FALSE | TRUE | America/New_York | 3 | 43123 | 1840007264 |  | LA | 22 | 109 | 2 | A | Hot-Humid | Terrebonne |  |  | Grove CityOH | TerrebonneLA
Campbell | Campbell | CA | California | 6085 | Santa Clara | 37.2802 | -121.9538 | 41793 | 2656 | polygon | FALSE | TRUE | America/Los_Angeles | 2 | 95008 95009 95011 | 1840018949 |  | LA | 22 | 111 | 3 | A | Hot-Humid | Union |  |  | CampbellCA | UnionLA
Wentzville | Wentzville | MO | Missouri | 29183 | St. Charles | 38.8152 | -90.8667 | 41784 | 809 | polygon | FALSE | TRUE | America/Chicago | 3 | 63385 | 1840010717 |  | LA | 22 | 113 | 2 | A | Hot-Humid | Vermilion |  |  | WentzvilleMO | VermilionLA
Woonsocket | Woonsocket | RI | Rhode Island | 44007 | Providence | 42.001 | -71.4993 | 41751 | 2081 | polygon | FALSE | TRUE | America/New_York | 2 | 2895 | 1840003290 |  | LA | 22 | 115 | 3 | A | Hot-Humid | Vernon |  |  | WoonsocketRI | VernonLA
La Quinta | La Quinta | CA | California | 6065 | Riverside | 33.6536 | -116.2785 | 41748 | 457 | polygon | FALSE | TRUE | America/Los_Angeles | 3 | 92253 92202 92247 92248 | 1840020559 |  | LA | 22 | 117 | 2 | A | Hot-Humid | Washington |  |  | La QuintaCA | WashingtonLA
Weslaco | Weslaco | TX | Texas | 48215 | Hidalgo | 26.1648 | -97.9898 | 41629 | 913 | polygon | FALSE | TRUE | America/Chicago | 3 | 78596 78599 | 1840022258 |  | LA | 22 | 119 | 3 | A | Hot-Humid | Webster |  |  | WeslacoTX | WebsterLA
Zanesville | Zanesville | OH | Ohio | 39119 | Muskingum | 39.9565 | -82.0132 | 41589 | 825 | polygon | FALSE | TRUE | America/New_York | 3 | 43701 43702 | 1840001496 |  | LA | 22 | 121 | 2 | A | Hot-Humid | West Baton Rouge |  |  | ZanesvilleOH | West Baton RougeLA
Newnan | Newnan | GA | Georgia | 13077 | Coweta | 33.3766 | -84.7761 | 41581 | 831 | polygon | FALSE | TRUE | America/New_York | 3 | 30263 30265 30264 30271 | 1840014833 |  | LA | 22 | 123 | 3 | A | Mixed-Humid | West Carroll |  |  | NewnanGA | West CarrollLA
Shakopee | Shakopee | MN | Minnesota | 27139 | Scott | 44.7744 | -93.4764 | 41570 | 570 | polygon | FALSE | TRUE | America/Chicago | 3 | 55379 | 1840008955 |  | LA | 22 | 125 | 2 | A | Hot-Humid | West Feliciana |  |  | ShakopeeMN | West FelicianaLA
Brighton | Brighton | CO | Colorado | 8001 | Adams | 39.9716 | -104.7964 | 41554 | 757 | polygon | FALSE | TRUE | America/Denver | 3 | 80603 80601 | 1840018784 |  | LA | 22 | 127 | 3 | A | Hot-Humid | Winn |  |  | BrightonCO | WinnLA
Catonsville | Catonsville | MD | Maryland | 24005 | Baltimore | 39.2646 | -76.7424 | 41547 | 1148 | polygon | FALSE | FALSE | America/New_York | 3 | 21250 21228 | 1840005679 |  | MA | 25 | 1 | 5 | A | Cold | Barnstable |  |  | CatonsvilleMD | BarnstableMA
Rancho Palos Verdes | Rancho Palos Verdes | CA | California | 6037 | Los Angeles | 33.7554 | -118.3637 | 41530 | 1190 | polygon | FALSE | TRUE | America/Los_Angeles | 3 | 90275 | 1840020508 |  | MA | 25 | 3 | 5 | A | Cold | Berkshire |  |  | Rancho Palos VerdesCA | BerkshireMA
Mableton | Mableton | GA | Georgia | 13067 | Cobb | 33.8132 | -84.5656 | 41487 | 778 | polygon | FALSE | FALSE | America/New_York | 3 | 30126 30168 30111 | 1840013690 |  | MA | 25 | 5 | 5 | A | Cold | Bristol |  |  | MabletonGA | BristolMA
Coppell | Coppell | TX | Texas | 48113 | Dallas | 32.9638 | -96.9905 | 41421 | 1102 | polygon | FALSE | TRUE | America/Chicago | 3 | 75019 75099 | 1840019439 |  | MA | 25 | 7 | 5 | A | Cold | Dukes |  |  | CoppellTX | DukesMA
Linton Hall | Linton Hall | VA | Virginia | 51153 | Prince William | 38.7551 | -77.575 | 41386 | 1255 | polygon | FALSE | FALSE | America/New_York | 3 | 20136 20155 | 1840006100 |  | MA | 25 | 9 | 5 | A | Cold | Essex |  |  | Linton HallVA | EssexMA
Moline | Moline | IL | Illinois | 17161 | Rock Island | 41.4821 | -90.4921 | 41356 | 953 | polygon | FALSE | TRUE | America/Chicago | 3 | 61265 61266 | 1840008181 |  | MA | 25 | 11 | 5 | A | Cold | Franklin |  |  | MolineIL | FranklinMA
Delaware | Delaware | OH | Ohio | 39041 | Delaware | 40.2866 | -83.0747 | 41283 | 825 | polygon | FALSE | TRUE | America/New_York | 3 | 43015 | 1840007237 |  | MA | 25 | 13 | 5 | A | Cold | Hampden |  |  | DelawareOH | HampdenMA
Westfield | Westfield | MA | Massachusetts | 25013 | Hampden | 42.1382 | -72.7561 | 41204 | 343 | polygon | FALSE | TRUE | America/New_York | 3 | 01086 01085 | 1840000463 |  | MA | 25 | 15 | 5 | A | Cold | Hampshire |  |  | WestfieldMA | HampshireMA
Shelton | Shelton | CT | Connecticut | 9001 | Fairfield | 41.306 | -73.1383 | 41129 | 518 | polygon | FALSE | TRUE | America/New_York | 3 | 6484 | 1840004840 |  | MA | 25 | 17 | 5 | A | Cold | Middlesex |  |  | SheltonCT | MiddlesexMA
Greenacres | Greenacres | FL | Florida | 12099 | Palm Beach | 26.6272 | -80.1371 | 41117 | 2714 | polygon | FALSE | TRUE | America/New_York | 2 | 33413 33415 33463 | 1840036057 |  | MA | 25 | 19 | 5 | A | Cold | Nantucket |  |  | GreenacresFL | NantucketMA
Westerville | Westerville | OH | Ohio | 39049 | Franklin | 40.1241 | -82.9209 | 41103 | 1259 | polygon | FALSE | TRUE | America/New_York | 3 | 43081 43082 43086 | 1840003763 |  | MA | 25 | 21 | 5 | A | Cold | Norfolk |  |  | WestervilleOH | NorfolkMA
Manassas | Manassas | VA | Virginia | 51683 | Manassas | 38.7479 | -77.4839 | 41085 | 1610 | polygon | FALSE | TRUE | America/New_York | 3 | 20110 20108 | 1840003839 |  | MA | 25 | 23 | 5 | A | Cold | Plymouth |  |  | ManassasVA | PlymouthMA
Kearny | Kearny | NJ | New Jersey | 34017 | Hudson | 40.7528 | -74.1202 | 41058 | 1792 | polygon | FALSE | TRUE | America/New_York | 3 | 07032 07099 | 1840003601 |  | MA | 25 | 25 | 5 | A | Cold | Suffolk |  |  | KearnyNJ | SuffolkMA
Los Banos | Los Banos | CA | California | 6047 | Merced | 37.063 | -120.8406 | 41036 | 1585 | polygon | FALSE | TRUE | America/Los_Angeles | 3 | 93635 | 1840020312 |  | MA | 25 | 27 | 5 | A | Cold | Worcester |  |  | Los BanosCA | WorcesterMA
Richmond | Richmond | KY | Kentucky | 21151 | Madison | 37.7306 | -84.2926 | 40972 | 686 | polygon | FALSE | TRUE | America/New_York | 3 | 40475 40476 | 1840014341 |  | MD | 24 | 1 | 4 | A | Mixed-Humid | Allegany |  |  | RichmondKY | AlleganyMD
Spanish Fork | Spanish Fork | UT | Utah | 49049 | Utah | 40.1101 | -111.6406 | 40913 | 974 | polygon | FALSE | TRUE | America/Denver | 3 | 84660 | 1840021398 |  | MD | 24 | 3 | 4 | A | Mixed-Humid | Anne Arundel |  |  | Spanish ForkUT | Anne ArundelMD
Belleville | Belleville | IL | Illinois | 17163 | St. Clair | 38.5165 | -89.99 | 40897 | 680 | polygon | FALSE | TRUE | America/Chicago | 3 | 62221 62220 62226 62223 | 1840007486 |  | MD | 24 | 5 | 4 | A | Mixed-Humid | Baltimore |  |  | BellevilleIL | BaltimoreMD
Maplewood | Maplewood | MN | Minnesota | 27123 | Ramsey | 44.9842 | -93.0247 | 40885 | 926 | polygon | FALSE | TRUE | America/Chicago | 3 | 55117 55119 55109 | 1840008937 |  | MD | 24 | 9 | 4 | A | Mixed-Humid | Calvert |  |  | MaplewoodMN | CalvertMD
Wilkes-Barre | Wilkes-Barre | PA | Pennsylvania | 42079 | Luzerne | 41.2468 | -75.8759 | 40766 | 2254 | polygon | FALSE | TRUE | America/New_York | 2 | 18702 18701 18705 18703 18710 18711 18762 18765 18766 18767 18769 18773 | 1840000777 |  | MD | 24 | 11 | 4 | A | Mixed-Humid | Caroline |  |  | Wilkes-BarrePA | CarolineMD
Pottsville | Pottsville | PA | Pennsylvania | 42107 | Schuylkill | 40.6798 | -76.2092 | 40685 | 1248 | polygon | FALSE | TRUE | America/New_York | 3 | 17901 | 1840002775 |  | MD | 24 | 13 | 4 | A | Mixed-Humid | Carroll |  |  | PottsvillePA | CarrollMD
Columbia | Columbia | TN | Tennessee | 47119 | Maury | 35.6235 | -87.0486 | 40663 | 472 | polygon | FALSE | TRUE | America/Chicago | 3 | 38401 38402 | 1840014518 |  | MD | 24 | 15 | 4 | A | Mixed-Humid | Cecil |  |  | ColumbiaTN | CecilMD
Bartlett | Bartlett | IL | Illinois | 17031 | Cook | 41.9803 | -88.2069 | 40647 | 996 | polygon | FALSE | TRUE | America/Chicago | 3 | 60103 | 1840011246 |  | MD | 24 | 17 | 4 | A | Mixed-Humid | Charles |  |  | BartlettIL | CharlesMD
Bluefield | Bluefield | WV | West Virginia | 54055 | Mercer | 37.2608 | -81.2143 | 40640 | 411 | polygon | FALSE | TRUE | America/New_York | 3 | 24701 | 1840006401 |  | MD | 24 | 19 | 4 | A | Mixed-Humid | Dorchester |  |  | BluefieldWV | DorchesterMD
Fitchburg | Fitchburg | MA | Massachusetts | 25027 | Worcester | 42.5912 | -71.8156 | 40638 | 563 | polygon | FALSE | TRUE | America/New_York | 3 | 1420 | 1840000435 |  | MD | 24 | 21 | 4 | A | Mixed-Humid | Frederick |  |  | FitchburgMA | FrederickMD
Marion | Marion | IN | Indiana | 18053 | Grant | 40.5496 | -85.66 | 40588 | 691 | polygon | FALSE | TRUE | America/Indiana/Indianapolis | 3 | 46953 46952 | 1840013868 |  | MD | 24 | 23 | 5 | A | Cold | Garrett |  |  | MarionIN | GarrettMD
Cedar Falls | Cedar Falls | IA | Iowa | 19013 | Black Hawk | 42.5195 | -92.4534 | 40536 | 540 | polygon | FALSE | TRUE | America/Chicago | 3 | 50613 50614 | 1840006946 |  | MD | 24 | 25 | 4 | A | Mixed-Humid | Harford |  |  | Cedar FallsIA | HarfordMD
Buffalo Grove | Buffalo Grove | IL | Illinois | 17031 | Cook | 42.1673 | -87.9616 | 40494 | 1648 | polygon | FALSE | TRUE | America/Chicago | 3 | 60089 | 1840010143 |  | MD | 24 | 27 | 4 | A | Mixed-Humid | Howard |  |  | Buffalo GroveIL | HowardMD
Jamestown | Jamestown | NY | New York | 36013 | Chautauqua | 42.0975 | -79.2366 | 40493 | 1255 | polygon | FALSE | TRUE | America/New_York | 3 | 14701 14702 | 1840000446 |  | MD | 24 | 29 | 4 | A | Mixed-Humid | Kent |  |  | JamestownNY | KentMD
Woodlawn | Woodlawn | MD | Maryland | 24005 | Baltimore | 39.3054 | -76.7489 | 40469 | 1638 | polygon | FALSE | FALSE | America/New_York | 3 | 21244 21207 21228 21235 21241 21289 | 1840005697 |  | MD | 24 | 31 | 4 | A | Mixed-Humid | Montgomery |  |  | WoodlawnMD | MontgomeryMD
Clarksburg | Clarksburg | WV | West Virginia | 54033 | Harrison | 39.2863 | -80.323 | 40403 | 604 | polygon | FALSE | TRUE | America/New_York | 3 | 26301 26330 26306 | 1840005767 |  | MD | 24 | 33 | 4 | A | Mixed-Humid | Prince George's |  |  | ClarksburgWV | Prince George'sMD
Royal Palm Beach | Royal Palm Beach | FL | Florida | 12099 | Palm Beach | 26.7038 | -80.2241 | 40396 | 1374 | polygon | FALSE | TRUE | America/New_York | 3 | 33411 33421 | 1840018309 |  | MD | 24 | 35 | 4 | A | Mixed-Humid | Queen Anne's |  |  | Royal Palm BeachFL | Queen Anne'sMD
Marion | Marion | IA | Iowa | 19113 | Linn | 42.045 | -91.5846 | 40359 | 879 | polygon | FALSE | TRUE | America/Chicago | 3 | 52302 | 1840008099 |  | MD | 24 | 37 | 4 | A | Mixed-Humid | St. Mary's |  |  | MarionIA | St. Mary'sMD
Covington | Covington | KY | Kentucky | 21117 | Kenton | 39.0334 | -84.5166 | 40341 | 1180 | polygon | FALSE | TRUE | America/New_York | 3 | 41011 41015 41014 41017 41016 | 1840014263 |  | MD | 24 | 39 | 4 | A | Mixed-Humid | Somerset |  |  | CovingtonKY | SomersetMD
Coram | Coram | NY | New York | 36103 | Suffolk | 40.8813 | -73.0059 | 40311 | 1125 | polygon | FALSE | FALSE | America/New_York | 3 | 11727 11784 11738 11776 | 1840005032 |  | MD | 24 | 41 | 4 | A | Mixed-Humid | Talbot |  |  | CoramNY | TalbotMD
Friendswood | Friendswood | TX | Texas | 48167 | Galveston | 29.5111 | -95.1979 | 40290 | 754 | polygon | FALSE | TRUE | America/Chicago | 3 | 77546 77549 | 1840020969 |  | MD | 24 | 43 | 4 | A | Mixed-Humid | Washington |  |  | FriendswoodTX | WashingtonMD
Indian Trail | Indian Trail | NC | North Carolina | 37179 | Union | 35.0698 | -80.6457 | 40252 | 707 | polygon | FALSE | TRUE | America/New_York | 3 | 28104 28110 28079 | 1840016453 |  | MD | 24 | 45 | 4 | A | Mixed-Humid | Wicomico |  |  | Indian TrailNC | WicomicoMD
Woburn | Woburn | MA | Massachusetts | 25017 | Middlesex | 42.4869 | -71.1543 | 40228 | 1227 | polygon | FALSE | TRUE | America/New_York | 3 | 01801 01815 01888 | 1840003124 |  | MD | 24 | 47 | 4 | A | Mixed-Humid | Worcester |  |  | WoburnMA | WorcesterMD
The Acreage | The Acreage | FL | Florida | 12099 | Palm Beach | 26.7741 | -80.2779 | 40177 | 452 | polygon | FALSE | FALSE | America/New_York | 3 | 33411 33412 33470 | 1840026061 |  | MD | 24 | 510 | 4 | A | Mixed-Humid | Baltimore |  |  | The AcreageFL | BaltimoreMD
Holyoke | Holyoke | MA | Massachusetts | 25013 | Hampden | 42.2125 | -72.6411 | 40117 | 731 | polygon | FALSE | TRUE | America/New_York | 3 | 01040 01041 | 1840000465 |  | ME | 23 | 1 | 6 | A | Cold | Androscoggin |  |  | HolyokeMA | AndroscogginME
Montclair | Montclair | CA | California | 6071 | San Bernardino | 34.0714 | -117.698 | 40083 | 2806 | polygon | FALSE | TRUE | America/Los_Angeles | 2 | 91763 | 1840020408 |  | ME | 23 | 3 | 7 | N/A | Very Cold | Aroostook |  |  | MontclairCA | AroostookME
South Valley | South Valley | NM | New Mexico | 35001 | Bernalillo | 35.0092 | -106.6819 | 40080 | 533 | polygon | FALSE | FALSE | America/Denver | 3 | 87105 87195 | 1840033724 |  | ME | 23 | 5 | 6 | A | Cold | Cumberland |  |  | South ValleyNM | CumberlandME
Torrington | Torrington | CT | Connecticut | 9005 | Litchfield | 41.8349 | -73.1281 | 40003 | 330 | polygon | FALSE | TRUE | America/New_York | 3 | 6790 | 1840004770 |  | ME | 23 | 7 | 6 | A | Cold | Franklin |  |  | TorringtonCT | FranklinME
Cedar City | Cedar City | UT | Utah | 49021 | Iron | 37.6834 | -113.0956 | 39995 | 374 | polygon | FALSE | TRUE | America/Denver | 3 | 84720 84721 | 1840018895 |  | ME | 23 | 9 | 6 | A | Cold | Hancock |  |  | Cedar CityUT | HancockME
San Gabriel | San Gabriel | CA | California | 6037 | Los Angeles | 34.0948 | -118.099 | 39899 | 3716 | polygon | FALSE | TRUE | America/Los_Angeles | 2 | 91775 91776 91778 | 1840021862 |  | ME | 23 | 11 | 6 | A | Cold | Kennebec |  |  | San GabrielCA | KennebecME
Hallandale Beach | Hallandale Beach | FL | Florida | 12011 | Broward | 25.9854 | -80.1423 | 39847 | 3651 | polygon | FALSE | TRUE | America/New_York | 2 | 33009 33008 | 1840014237 |  | ME | 23 | 13 | 6 | A | Cold | Knox |  |  | Hallandale BeachFL | KnoxME
Crystal Lake | Crystal Lake | IL | Illinois | 17111 | McHenry | 42.2333 | -88.3351 | 39829 | 814 | polygon | FALSE | TRUE | America/Chicago | 3 | 60014 60012 60039 | 1840006969 |  | ME | 23 | 15 | 6 | A | Cold | Lincoln |  |  | Crystal LakeIL | LincolnME
Calexico | Calexico | CA | California | 6025 | Imperial | 32.6849 | -115.4944 | 39825 | 1783 | polygon | FALSE | TRUE | America/Tijuana | 3 | 92231 92232 | 1840019379 |  | ME | 23 | 17 | 6 | A | Cold | Oxford |  |  | CalexicoCA | OxfordME
Lake Oswego | Lake Oswego | OR | Oregon | 41005 | Clackamas | 45.413 | -122.7003 | 39822 | 1426 | polygon | FALSE | TRUE | America/Los_Angeles | 3 | 97034 97035 97036 | 1840019955 |  | ME | 23 | 19 | 6 | A | Cold | Penobscot |  |  | Lake OswegoOR | PenobscotME
Amherst | Amherst | MA | Massachusetts | 25015 | Hampshire | 42.3645 | -72.5069 | 39814 | 556 | polygon | FALSE | TRUE | America/New_York | 3 | 01002 01003 01004 01059 | 1840053454 |  | ME | 23 | 21 | 6 | A | Cold | Piscataquis |  |  | AmherstMA | PiscataquisME
Muskogee | Muskogee | OK | Oklahoma | 40101 | Muskogee | 35.7431 | -95.3568 | 39789 | 331 | polygon | FALSE | TRUE | America/Chicago | 3 | 74403 74401 74402 | 1840020401 |  | ME | 23 | 23 | 6 | A | Cold | Sagadahoc |  |  | MuskogeeOK | SagadahocME
Romeoville | Romeoville | IL | Illinois | 17197 | Will | 41.6318 | -88.0996 | 39746 | 804 | polygon | FALSE | TRUE | America/Chicago | 3 | 60441 60446 | 1840011489 |  | ME | 23 | 25 | 6 | A | Cold | Somerset |  |  | RomeovilleIL | SomersetME
Plant City | Plant City | FL | Florida | 12057 | Hillsborough | 28.014 | -82.1201 | 39744 | 557 | polygon | FALSE | TRUE | America/New_York | 3 | 33566 33563 33565 33564 | 1840015115 |  | ME | 23 | 27 | 6 | A | Cold | Waldo |  |  | Plant CityFL | WaldoME
Keizer | Keizer | OR | Oregon | 41047 | Marion | 45.0029 | -123.0241 | 39713 | 2144 | polygon | FALSE | TRUE | America/Los_Angeles | 2 | 97303 97307 | 1840018581 |  | ME | 23 | 29 | 6 | A | Cold | Washington |  |  | KeizerOR | WashingtonME
New Berlin | New Berlin | WI | Wisconsin | 55133 | Waukesha | 42.9726 | -88.1291 | 39691 | 420 | polygon | FALSE | TRUE | America/Chicago | 3 | 53146 53151 | 1840003025 |  | ME | 23 | 31 | 6 | A | Cold | York |  |  | New BerlinWI | YorkME
Chelsea | Chelsea | MA | Massachusetts | 25025 | Suffolk | 42.3959 | -71.0325 | 39690 | 6917 | polygon | FALSE | TRUE | America/New_York | 2 | 02150 02204 | 1840000456 |  | MI | 26 | 1 | 6 | A | Cold | Alcona |  |  | ChelseaMA | AlconaMI
La Puente | La Puente | CA | California | 6037 | Los Angeles | 34.0323 | -117.9533 | 39614 | 4396 | polygon | FALSE | TRUE | America/Los_Angeles | 2 | 91746 91744 91747 91749 | 1840020513 |  | MI | 26 | 3 | 6 | A | Cold | Alger |  |  | La PuenteCA | AlgerMI
Roy | Roy | UT | Utah | 49057 | Weber | 41.1715 | -112.0485 | 39613 | 1880 | polygon | FALSE | TRUE | America/Denver | 3 | 84067 | 1840020132 |  | MI | 26 | 5 | 5 | A | Cold | Allegan |  |  | RoyUT | AlleganMI
Security-Widefield | Security-Widefield | CO | Colorado | 8041 | El Paso | 38.7489 | -104.7142 | 39612 | 1176 | polygon | FALSE | TRUE | America/Denver | 3 | 80911 80925 80931 | 1840074635 |  | MI | 26 | 7 | 6 | A | Cold | Alpena |  |  | Security-WidefieldCO | AlpenaMI
Marlborough | Marlborough | MA | Massachusetts | 25017 | Middlesex | 42.3494 | -71.5468 | 39597 | 732 | polygon | FALSE | TRUE | America/New_York | 3 | 1752 | 1840000427 |  | MI | 26 | 9 | 6 | A | Cold | Antrim |  |  | MarlboroughMA | AntrimMI
Milton | Milton | GA | Georgia | 13121 | Fulton | 34.1353 | -84.3138 | 39587 | 396 | polygon | FALSE | TRUE | America/New_York | 3 | 30004 30009 | 1840014738 |  | MI | 26 | 11 | 6 | A | Cold | Arenac |  |  | MiltonGA | ArenacMI
Issaquah | Issaquah | WA | Washington | 53033 | King | 47.544 | -122.0471 | 39509 | 1257 | polygon | FALSE | TRUE | America/Los_Angeles | 3 | 98029 98027 | 1840018422 |  | MI | 26 | 13 | 7 | N/A | Very Cold | Baraga |  |  | IssaquahWA | BaragaMI
Waipahu | Waipahu | HI | Hawaii | 15003 | Honolulu | 21.3858 | -158.0103 | 39469 | 5749 | polygon | FALSE | FALSE | Pacific/Honolulu | 2 | 96797 | 1840023258 |  | MI | 26 | 15 | 5 | A | Cold | Barry |  |  | WaipahuHI | BarryMI
Essex | Essex | MD | Maryland | 24005 | Baltimore | 39.3024 | -76.4457 | 39437 | 1644 | polygon | FALSE | FALSE | America/New_York | 3 | 21221 | 1840005675 |  | MI | 26 | 17 | 5 | A | Cold | Bay |  |  | EssexMD | BayMI
Bartlesville | Bartlesville | OK | Oklahoma | 40147 | Washington | 36.7357 | -95.9453 | 39301 | 611 | polygon | FALSE | TRUE | America/Chicago | 3 | 74006 74003 74004 74005 | 1840018977 |  | MI | 26 | 19 | 6 | A | Cold | Benzie |  |  | BartlesvilleOK | BenzieMI
Lancaster | Lancaster | TX | Texas | 48113 | Dallas | 32.5922 | -96.7737 | 39228 | 455 | polygon | FALSE | TRUE | America/Chicago | 3 | 75146 75134 | 1840020714 |  | MI | 26 | 21 | 5 | A | Cold | Berrien |  |  | LancasterTX | BerrienMI
Streamwood | Streamwood | IL | Illinois | 17031 | Cook | 42.0209 | -88.1778 | 39228 | 1944 | polygon | FALSE | TRUE | America/Chicago | 3 | 60107 | 1840011328 |  | MI | 26 | 23 | 5 | A | Cold | Branch |  |  | StreamwoodIL | BranchMI
Germantown | Germantown | TN | Tennessee | 47157 | Shelby | 35.0829 | -89.7825 | 39225 | 757 | polygon | FALSE | TRUE | America/Chicago | 3 | 38138 38139 38183 | 1840013473 |  | MI | 26 | 25 | 5 | A | Cold | Calhoun |  |  | GermantownTN | CalhounMI
Annapolis | Annapolis | MD | Maryland | 24003 | Anne Arundel | 38.9706 | -76.5047 | 39223 | 2100 | polygon | FALSE | TRUE | America/New_York | 2 | 21401 21403 21404 21411 | 1840005928 |  | MI | 26 | 27 | 5 | A | Cold | Cass |  |  | AnnapolisMD | CassMI
Carol Stream | Carol Stream | IL | Illinois | 17043 | DuPage | 41.9182 | -88.1308 | 39203 | 1661 | polygon | FALSE | TRUE | America/Chicago | 3 | 60188 60116 60128 60197 60199 | 1840010169 |  | MI | 26 | 29 | 6 | A | Cold | Charlevoix |  |  | Carol StreamIL | CharlevoixMI
Asheboro | Asheboro | NC | North Carolina | 37151 | Randolph | 35.7158 | -79.8129 | 39192 | 531 | polygon | FALSE | TRUE | America/New_York | 3 | 27205 27203 | 1840013400 |  | MI | 26 | 31 | 6 | A | Cold | Cheboygan |  |  | AsheboroNC | CheboyganMI
Culver City | Culver City | CA | California | 6037 | Los Angeles | 34.0058 | -118.3968 | 39185 | 2960 | polygon | FALSE | TRUE | America/Los_Angeles | 2 | 90232 90230 90231 90233 | 1840019243 |  | MI | 26 | 33 | 7 | N/A | Very Cold | Chippewa |  |  | Culver CityCA | ChippewaMI
Kalispell | Kalispell | MT | Montana | 30029 | Flathead | 48.2156 | -114.3262 | 39182 | 789 | polygon | FALSE | TRUE | America/Denver | 3 | 59901 59904 | 1840018350 |  | MI | 26 | 35 | 6 | A | Cold | Clare |  |  | KalispellMT | ClareMI
Arecibo | Arecibo | PR | Puerto Rico | 72013 | Arecibo | 18.4491 | -66.7387 | 39176 | 975 | polygon | FALSE | FALSE | America/Puerto_Rico | 3 | 00612 00613 00614 | 1630023566 |  | MI | 26 | 37 | 5 | A | Cold | Clinton |  |  | AreciboPR | ClintonMI
Lynnwood | Lynnwood | WA | Washington | 53061 | Snohomish | 47.8284 | -122.3033 | 39141 | 1918 | polygon | FALSE | TRUE | America/Los_Angeles | 3 | 98037 98036 98046 | 1840019788 |  | MI | 26 | 39 | 6 | A | Cold | Crawford |  |  | LynnwoodWA | CrawfordMI
Mooresville | Mooresville | NC | North Carolina | 37097 | Iredell | 35.5849 | -80.8265 | 39132 | 613 | polygon | FALSE | TRUE | America/New_York | 3 | 28117 28115 | 1840016215 |  | MI | 26 | 41 | 6 | A | Cold | Delta |  |  | MooresvilleNC | DeltaMI
Brookfield | Brookfield | WI | Wisconsin | 55133 | Waukesha | 43.064 | -88.1231 | 39115 | 553 | polygon | FALSE | TRUE | America/Chicago | 3 | 53005 53045 53008 | 1840003012 |  | MI | 26 | 43 | 6 | A | Cold | Dickinson |  |  | BrookfieldWI | DickinsonMI
Crestview | Crestview | FL | Florida | 12091 | Okaloosa | 30.748 | -86.5784 | 39072 | 606 | polygon | FALSE | TRUE | America/Chicago | 3 | 32539 32536 | 1840015007 |  | MI | 26 | 45 | 5 | A | Cold | Eaton |  |  | CrestviewFL | EatonMI
Horizon West | Horizon West | FL | Florida | 12095 | Orange | 28.4417 | -81.6145 | 39065 | 458 | polygon | FALSE | TRUE | America/New_York | 3 | 34787 34786 34777 34778 | 1840038926 |  | MI | 26 | 47 | 6 | A | Cold | Emmet |  |  | Horizon WestFL | EmmetMI
Clinton | Clinton | MD | Maryland | 24033 | Prince George's | 38.7499 | -76.9063 | 39018 | 602 | polygon | FALSE | FALSE | America/New_York | 3 | 20735 | 1840005949 |  | MI | 26 | 49 | 5 | A | Cold | Genesee |  |  | ClintonMD | GeneseeMI
Moses Lake | Moses Lake | WA | Washington | 53025 | Grant | 47.128 | -119.2761 | 39002 | 519 | polygon | FALSE | TRUE | America/Los_Angeles | 3 | 98837 | 1840019817 |  | MI | 26 | 51 | 6 | A | Cold | Gladwin |  |  | Moses LakeWA | GladwinMI
New Castle | New Castle | PA | Pennsylvania | 42073 | Lawrence | 40.9956 | -80.3459 | 38930 | 1004 | polygon | FALSE | TRUE | America/New_York | 3 | 16102 16101 16105 16103 16107 | 1840000938 |  | MI | 26 | 53 | 7 | N/A | Very Cold | Gogebic |  |  | New CastlePA | GogebicMI
Olive Branch | Olive Branch | MS | Mississippi | 28033 | DeSoto | 34.961 | -89.8469 | 38924 | 403 | polygon | FALSE | TRUE | America/Chicago | 3 | 38654 | 1840014641 |  | MI | 26 | 55 | 6 | A | Cold | Grand Traverse |  |  | Olive BranchMS | Grand TraverseMI
Enterprise | Enterprise | AL | Alabama | 1031 | Coffee | 31.3276 | -85.8459 | 38914 | 357 | polygon | FALSE | TRUE | America/Chicago | 3 | 36330 36331 | 1840001548 |  | MI | 26 | 57 | 5 | A | Cold | Gratiot |  |  | EnterpriseAL | GratiotMI
Sun City | Sun City | AZ | Arizona | 4013 | Maricopa | 33.6165 | -112.2819 | 38877 | 1040 | polygon | FALSE | FALSE | America/Phoenix | 3 | 85351 85373 85372 | 1840019311 |  | MI | 26 | 59 | 5 | A | Cold | Hillsdale |  |  | Sun CityAZ | HillsdaleMI
Frankfort | Frankfort | KY | Kentucky | 21073 | Franklin | 38.1924 | -84.8643 | 38852 | 725 | polygon | FALSE | TRUE | America/New_York | 2 | 40604 40601 40603 40618 40619 40620 40621 40622 | 1840013210 |  | MI | 26 | 61 | 7 | N/A | Very Cold | Houghton |  |  | FrankfortKY | HoughtonMI
Northglenn | Northglenn | CO | Colorado | 8001 | Adams | 39.9108 | -104.9783 | 38819 | 2038 | polygon | FALSE | TRUE | America/Denver | 2 | 80260 80233 80234 80603 | 1840020192 |  | MI | 26 | 63 | 6 | A | Cold | Huron |  |  | NorthglennCO | HuronMI
Warren | Warren | OH | Ohio | 39155 | Trumbull | 41.239 | -80.8174 | 38752 | 937 | polygon | FALSE | TRUE | America/New_York | 3 | 44483 44485 44484 | 1840000652 |  | MI | 26 | 65 | 5 | A | Cold | Ingham |  |  | WarrenOH | InghamMI
Duncanville | Duncanville | TX | Texas | 48113 | Dallas | 32.646 | -96.9127 | 38751 | 1335 | polygon | FALSE | TRUE | America/Chicago | 3 | 75116 75137 75138 | 1840019442 |  | MI | 26 | 67 | 5 | A | Cold | Ionia |  |  | DuncanvilleTX | IoniaMI
Hurst | Hurst | TX | Texas | 48439 | Tarrant | 32.8353 | -97.1808 | 38655 | 1497 | polygon | FALSE | TRUE | America/Chicago | 3 | 76054 76053 | 1840019427 |  | MI | 26 | 69 | 6 | A | Cold | Iosco |  |  | HurstTX | IoscoMI
Clermont | Clermont | FL | Florida | 12069 | Lake | 28.5402 | -81.7259 | 38654 | 937 | polygon | FALSE | TRUE | America/New_York | 3 | 34711 34712 34713 | 1840015080 |  | MI | 26 | 71 | 7 | N/A | Very Cold | Iron |  |  | ClermontFL | IronMI
Wheeling | Wheeling | IL | Illinois | 17031 | Cook | 42.1308 | -87.924 | 38646 | 1720 | polygon | FALSE | TRUE | America/Chicago | 3 | 60090 60078 | 1840011334 |  | MI | 26 | 73 | 6 | A | Cold | Isabella |  |  | WheelingIL | IsabellaMI
Fort Lee | Fort Lee | NJ | New Jersey | 34003 | Bergen | 40.8509 | -73.9712 | 38605 | 5920 | polygon | FALSE | TRUE | America/New_York | 2 | 7024 | 1840003552 |  | MI | 26 | 75 | 5 | A | Cold | Jackson |  |  | Fort LeeNJ | JacksonMI
Pacifica | Pacifica | CA | California | 6081 | San Mateo | 37.6112 | -122.4781 | 38546 | 1175 | polygon | FALSE | TRUE | America/Los_Angeles | 3 | 94044 | 1840020307 |  | MI | 26 | 77 | 5 | A | Cold | Kalamazoo |  |  | PacificaCA | KalamazooMI
Lake Worth | Lake Worth | FL | Florida | 12099 | Palm Beach | 26.6196 | -80.0591 | 38526 | 2524 | polygon | FALSE | TRUE | America/New_York | 2 | 33461 33460 33466 | 1840015127 |  | MI | 26 | 79 | 6 | A | Cold | Kalkaska |  |  | Lake WorthFL | KalkaskaMI
Lebanon | Lebanon | TN | Tennessee | 47189 | Wilson | 36.204 | -86.3481 | 38518 | 355 | polygon | FALSE | TRUE | America/Chicago | 3 | 37090 37087 37071 37088 37136 | 1840014466 |  | MI | 26 | 81 | 5 | A | Cold | Kent |  |  | LebanonTN | KentMI
Kendall West | Kendall West | FL | Florida | 12086 | Miami-Dade | 25.7065 | -80.4388 | 38433 | 5396 | polygon | FALSE | TRUE | America/New_York | 2 | 33193 33185 | 1840035805 |  | MI | 26 | 83 | 7 | N/A | Very Cold | Keweenaw |  |  | Kendall WestFL | KeweenawMI
Land O' Lakes | Land O' Lakes | FL | Florida | 12101 | Pasco | 28.2075 | -82.4476 | 38410 | 777 | polygon | FALSE | FALSE | America/New_York | 3 | 33549 34638 33559 34639 | 1840014120 |  | MI | 26 | 85 | 6 | A | Cold | Lake |  |  | Land O' LakesFL | LakeMI
Eagle Mountain | Eagle Mountain | UT | Utah | 49049 | Utah | 40.3137 | -112.0114 | 38391 | 293 | polygon | FALSE | TRUE | America/Denver | 3 | 84013 84005 | 1840018757 |  | MI | 26 | 87 | 5 | A | Cold | Lapeer |  |  | Eagle MountainUT | LapeerMI
Reynoldsburg | Reynoldsburg | OH | Ohio | 39049 | Franklin | 39.9587 | -82.7944 | 38327 | 1332 | polygon | FALSE | TRUE | America/New_York | 3 | 43068 43069 | 1840009473 |  | MI | 26 | 89 | 6 | A | Cold | Leelanau |  |  | ReynoldsburgOH | LeelanauMI
Oxford | Oxford | MS | Mississippi | 28071 | Lafayette | 34.3627 | -89.5336 | 38310 | 407 | polygon | FALSE | TRUE | America/Chicago | 3 | 38655 38677 38675 | 1840014688 |  | MI | 26 | 91 | 5 | A | Cold | Lenawee |  |  | OxfordMS | LenaweeMI
Rosenberg | Rosenberg | TX | Texas | 48157 | Fort Bend | 29.546 | -95.822 | 38307 | 401 | polygon | FALSE | TRUE | America/Chicago | 3 | 77471 77469 | 1840020948 |  | MI | 26 | 93 | 5 | A | Cold | Livingston |  |  | RosenbergTX | LivingstonMI
Martinez | Martinez | CA | California | 6013 | Contra Costa | 37.9985 | -122.116 | 38297 | 1170 | polygon | FALSE | TRUE | America/Los_Angeles | 3 | 94553 | 1840020278 |  | MI | 26 | 95 | 7 | N/A | Very Cold | Luce |  |  | MartinezCA | LuceMI
Pleasant Grove | Pleasant Grove | UT | Utah | 49049 | Utah | 40.3716 | -111.7412 | 38258 | 1609 | polygon | FALSE | TRUE | America/Denver | 3 | 84062 | 1840020173 |  | MI | 26 | 97 | 7 | N/A | Very Cold | Mackinac |  |  | Pleasant GroveUT | MackinacMI
La Presa | La Presa | CA | California | 6073 | San Diego | 32.711 | -117.0027 | 38227 | 2684 | polygon | FALSE | FALSE | America/Los_Angeles | 2 | 91977 | 1840018023 |  | MI | 26 | 99 | 5 | A | Cold | Macomb |  |  | La PresaCA | MacombMI
Severna Park | Severna Park | MD | Maryland | 24003 | Anne Arundel | 39.087 | -76.5687 | 38188 | 891 | polygon | FALSE | FALSE | America/New_York | 3 | 21146 21108 21123 | 1840005926 |  | MI | 26 | 101 | 6 | A | Cold | Manistee |  |  | Severna ParkMD | ManisteeMI
Huber Heights | Huber Heights | OH | Ohio | 39113 | Montgomery | 39.8595 | -84.113 | 38154 | 663 | polygon | FALSE | TRUE | America/New_York | 3 | 45424 | 1840003782 |  | MI | 26 | 103 | 6 | A | Cold | Marquette |  |  | Huber HeightsOH | MarquetteMI
Stanton | Stanton | CA | California | 6059 | Orange | 33.8002 | -117.9935 | 38139 | 4754 | polygon | FALSE | TRUE | America/Los_Angeles | 2 | 90680 | 1840021966 |  | MI | 26 | 105 | 6 | A | Cold | Mason |  |  | StantonCA | MasonMI
East Meadow | East Meadow | NY | New York | 36059 | Nassau | 40.7197 | -73.5604 | 38029 | 2329 | polygon | FALSE | FALSE | America/New_York | 2 | 11554 | 1840005236 |  | MI | 26 | 107 | 6 | A | Cold | Mecosta |  |  | East MeadowNY | MecostaMI
Menomonee Falls | Menomonee Falls | WI | Wisconsin | 55133 | Waukesha | 43.1487 | -88.1227 | 38014 | 445 | polygon | FALSE | TRUE | America/Chicago | 3 | 53051 53052 | 1840003020 |  | MI | 26 | 109 | 6 | A | Cold | Menominee |  |  | Menomonee FallsWI | MenomineeMI
Granbury | Granbury | TX | Texas | 48221 | Hood | 32.4484 | -97.7685 | 37996 | 309 | polygon | FALSE | TRUE | America/Chicago | 3 | 76048 76049 | 1840020749 |  | MI | 26 | 111 | 5 | A | Cold | Midland |  |  | GranburyTX | MidlandMI
Waxahachie | Waxahachie | TX | Texas | 48139 | Ellis | 32.4032 | -96.8444 | 37988 | 300 | polygon | FALSE | TRUE | America/Chicago | 3 | 75165 75167 | 1840022083 |  | MI | 26 | 113 | 6 | A | Cold | Missaukee |  |  | WaxahachieTX | MissaukeeMI
Valrico | Valrico | FL | Florida | 12057 | Hillsborough | 27.9193 | -82.2293 | 37980 | 1061 | polygon | FALSE | FALSE | America/New_York | 3 | 33594 33596 | 1840028790 |  | MI | 26 | 115 | 5 | A | Cold | Monroe |  |  | ValricoFL | MonroeMI
Mission Bend | Mission Bend | TX | Texas | 48157 | Fort Bend | 29.6948 | -95.6657 | 37979 | 3158 | polygon | FALSE | FALSE | America/Chicago | 2 | 77083 | 1840019643 |  | MI | 26 | 117 | 5 | A | Cold | Montcalm |  |  | Mission BendTX | MontcalmMI
Holly Springs | Holly Springs | NC | North Carolina | 37183 | Wake | 35.653 | -78.8397 | 37812 | 856 | polygon | FALSE | TRUE | America/New_York | 3 | 27539 27540 | 1840016193 |  | MI | 26 | 119 | 6 | A | Cold | Montmorency |  |  | Holly SpringsNC | MontmorencyMI
Butler | Butler | PA | Pennsylvania | 42019 | Butler | 40.8616 | -79.8962 | 37796 | 1829 | polygon | FALSE | TRUE | America/New_York | 3 | 16001 16003 | 1840000857 |  | MI | 26 | 121 | 5 | A | Cold | Muskegon |  |  | ButlerPA | MuskegonMI
Albertville | Albertville | AL | Alabama | 1095 | Marshall | 34.2634 | -86.2107 | 37775 | 313 | polygon | FALSE | TRUE | America/Chicago | 3 | 35951 35950 | 1840013599 |  | MI | 26 | 123 | 6 | A | Cold | Newaygo |  |  | AlbertvilleAL | NewaygoMI
London | London | KY | Kentucky | 21125 | Laurel | 37.1175 | -84.0767 | 37714 | 269 | polygon | FALSE | TRUE | America/New_York | 3 | 40744 40741 | 1840015258 |  | MI | 26 | 125 | 5 | A | Cold | Oakland |  |  | LondonKY | OaklandMI
Egypt Lake-Leto | Egypt Lake-Leto | FL | Florida | 12057 | Hillsborough | 28.0177 | -82.5062 | 37704 | 2464 | polygon | FALSE | TRUE | America/New_York | 2 | 33614 | 1840073269 |  | MI | 26 | 127 | 6 | A | Cold | Oceana |  |  | Egypt Lake-LetoFL | OceanaMI
Cottage Grove | Cottage Grove | MN | Minnesota | 27163 | Washington | 44.8161 | -92.9274 | 37604 | 431 | polygon | FALSE | TRUE | America/Chicago | 3 | 55016 55033 | 1840006735 |  | MI | 26 | 129 | 6 | A | Cold | Ogemaw |  |  | Cottage GroveMN | OgemawMI
Kailua | Kailua | HI | Hawaii | 15003 | Honolulu | 21.392 | -157.7396 | 37586 | 1868 | polygon | FALSE | FALSE | Pacific/Honolulu | 3 | 96734 | 1840023244 |  | MI | 26 | 131 | 7 | N/A | Very Cold | Ontonagon |  |  | KailuaHI | OntonagonMI
St. Marys | St. Marys | GA | Georgia | 13039 | Camden | 30.7567 | -81.5722 | 37556 | 314 | polygon | FALSE | TRUE | America/New_York | 3 | 31558 | 1840015888 |  | MI | 26 | 133 | 6 | A | Cold | Osceola |  |  | St. MarysGA | OsceolaMI
Mechanicsville | Mechanicsville | VA | Virginia | 51085 | Hanover | 37.6262 | -77.3561 | 37496 | 510 | polygon | FALSE | FALSE | America/New_York | 3 | 23116 23111 | 1840006340 |  | MI | 26 | 135 | 6 | A | Cold | Oscoda |  |  | MechanicsvilleVA | OscodaMI
Richmond West | Richmond West | FL | Florida | 12086 | Miami-Dade | 25.6105 | -80.4297 | 37486 | 3469 | polygon | FALSE | TRUE | America/New_York | 2 | 33177 33187 | 1840073270 |  | MI | 26 | 137 | 6 | A | Cold | Otsego |  |  | Richmond WestFL | OtsegoMI
Cleburne | Cleburne | TX | Texas | 48251 | Johnson | 32.357 | -97.4152 | 37468 | 340 | polygon | FALSE | TRUE | America/Chicago | 3 | 76058 76031 76033 | 1840019464 |  | MI | 26 | 139 | 5 | A | Cold | Ottawa |  |  | CleburneTX | OttawaMI
Valley Stream | Valley Stream | NY | New York | 36059 | Nassau | 40.6647 | -73.7044 | 37431 | 4154 | polygon | FALSE | TRUE | America/New_York | 2 | 11580 11581 11582 | 1840005331 |  | MI | 26 | 141 | 6 | A | Cold | Presque Isle |  |  | Valley StreamNY | Presque IsleMI
Hanover Park | Hanover Park | IL | Illinois | 17043 | DuPage | 41.9819 | -88.1447 | 37426 | 2279 | polygon | FALSE | TRUE | America/Chicago | 2 | 60133 | 1840011251 |  | MI | 26 | 143 | 6 | A | Cold | Roscommon |  |  | Hanover ParkIL | RoscommonMI
Oswego | Oswego | NY | New York | 36075 | Oswego | 43.4516 | -76.5005 | 37420 | 874 | polygon | FALSE | TRUE | America/New_York | 3 | 13126 | 1840000348 |  | MI | 26 | 145 | 5 | A | Cold | Saginaw |  |  | OswegoNY | SaginawMI
Navarre | Navarre | FL | Florida | 12113 | Santa Rosa | 30.4174 | -86.8907 | 37362 | 625 | polygon | FALSE | FALSE | America/Chicago | 3 | 32566 | 1840027017 |  | MI | 26 | 151 | 6 | A | Cold | Sanilac |  |  | NavarreFL | SanilacMI
Oregon City | Oregon City | OR | Oregon | 41005 | Clackamas | 45.3415 | -122.5927 | 37339 | 1459 | polygon | FALSE | TRUE | America/Los_Angeles | 3 | 97045 | 1840019954 |  | MI | 26 | 153 | 7 | N/A | Very Cold | Schoolcraft |  |  | Oregon CityOR | SchoolcraftMI
Winter Springs | Winter Springs | FL | Florida | 12117 | Seminole | 28.6889 | -81.2704 | 37312 | 969 | polygon | FALSE | TRUE | America/New_York | 3 | 32708 32719 | 1840015959 |  | MI | 26 | 155 | 5 | A | Cold | Shiawassee |  |  | Winter SpringsFL | ShiawasseeMI
Parkland | Parkland | WA | Washington | 53053 | Pierce | 47.1417 | -122.4376 | 37303 | 1666 | polygon | FALSE | FALSE | America/Los_Angeles | 3 | 98444 98445 98447 | 1840018453 |  | MI | 26 | 147 | 5 | A | Cold | St. Clair |  |  | ParklandWA | St. ClairMI
Pahrump | Pahrump | NV | Nevada | 32023 | Nye | 36.2411 | -116.0176 | 37298 | 47 | polygon | FALSE | FALSE | America/Los_Angeles | 3 | 89048 89060 89061 89041 | 1840018821 |  | MI | 26 | 149 | 5 | A | Cold | St. Joseph |  |  | PahrumpNV | St. JosephMI
Carpentersville | Carpentersville | IL | Illinois | 17089 | Kane | 42.1227 | -88.2895 | 37254 | 1828 | polygon | FALSE | TRUE | America/Chicago | 3 | 60110 | 1840010149 |  | MI | 26 | 157 | 5 | A | Cold | Tuscola |  |  | CarpentersvilleIL | TuscolaMI
Wildomar | Wildomar | CA | California | 6065 | Riverside | 33.6173 | -117.2582 | 37229 | 606 | polygon | FALSE | TRUE | America/Los_Angeles | 3 | 92595 | 1840022902 |  | MI | 26 | 159 | 5 | A | Cold | Van Buren |  |  | WildomarCA | Van BurenMI
Greenfield | Greenfield | WI | Wisconsin | 55079 | Milwaukee | 42.9619 | -88.0051 | 37221 | 1246 | polygon | FALSE | TRUE | America/Chicago | 3 | 53221 53220 53228 | 1840003039 |  | MI | 26 | 161 | 5 | A | Cold | Washtenaw |  |  | GreenfieldWI | WashtenawMI
Braintree | Braintree | MA | Massachusetts | 25021 | Norfolk | 42.2039 | -71.0022 | 37190 | 1043 | polygon | FALSE | TRUE | America/New_York | 3 | 02184 02185 | 1840132398 |  | MI | 26 | 163 | 5 | A | Cold | Wayne |  |  | BraintreeMA | WayneMI
Rock Island | Rock Island | IL | Illinois | 17161 | Rock Island | 41.4699 | -90.5827 | 37176 | 850 | polygon | FALSE | TRUE | America/Chicago | 3 | 61201 61204 | 1840009233 |  | MI | 26 | 165 | 6 | A | Cold | Wexford |  |  | Rock IslandIL | WexfordMI
South Miami Heights | South Miami Heights | FL | Florida | 12086 | Miami-Dade | 25.5886 | -80.3862 | 37119 | 2925 | polygon | FALSE | FALSE | America/New_York | 2 | 33177 33157 | 1840014240 |  | MN | 27 | 1 | 7 | N/A | Very Cold | Aitkin |  |  | South Miami HeightsFL | AitkinMN
Evans | Evans | GA | Georgia | 13073 | Columbia | 33.5619 | -82.1351 | 37114 | 567 | polygon | FALSE | FALSE | America/New_York | 3 | 30809 | 1840013095 |  | MN | 27 | 3 | 6 | A | Cold | Anoka |  |  | EvansGA | AnokaMN
West Fargo | West Fargo | ND | North Dakota | 38017 | Cass | 46.8573 | -96.9057 | 37058 | 892 | polygon | FALSE | TRUE | America/Chicago | 3 | 58078 | 1840001935 |  | MN | 27 | 5 | 7 | N/A | Very Cold | Becker |  |  | West FargoND | BeckerMN
Mount Juliet | Mount Juliet | TN | Tennessee | 47189 | Wilson | 36.1991 | -86.5114 | 37029 | 574 | polygon | FALSE | TRUE | America/Chicago | 3 | 37122 37121 | 1840014465 |  | MN | 27 | 7 | 7 | N/A | Very Cold | Beltrami |  |  | Mount JulietTN | BeltramiMN
San Juan | San Juan | TX | Texas | 48215 | Hidalgo | 26.1903 | -98.152 | 37008 | 1229 | polygon | FALSE | TRUE | America/Chicago | 3 | 78589 | 1840022256 |  | MN | 27 | 9 | 6 | A | Cold | Benton |  |  | San JuanTX | BentonMN
Oakton | Oakton | VA | Virginia | 51059 | Fairfax | 38.8887 | -77.3016 | 36997 | 1463 | polygon | FALSE | FALSE | America/New_York | 3 | 22031 22124 22181 22185 | 1840006023 |  | MN | 27 | 11 | 6 | A | Cold | Big Stone |  |  | OaktonVA | Big StoneMN
Georgetown | Georgetown | KY | Kentucky | 21209 | Scott | 38.2249 | -84.5482 | 36994 | 810 | polygon | FALSE | TRUE | America/New_York | 3 | 40324 | 1840013197 |  | MN | 27 | 13 | 6 | A | Cold | Blue Earth |  |  | GeorgetownKY | Blue EarthMN
Portage | Portage | IN | Indiana | 18127 | Porter | 41.5866 | -87.1792 | 36988 | 559 | polygon | FALSE | TRUE | America/Chicago | 3 | 46368 | 1840009264 |  | MN | 27 | 15 | 6 | A | Cold | Brown |  |  | PortageIN | BrownMN
Aventura | Aventura | FL | Florida | 12086 | Miami-Dade | 25.9565 | -80.1372 | 36987 | 5398 | polygon | FALSE | TRUE | America/New_York | 2 | 33160 33180 33163 | 1840014243 |  | MN | 27 | 17 | 7 | N/A | Very Cold | Carlton |  |  | AventuraFL | CarltonMN
Owasso | Owasso | OK | Oklahoma | 40143 | Tulsa | 36.2882 | -95.8328 | 36957 | 807 | polygon | FALSE | TRUE | America/Chicago | 3 | 74055 | 1840020385 |  | MN | 27 | 19 | 6 | A | Cold | Carver |  |  | OwassoOK | CarverMN
Commack | Commack | NY | New York | 36103 | Suffolk | 40.8443 | -73.2834 | 36953 | 1192 | polygon | FALSE | FALSE | America/New_York | 3 | 11725 11731 | 1840005030 |  | MN | 27 | 21 | 7 | N/A | Very Cold | Cass |  |  | CommackNY | CassMN
Park Ridge | Park Ridge | IL | Illinois | 17031 | Cook | 42.0125 | -87.8436 | 36950 | 2012 | polygon | FALSE | TRUE | America/Chicago | 2 | 60068 | 1840009183 |  | MN | 27 | 23 | 6 | A | Cold | Chippewa |  |  | Park RidgeIL | ChippewaMN
Foley | Foley | AL | Alabama | 1003 | Baldwin | 30.3983 | -87.6649 | 36921 | 242 | polygon | FALSE | TRUE | America/Chicago | 3 | 36535 36530 36536 | 1840002084 |  | MN | 27 | 25 | 6 | A | Cold | Chisago |  |  | FoleyAL | ChisagoMN
New Albany | New Albany | IN | Indiana | 18043 | Floyd | 38.3089 | -85.8234 | 36843 | 923 | polygon | FALSE | TRUE | America/Kentucky/Louisville | 3 | 47150 47151 | 1840008662 |  | MN | 27 | 27 | 7 | N/A | Very Cold | Clay |  |  | New AlbanyIN | ClayMN
Benton | Benton | AR | Arkansas | 5125 | Saline | 34.5775 | -92.5712 | 36820 | 625 | polygon | FALSE | TRUE | America/Chicago | 3 | 72019 72015 72018 72158 | 1840013572 |  | MN | 27 | 29 | 7 | N/A | Very Cold | Clearwater |  |  | BentonAR | ClearwaterMN
Meridian | Meridian | MS | Mississippi | 28075 | Lauderdale | 32.3846 | -88.6896 | 36686 | 261 | polygon | FALSE | TRUE | America/Chicago | 3 | 39307 39305 39301 39302 39303 39304 | 1840014891 |  | MN | 27 | 31 | 7 | N/A | Very Cold | Cook |  |  | MeridianMS | CookMN
Bettendorf | Bettendorf | IA | Iowa | 19163 | Scott | 41.5656 | -90.4764 | 36543 | 662 | polygon | FALSE | TRUE | America/Chicago | 3 | 52767 52722 | 1840007079 |  | MN | 27 | 33 | 6 | A | Cold | Cottonwood |  |  | BettendorfIA | CottonwoodMN
Dunedin | Dunedin | FL | Florida | 12103 | Pinellas | 28.0329 | -82.7863 | 36537 | 1355 | polygon | FALSE | TRUE | America/New_York | 3 | 34698 34697 | 1840014144 |  | MN | 27 | 35 | 7 | N/A | Very Cold | Crow Wing |  |  | DunedinFL | Crow WingMN
Hilliard | Hilliard | OH | Ohio | 39049 | Franklin | 40.0353 | -83.1578 | 36534 | 988 | polygon | FALSE | TRUE | America/New_York | 3 | 43026 | 1840007265 |  | MN | 27 | 37 | 6 | A | Cold | Dakota |  |  | HilliardOH | DakotaMN
Merritt Island | Merritt Island | FL | Florida | 12009 | Brevard | 28.3146 | -80.6713 | 36532 | 805 | polygon | FALSE | FALSE | America/New_York | 3 | 32952 32953 32954 | 1840014076 |  | MN | 27 | 39 | 6 | A | Cold | Dodge |  |  | Merritt IslandFL | DodgeMN
Phenix City | Phenix City | AL | Alabama | 1113 | Russell | 32.4588 | -85.0251 | 36487 | 503 | polygon | FALSE | TRUE | America/Chicago | 3 | 36869 36867 36868 | 1840006012 |  | MN | 27 | 41 | 6 | A | Cold | Douglas |  |  | Phenix CityAL | DouglasMN
Addison | Addison | IL | Illinois | 17043 | DuPage | 41.9314 | -88.0085 | 36482 | 1431 | polygon | FALSE | TRUE | America/Chicago | 3 | 60101 | 1840010171 |  | MN | 27 | 43 | 6 | A | Cold | Faribault |  |  | AddisonIL | FaribaultMN
West Hollywood | West Hollywood | CA | California | 6037 | Los Angeles | 34.0882 | -118.3718 | 36475 | 7461 | polygon | FALSE | TRUE | America/Los_Angeles | 2 | 90069 90046 90048 | 1840028098 |  | MN | 27 | 45 | 6 | A | Cold | Fillmore |  |  | West HollywoodCA | FillmoreMN
Roseville | Roseville | MN | Minnesota | 27123 | Ramsey | 45.0155 | -93.1545 | 36457 | 1081 | polygon | FALSE | TRUE | America/Chicago | 3 | 55113 | 1840008939 |  | MN | 27 | 47 | 6 | A | Cold | Freeborn |  |  | RosevilleMN | FreebornMN
Oakville | Oakville | MO | Missouri | 29189 | St. Louis | 38.4472 | -90.3199 | 36407 | 885 | polygon | FALSE | FALSE | America/Chicago | 3 | 63129 63151 | 1840006121 |  | MN | 27 | 49 | 6 | A | Cold | Goodhue |  |  | OakvilleMO | GoodhueMN
Tucker | Tucker | GA | Georgia | 13089 | DeKalb | 33.8436 | -84.2021 | 36395 | 698 | polygon | FALSE | TRUE | America/New_York | 3 | 30087 30084 30083 30085 | 1840013701 |  | MN | 27 | 51 | 7 | N/A | Very Cold | Grant |  |  | TuckerGA | GrantMN
Moorpark | Moorpark | CA | California | 6111 | Ventura | 34.2855 | -118.877 | 36375 | 1116 | polygon | FALSE | TRUE | America/Los_Angeles | 3 | 93021 93020 | 1840020472 |  | MN | 27 | 53 | 6 | A | Cold | Hennepin |  |  | MoorparkCA | HennepinMN
Richfield | Richfield | MN | Minnesota | 27053 | Hennepin | 44.8762 | -93.2833 | 36354 | 2088 | polygon | FALSE | TRUE | America/Chicago | 2 | 55423 | 1840008930 |  | MN | 27 | 55 | 6 | A | Cold | Houston |  |  | RichfieldMN | HoustonMN
Monrovia | Monrovia | CA | California | 6037 | Los Angeles | 34.165 | -117.9921 | 36331 | 1028 | polygon | FALSE | TRUE | America/Los_Angeles | 3 | 91016 91017 91185 | 1840020498 |  | MN | 27 | 57 | 7 | N/A | Very Cold | Hubbard |  |  | MonroviaCA | HubbardMN
Kearns | Kearns | UT | Utah | 49035 | Salt Lake | 40.652 | -112.0093 | 36330 | 3028 | polygon | FALSE | TRUE | America/Denver | 2 | 84118 | 1840017500 |  | MN | 27 | 59 | 6 | A | Cold | Isanti |  |  | KearnsUT | IsantiMN
Oak Creek | Oak Creek | WI | Wisconsin | 55079 | Milwaukee | 42.8803 | -87.9009 | 36325 | 493 | polygon | FALSE | TRUE | America/Chicago | 3 | 53154 | 1840003047 |  | MN | 27 | 61 | 7 | N/A | Very Cold | Itasca |  |  | Oak CreekWI | ItascaMN
Lincoln Park | Lincoln Park | MI | Michigan | 26163 | Wayne | 42.2432 | -83.1811 | 36321 | 2402 | polygon | FALSE | TRUE | America/Detroit | 2 | 48146 | 1840003984 |  | MN | 27 | 63 | 6 | A | Cold | Jackson |  |  | Lincoln ParkMI | JacksonMN
Claremont | Claremont | CA | California | 6037 | Los Angeles | 34.1259 | -117.7153 | 36266 | 1048 | polygon | FALSE | TRUE | America/Los_Angeles | 3 | 91711 | 1840019216 |  | MN | 27 | 65 | 7 | N/A | Very Cold | Kanabec |  |  | ClaremontCA | KanabecMN
Oswego | Oswego | IL | Illinois | 17093 | Kendall | 41.6834 | -88.3372 | 36252 | 940 | polygon | FALSE | TRUE | America/Chicago | 3 | 60543 | 1840011508 |  | MN | 27 | 67 | 6 | A | Cold | Kandiyohi |  |  | OswegoIL | KandiyohiMN
Post Falls | Post Falls | ID | Idaho | 16055 | Kootenai | 47.7213 | -116.9385 | 36250 | 925 | polygon | FALSE | TRUE | America/Los_Angeles | 3 | 83854 83877 | 1840019811 |  | MN | 27 | 69 | 7 | N/A | Very Cold | Kittson |  |  | Post FallsID | KittsonMN
Peachtree City | Peachtree City | GA | Georgia | 13113 | Fayette | 33.3943 | -84.5712 | 36223 | 569 | polygon | FALSE | TRUE | America/New_York | 3 | 30269 30270 31169 | 1840014822 |  | MN | 27 | 71 | 7 | N/A | Very Cold | Koochiching |  |  | Peachtree CityGA | KoochichingMN
Lauderdale Lakes | Lauderdale Lakes | FL | Florida | 12011 | Broward | 26.1682 | -80.2017 | 36194 | 3796 | polygon | FALSE | TRUE | America/New_York | 2 | 33309 33313 33311 33319 | 1840015145 |  | MN | 27 | 73 | 6 | A | Cold | Lac qui Parle |  |  | Lauderdale LakesFL | Lac qui ParleMN
French Valley | French Valley | CA | California | 6065 | Riverside | 33.5998 | -117.1069 | 36126 | 1282 | polygon | FALSE | TRUE | America/Los_Angeles | 3 | 92563 92596 | 1840075867 |  | MN | 27 | 75 | 7 | N/A | Very Cold | Lake |  |  | French ValleyCA | LakeMN
Portsmouth | Portsmouth | OH | Ohio | 39145 | Scioto | 38.7539 | -82.9446 | 36111 | 725 | polygon | FALSE | TRUE | America/New_York | 3 | 45662 | 1840001646 |  | MN | 27 | 77 | 7 | N/A | Very Cold | Lake of the Woods |  |  | PortsmouthOH | Lake of the WoodsMN
Shawnee | Shawnee | OK | Oklahoma | 40125 | Pottawatomie | 35.3529 | -96.965 | 36067 | 278 | polygon | FALSE | TRUE | America/Chicago | 3 | 74804 74801 74802 | 1840021785 |  | MN | 27 | 79 | 6 | A | Cold | Le Sueur |  |  | ShawneeOK | Le SueurMN
Gillette | Gillette | WY | Wyoming | 56005 | Campbell | 44.2752 | -105.4983 | 36032 | 538 | polygon | FALSE | TRUE | America/Denver | 3 | 82718 82716 | 1840019978 |  | MN | 27 | 81 | 6 | A | Cold | Lincoln |  |  | GilletteWY | LincolnMN
Tooele | Tooele | UT | Utah | 49045 | Tooele | 40.5393 | -112.3082 | 36015 | 577 | polygon | FALSE | TRUE | America/Denver | 3 | 84074 | 1840021356 |  | MN | 27 | 83 | 6 | A | Cold | Lyon |  |  | TooeleUT | LyonMN
Prattville | Prattville | AL | Alabama | 1001 | Autauga | 32.4605 | -86.4588 | 35957 | 410 | polygon | FALSE | TRUE | America/Chicago | 3 | 36066 36067 36068 | 1840004086 |  | MN | 27 | 87 | 7 | N/A | Very Cold | Mahnomen |  |  | PrattvilleAL | MahnomenMN
Woodburn | Woodburn | OR | Oregon | 41047 | Marion | 45.1473 | -122.8603 | 35941 | 1737 | polygon | FALSE | TRUE | America/Los_Angeles | 3 | 97071 | 1840021230 |  | MN | 27 | 89 | 7 | N/A | Very Cold | Marshall |  |  | WoodburnOR | MarshallMN
Watertown Town | Watertown Town | MA | Massachusetts | 25017 | Middlesex | 42.37 | -71.1774 | 35939 | 3470 | polygon | FALSE | TRUE | America/New_York | 2 | 02472 02471 | 1840031198 |  | MN | 27 | 91 | 6 | A | Cold | Martin |  |  | Watertown TownMA | MartinMN
Calumet City | Calumet City | IL | Illinois | 17031 | Cook | 41.6134 | -87.5505 | 35913 | 1930 | polygon | FALSE | TRUE | America/Chicago | 3 | 60409 | 1840007023 |  | MN | 27 | 85 | 6 | A | Cold | McLeod |  |  | Calumet CityIL | McLeodMN
San Juan Capistrano | San Juan Capistrano | CA | California | 6059 | Orange | 33.5009 | -117.6544 | 35911 | 960 | polygon | FALSE | TRUE | America/Los_Angeles | 3 | 92675 92693 | 1840021963 |  | MN | 27 | 93 | 6 | A | Cold | Meeker |  |  | San Juan CapistranoCA | MeekerMN
Foothill Farms | Foothill Farms | CA | California | 6067 | Sacramento | 38.6867 | -121.3475 | 35881 | 3300 | polygon | FALSE | FALSE | America/Los_Angeles | 2 | 95842 95841 | 1840017582 |  | MN | 27 | 95 | 7 | N/A | Very Cold | Mille Lacs |  |  | Foothill FarmsCA | Mille LacsMN
Elmont | Elmont | NY | New York | 36059 | Nassau | 40.7033 | -73.7078 | 35824 | 4056 | polygon | FALSE | FALSE | America/New_York | 2 | 11003 | 1840005226 |  | MN | 27 | 97 | 6 | A | Cold | Morrison |  |  | ElmontNY | MorrisonMN
Franklin | Franklin | WI | Wisconsin | 55079 | Milwaukee | 42.8854 | -88.0104 | 35811 | 399 | polygon | FALSE | TRUE | America/Chicago | 3 | 53132 | 1840003043 |  | MN | 27 | 99 | 6 | A | Cold | Mower |  |  | FranklinWI | MowerMN
Temple City | Temple City | CA | California | 6037 | Los Angeles | 34.1021 | -118.0579 | 35811 | 3452 | polygon | FALSE | TRUE | America/Los_Angeles | 2 | 91780 | 1840021872 |  | MN | 27 | 101 | 6 | A | Cold | Murray |  |  | Temple CityCA | MurrayMN
Cooper City | Cooper City | FL | Florida | 12011 | Broward | 26.0463 | -80.2862 | 35800 | 1719 | polygon | FALSE | TRUE | America/New_York | 3 | 33024 33026 33330 33328 | 1840015133 |  | MN | 27 | 103 | 6 | A | Cold | Nicollet |  |  | Cooper CityFL | NicolletMN
El Mirage | El Mirage | AZ | Arizona | 4013 | Maricopa | 33.5905 | -112.3271 | 35753 | 1394 | polygon | FALSE | TRUE | America/Phoenix | 3 | 85335 | 1840020562 |  | MN | 27 | 105 | 6 | A | Cold | Nobles |  |  | El MirageAZ | NoblesMN
Meadow Woods | Meadow Woods | FL | Florida | 12095 | Orange | 28.3698 | -81.3467 | 35726 | 1234 | polygon | FALSE | FALSE | America/New_York | 3 | 32824 | 1840029057 |  | MN | 27 | 107 | 7 | N/A | Very Cold | Norman |  |  | Meadow WoodsFL | NormanMN
LaGrange | LaGrange | GA | Georgia | 13285 | Troup | 33.0274 | -85.0384 | 35721 | 277 | polygon | FALSE | FALSE | America/New_York | 3 | 30240 30241 | 1840029147 |  | MN | 27 | 109 | 6 | A | Cold | Olmsted |  |  | LaGrangeGA | OlmstedMN
La Vergne | La Vergne | TN | Tennessee | 47149 | Rutherford | 36.0203 | -86.5582 | 35716 | 561 | polygon | FALSE | TRUE | America/Chicago | 3 | 37086 37089 | 1840014496 |  | MN | 27 | 111 | 7 | N/A | Very Cold | Otter Tail |  |  | La VergneTN | Otter TailMN
Middletown | Middletown | DE | Delaware | 10003 | New Castle | 39.4453 | -75.7166 | 35695 | 748 | polygon | FALSE | TRUE | America/New_York | 3 | 19709 | 1840005581 |  | MN | 27 | 113 | 7 | N/A | Very Cold | Pennington |  |  | MiddletownDE | PenningtonMN
Mount Pleasant | Mount Pleasant | MI | Michigan | 26073 | Isabella | 43.5966 | -84.7759 | 35694 | 1239 | polygon | FALSE | TRUE | America/Detroit | 3 | 48858 48859 | 1840002663 |  | MN | 27 | 115 | 7 | N/A | Very Cold | Pine |  |  | Mount PleasantMI | PineMN
Carrollwood | Carrollwood | FL | Florida | 12057 | Hillsborough | 28.0577 | -82.5149 | 35686 | 1494 | polygon | FALSE | FALSE | America/New_York | 3 | 33624 33618 33688 | 1840029026 |  | MN | 27 | 117 | 6 | A | Cold | Pipestone |  |  | CarrollwoodFL | PipestoneMN
Junction City | Junction City | KS | Kansas | 20061 | Geary | 39.0271 | -96.8496 | 35677 | 746 | polygon | FALSE | TRUE | America/Chicago | 3 | 66441 | 1840001620 |  | MN | 27 | 119 | 7 | N/A | Very Cold | Polk |  |  | Junction CityKS | PolkMN
Inver Grove Heights | Inver Grove Heights | MN | Minnesota | 27037 | Dakota | 44.8247 | -93.0596 | 35672 | 494 | polygon | FALSE | TRUE | America/Chicago | 3 | 55077 55076 | 1840007858 |  | MN | 27 | 121 | 6 | A | Cold | Pope |  |  | Inver Grove HeightsMN | PopeMN
Chillum | Chillum | MD | Maryland | 24033 | Prince George's | 38.9667 | -76.979 | 35557 | 4039 | polygon | FALSE | FALSE | America/New_York | 2 | 20783 20782 20712 | 1840005948 |  | MN | 27 | 123 | 6 | A | Cold | Ramsey |  |  | ChillumMD | RamseyMN
Monroe | Monroe | NC | North Carolina | 37179 | Union | 35.0061 | -80.5595 | 35540 | 452 | polygon | FALSE | TRUE | America/New_York | 3 | 28110 28112 28111 | 1840014613 |  | MN | 27 | 125 | 7 | N/A | Very Cold | Red Lake |  |  | MonroeNC | Red LakeMN
Randallstown | Randallstown | MD | Maryland | 24005 | Baltimore | 39.3723 | -76.8024 | 35528 | 1341 | polygon | FALSE | FALSE | America/New_York | 3 | 21208 21133 | 1840005688 |  | MN | 27 | 127 | 6 | A | Cold | Redwood |  |  | RandallstownMD | RedwoodMN
Bell | Bell | CA | California | 6037 | Los Angeles | 33.9801 | -118.1798 | 35521 | 5486 | polygon | FALSE | TRUE | America/Los_Angeles | 2 | 90201 | 1840019228 |  | MN | 27 | 129 | 6 | A | Cold | Renville |  |  | BellCA | RenvilleMN
Gahanna | Gahanna | OH | Ohio | 39049 | Franklin | 40.0251 | -82.8637 | 35483 | 1102 | polygon | FALSE | TRUE | America/New_York | 3 | 43230 | 1840008390 |  | MN | 27 | 131 | 6 | A | Cold | Rice |  |  | GahannaOH | RiceMN
Sanford | Sanford | NC | North Carolina | 37105 | Lee | 35.4874 | -79.1772 | 35467 | 399 | polygon | FALSE | TRUE | America/New_York | 3 | 27330 27332 27331 | 1840015421 |  | MN | 27 | 133 | 6 | A | Cold | Rock |  |  | SanfordNC | RockMN
Riviera Beach | Riviera Beach | FL | Florida | 12099 | Palm Beach | 26.7812 | -80.0742 | 35463 | 1653 | polygon | FALSE | TRUE | America/New_York | 3 | 33407 33404 33419 | 1840015126 |  | MN | 27 | 135 | 7 | N/A | Very Cold | Roseau |  |  | Riviera BeachFL | RoseauMN
Wildwood | Wildwood | MO | Missouri | 29189 | St. Louis | 38.5799 | -90.6699 | 35432 | 205 | polygon | FALSE | TRUE | America/Chicago | 3 | 63025 63021 63011 63040 63038 63069 63005 | 1840010746 |  | MN | 27 | 139 | 6 | A | Cold | Scott |  |  | WildwoodMO | ScottMN
Upper Arlington | Upper Arlington | OH | Ohio | 39049 | Franklin | 40.0272 | -83.0704 | 35366 | 1394 | polygon | FALSE | TRUE | America/New_York | 3 | 43220 43221 43212 | 1840003762 |  | MN | 27 | 141 | 6 | A | Cold | Sherburne |  |  | Upper ArlingtonOH | SherburneMN
Auburn | Auburn | CA | California | 6061 | Placer | 38.895 | -121.0778 | 35311 | 763 | polygon | FALSE | TRUE | America/Los_Angeles | 3 | 95603 | 1840010231 |  | MN | 27 | 143 | 6 | A | Cold | Sibley |  |  | AuburnCA | SibleyMN
Plainfield | Plainfield | IN | Indiana | 18063 | Hendricks | 39.6953 | -86.3717 | 35287 | 528 | polygon | FALSE | TRUE | America/Indiana/Indianapolis | 3 | 46168 46231 | 1840010579 |  | MN | 27 | 137 | 7 | N/A | Very Cold | St. Louis |  |  | PlainfieldIN | St. LouisMN
Westmont | Westmont | CA | California | 6037 | Los Angeles | 33.9417 | -118.3018 | 35266 | 7369 | polygon | FALSE | FALSE | America/Los_Angeles | 2 | 90044 90047 | 1840028408 |  | MN | 27 | 145 | 6 | A | Cold | Stearns |  |  | WestmontCA | StearnsMN
Oak Harbor | Oak Harbor | WA | Washington | 53029 | Island | 48.2965 | -122.6333 | 35228 | 943 | polygon | FALSE | TRUE | America/Los_Angeles | 3 | 98277 | 1840019779 |  | MN | 27 | 147 | 6 | A | Cold | Steele |  |  | Oak HarborWA | SteeleMN
Olney | Olney | MD | Maryland | 24031 | Montgomery | 39.1465 | -77.0715 | 35191 | 839 | polygon | FALSE | FALSE | America/New_York | 3 | 20860 20832 20833 20853 20830 | 1840005836 |  | MN | 27 | 149 | 6 | A | Cold | Stevens |  |  | OlneyMD | StevensMN
Manhattan Beach | Manhattan Beach | CA | California | 6037 | Los Angeles | 33.8895 | -118.3972 | 35183 | 3450 | polygon | FALSE | TRUE | America/Los_Angeles | 2 | 90266 90267 | 1840020496 |  | MN | 27 | 151 | 6 | A | Cold | Swift |  |  | Manhattan BeachCA | SwiftMN
New City | New City | NY | New York | 36087 | Rockland | 41.1543 | -73.9909 | 35101 | 870 | polygon | FALSE | FALSE | America/New_York | 3 | 10956 10954 10920 | 1840004964 |  | MN | 27 | 153 | 6 | A | Cold | Todd |  |  | New CityNY | ToddMN
Owings Mills | Owings Mills | MD | Maryland | 24005 | Baltimore | 39.4115 | -76.7913 | 35081 | 1420 | polygon | FALSE | FALSE | America/New_York | 3 | 21117 | 1840005684 |  | MN | 27 | 155 | 6 | A | Cold | Traverse |  |  | Owings MillsMD | TraverseMN
La Porte | La Porte | TX | Texas | 48201 | Harris | 29.6689 | -95.0484 | 34976 | 724 | polygon | FALSE | TRUE | America/Chicago | 3 | 77571 77572 | 1840020932 |  | MN | 27 | 157 | 6 | A | Cold | Wabasha |  |  | La PorteTX | WabashaMN
Englewood | Englewood | CO | Colorado | 8005 | Arapahoe | 39.6468 | -104.9942 | 34917 | 2057 | polygon | FALSE | TRUE | America/Denver | 2 | 80113 80110 80150 80151 | 1840020211 |  | MN | 27 | 159 | 7 | N/A | Very Cold | Wadena |  |  | EnglewoodCO | WadenaMN
Brunswick | Brunswick | OH | Ohio | 39103 | Medina | 41.2464 | -81.8198 | 34880 | 1042 | polygon | FALSE | TRUE | America/New_York | 3 | 44212 | 1840003485 |  | MN | 27 | 161 | 6 | A | Cold | Waseca |  |  | BrunswickOH | WasecaMN
East Point | East Point | GA | Georgia | 13121 | Fulton | 33.6696 | -84.4701 | 34875 | 916 | polygon | FALSE | TRUE | America/New_York | 3 | 30344 30349 30364 30385 | 1840013661 |  | MN | 27 | 163 | 6 | A | Cold | Washington |  |  | East PointGA | WashingtonMN
DeLand | DeLand | FL | Florida | 12127 | Volusia | 29.0224 | -81.2873 | 34851 | 714 | polygon | FALSE | TRUE | America/New_York | 3 | 32724 32720 32721 | 1840015071 |  | MN | 27 | 165 | 6 | A | Cold | Watonwan |  |  | DeLandFL | WatonwanMN
Martinez | Martinez | GA | Georgia | 13073 | Columbia | 33.5209 | -82.0985 | 34844 | 927 | polygon | FALSE | FALSE | America/New_York | 3 | 30907 | 1840013747 |  | MN | 27 | 167 | 7 | N/A | Very Cold | Wilkin |  |  | MartinezGA | WilkinMN
Pleasant Hill | Pleasant Hill | CA | California | 6013 | Contra Costa | 37.954 | -122.0759 | 34839 | 1901 | polygon | FALSE | TRUE | America/Los_Angeles | 3 | 94523 | 1840020283 |  | MN | 27 | 169 | 6 | A | Cold | Winona |  |  | Pleasant HillCA | WinonaMN
Orangevale | Orangevale | CA | California | 6067 | Sacramento | 38.6881 | -121.2209 | 34824 | 1172 | polygon | FALSE | FALSE | America/Los_Angeles | 3 | 95662 | 1840018842 |  | MN | 27 | 171 | 6 | A | Cold | Wright |  |  | OrangevaleCA | WrightMN
Merrillville | Merrillville | IN | Indiana | 18089 | Lake | 41.4728 | -87.3197 | 34792 | 404 | polygon | FALSE | TRUE | America/Chicago | 3 | 46410 46307 46401 46411 | 1840009261 |  | MN | 27 | 173 | 6 | A | Cold | Yellow Medicine |  |  | MerrillvilleIN | Yellow MedicineMN
Stow | Stow | OH | Ohio | 39153 | Summit | 41.1765 | -81.4344 | 34785 | 786 | polygon | FALSE | TRUE | America/New_York | 3 | 44224 | 1840000803 |  | MO | 29 | 1 | 5 | A | Cold | Adair |  |  | StowOH | AdairMO
Buenaventura Lakes | Buenaventura Lakes | FL | Florida | 12097 | Osceola | 28.3349 | -81.3539 | 34784 | 2408 | polygon | FALSE | FALSE | America/New_York | 2 | 34743 | 1840028974 |  | MO | 29 | 3 | 5 | A | Cold | Andrew |  |  | Buenaventura LakesFL | AndrewMO
San Luis | San Luis | AZ | Arizona | 4027 | Yuma | 32.4911 | -114.7089 | 34778 | 393 | polygon | FALSE | TRUE | America/Phoenix | 3 | 85350 85349 | 1840021996 |  | MO | 29 | 5 | 5 | A | Cold | Atchison |  |  | San LuisAZ | AtchisonMO
Oildale | Oildale | CA | California | 6029 | Kern | 35.4249 | -119.0279 | 34763 | 2054 | polygon | FALSE | FALSE | America/Los_Angeles | 2 | 93308 93388 | 1840019137 |  | MO | 29 | 7 | 4 | A | Mixed-Humid | Audrain |  |  | OildaleCA | AudrainMO
Calhoun | Calhoun | GA | Georgia | 13129 | Gordon | 34.4918 | -84.9391 | 34754 | 426 | polygon | FALSE | TRUE | America/New_York | 3 | 30701 30703 | 1840013596 |  | MO | 29 | 9 | 4 | A | Mixed-Humid | Barry |  |  | CalhounGA | BarryMO
Leawood | Leawood | KS | Kansas | 20091 | Johnson | 38.9076 | -94.6258 | 34727 | 887 | polygon | FALSE | TRUE | America/Chicago | 3 | 66211 66224 66209 66206 | 1840001638 |  | MO | 29 | 11 | 4 | A | Mixed-Humid | Barton |  |  | LeawoodKS | BartonMO
Menlo Park | Menlo Park | CA | California | 6081 | San Mateo | 37.4686 | -122.1672 | 34698 | 1338 | polygon | FALSE | TRUE | America/Los_Angeles | 3 | 94025 94026 | 1840020305 |  | MO | 29 | 13 | 4 | A | Mixed-Humid | Bates |  |  | Menlo ParkCA | BatesMO
Sun Prairie | Sun Prairie | WI | Wisconsin | 55025 | Dane | 43.1827 | -89.2358 | 34661 | 1071 | polygon | FALSE | TRUE | America/Chicago | 3 | 53590 | 1840002902 |  | MO | 29 | 15 | 4 | A | Mixed-Humid | Benton |  |  | Sun PrairieWI | BentonMO
Dakota Ridge | Dakota Ridge | CO | Colorado | 8059 | Jefferson | 39.6192 | -105.1344 | 34659 | 1425 | polygon | FALSE | TRUE | America/Denver | 3 | 80465 80235 80127 | 1840038683 |  | MO | 29 | 17 | 4 | A | Mixed-Humid | Bollinger |  |  | Dakota RidgeCO | BollingerMO
Arcata | Arcata | CA | California | 6023 | Humboldt | 40.8615 | -124.0757 | 34616 | 759 | polygon | FALSE | TRUE | America/Los_Angeles | 3 | 95521 95518 | 1840009422 |  | MO | 29 | 19 | 4 | A | Mixed-Humid | Boone |  |  | ArcataCA | BooneMO
Lockport | Lockport | NY | New York | 36063 | Niagara | 43.1698 | -78.6956 | 34561 | 933 | polygon | FALSE | TRUE | America/New_York | 3 | 14094 14095 | 1840000370 |  | MO | 29 | 21 | 5 | A | Cold | Buchanan |  |  | LockportNY | BuchananMO
Pullman | Pullman | WA | Washington | 53075 | Whitman | 46.734 | -117.1669 | 34506 | 1248 | polygon | FALSE | TRUE | America/Los_Angeles | 3 | 99164 99163 | 1840019864 |  | MO | 29 | 23 | 4 | A | Mixed-Humid | Butler |  |  | PullmanWA | ButlerMO
Boardman | Boardman | OH | Ohio | 39099 | Mahoning | 41.0334 | -80.6671 | 34431 | 878 | polygon | FALSE | FALSE | America/New_York | 3 | 44512 44511 44514 44513 | 1840005186 |  | MO | 29 | 25 | 5 | A | Cold | Caldwell |  |  | BoardmanOH | CaldwellMO
Nacogdoches | Nacogdoches | TX | Texas | 48347 | Nacogdoches | 31.6134 | -94.6528 | 34420 | 460 | polygon | FALSE | TRUE | America/Chicago | 3 | 75962 75961 75964 75965 75963 | 1840020820 |  | MO | 29 | 27 | 4 | A | Mixed-Humid | Callaway |  |  | NacogdochesTX | CallawayMO
Kearney | Kearney | NE | Nebraska | 31019 | Buffalo | 40.701 | -99.0834 | 34418 | 904 | polygon | FALSE | TRUE | America/Chicago | 3 | 68847 68845 68849 68848 | 1840000957 |  | MO | 29 | 29 | 4 | A | Mixed-Humid | Camden |  |  | KearneyNE | CamdenMO
Vestavia Hills | Vestavia Hills | AL | Alabama | 1073 | Jefferson | 33.4518 | -86.7438 | 34413 | 668 | polygon | FALSE | TRUE | America/Chicago | 3 | 35216 35243 35242 35266 35288 | 1840015673 |  | MO | 29 | 31 | 4 | A | Mixed-Humid | Cape Girardeau |  |  | Vestavia HillsAL | Cape GirardeauMO
North Ridgeville | North Ridgeville | OH | Ohio | 39093 | Lorain | 41.3851 | -82.0194 | 34392 | 566 | polygon | FALSE | TRUE | America/New_York | 3 | 44039 | 1840000645 |  | MO | 29 | 33 | 4 | A | Mixed-Humid | Carroll |  |  | North RidgevilleOH | CarrollMO
Socorro | Socorro | TX | Texas | 48141 | El Paso | 31.6384 | -106.2601 | 34370 | 604 | polygon | FALSE | TRUE | America/Denver | 3 | 79927 | 1840022136 |  | MO | 29 | 35 | 4 | A | Mixed-Humid | Carter |  |  | SocorroTX | CarterMO
Randolph | Randolph | MA | Massachusetts | 25021 | Norfolk | 42.1778 | -71.0539 | 34362 | 1349 | polygon | FALSE | TRUE | America/New_York | 3 | 2368 | 1840004675 |  | MO | 29 | 37 | 4 | A | Mixed-Humid | Cass |  |  | RandolphMA | CassMO
Norristown | Norristown | PA | Pennsylvania | 42091 | Montgomery | 40.1224 | -75.3398 | 34341 | 3771 | polygon | FALSE | TRUE | America/New_York | 2 | 19401 19404 19409 19415 | 1840003705 |  | MO | 29 | 39 | 4 | A | Mixed-Humid | Cedar |  |  | NorristownPA | CedarMO
Montgomery Village | Montgomery Village | MD | Maryland | 24031 | Montgomery | 39.1783 | -77.1957 | 34332 | 3335 | polygon | FALSE | FALSE | America/New_York | 2 | 20886 | 1840005834 |  | MO | 29 | 41 | 5 | A | Cold | Chariton |  |  | Montgomery VillageMD | CharitonMO
Redmond | Redmond | OR | Oregon | 41017 | Deschutes | 44.2631 | -121.1798 | 34240 | 744 | polygon | FALSE | TRUE | America/Los_Angeles | 3 | 97756 | 1840020003 |  | MO | 29 | 43 | 4 | A | Mixed-Humid | Christian |  |  | RedmondOR | ChristianMO
Firestone | Firestone | CO | Colorado | 8123 | Weld | 40.1563 | -104.9494 | 34230 | 462 | polygon | FALSE | TRUE | America/Denver | 3 | 80520 80504 | 1840021363 |  | MO | 29 | 45 | 5 | A | Cold | Clark |  |  | FirestoneCO | ClarkMO
Goshen | Goshen | IN | Indiana | 18039 | Elkhart | 41.5743 | -85.8308 | 34217 | 751 | polygon | FALSE | TRUE | America/Indiana/Indianapolis | 3 | 46528 46526 46527 | 1840013733 |  | MO | 29 | 47 | 4 | A | Mixed-Humid | Clay |  |  | GoshenIN | ClayMO
Butte | Butte | MT | Montana | 30093 | Silver Bow | 45.902 | -112.6571 | 34207 | 18 | polygon | FALSE | TRUE | America/Denver | 3 | 59743 59748 59727 59759 59750 59701 59703 59702 59707 | 1840032850 |  | MO | 29 | 49 | 5 | A | Cold | Clinton |  |  | ButteMT | ClintonMO
Russellville | Russellville | AR | Arkansas | 5115 | Pope | 35.2763 | -93.1383 | 34205 | 397 | polygon | FALSE | TRUE | America/Chicago | 3 | 72802 72801 72811 | 1840014541 |  | MO | 29 | 51 | 4 | A | Mixed-Humid | Cole |  |  | RussellvilleAR | ColeMO
Grass Valley | Grass Valley | CA | California | 6057 | Nevada | 39.2237 | -121.0521 | 34196 | 942 | polygon | FALSE | TRUE | America/Los_Angeles | 3 | 95945 | 1840020225 |  | MO | 29 | 53 | 4 | A | Mixed-Humid | Cooper |  |  | Grass ValleyCA | CooperMO
Parkland | Parkland | FL | Florida | 12011 | Broward | 26.3218 | -80.2533 | 34170 | 1055 | polygon | FALSE | TRUE | America/New_York | 3 | 33076 33067 | 1840015140 |  | MO | 29 | 55 | 4 | A | Mixed-Humid | Crawford |  |  | ParklandFL | CrawfordMO
University City | University City | MO | Missouri | 29189 | St. Louis | 38.6657 | -90.3315 | 34165 | 2244 | polygon | FALSE | TRUE | America/Chicago | 2 | 63132 63130 | 1840010739 |  | MO | 29 | 57 | 4 | A | Mixed-Humid | Dade |  |  | University CityMO | DadeMO
Midvale | Midvale | UT | Utah | 49035 | Salt Lake | 40.6148 | -111.8928 | 34124 | 2228 | polygon | FALSE | TRUE | America/Denver | 2 | 84047 | 1840020158 |  | MO | 29 | 59 | 4 | A | Mixed-Humid | Dallas |  |  | MidvaleUT | DallasMO
Golden Glades | Golden Glades | FL | Florida | 12086 | Miami-Dade | 25.9129 | -80.2013 | 34109 | 2725 | polygon | FALSE | FALSE | America/New_York | 2 | 33168 33161 33162 33169 | 1840029039 |  | MO | 29 | 61 | 5 | A | Cold | Daviess |  |  | Golden GladesFL | DaviessMO
Franklin | Franklin | MA | Massachusetts | 25021 | Norfolk | 42.0862 | -71.4113 | 34087 | 494 | polygon | FALSE | TRUE | America/New_York | 3 | 2038 | 1840031178 |  | MO | 29 | 63 | 5 | A | Cold | DeKalb |  |  | FranklinMA | DeKalbMO
Kennesaw | Kennesaw | GA | Georgia | 13067 | Cobb | 34.026 | -84.6177 | 34077 | 1354 | polygon | FALSE | TRUE | America/New_York | 3 | 30152 30144 | 1840014756 |  | MO | 29 | 65 | 4 | A | Mixed-Humid | Dent |  |  | KennesawGA | DentMO
Adelanto | Adelanto | CA | California | 6071 | San Bernardino | 34.5815 | -117.4397 | 34049 | 248 | polygon | FALSE | TRUE | America/Los_Angeles | 3 | 92301 | 1840019117 |  | MO | 29 | 67 | 4 | A | Mixed-Humid | Douglas |  |  | AdelantoCA | DouglasMO
Ken Caryl | Ken Caryl | CO | Colorado | 8059 | Jefferson | 39.577 | -105.1144 | 34040 | 1336 | polygon | FALSE | FALSE | America/Denver | 3 | 80128 80127 80162 | 1840028580 |  | MO | 29 | 69 | 4 | A | Mixed-Humid | Dunklin |  |  | Ken CarylCO | DunklinMO
Carlsbad | Carlsbad | NM | New Mexico | 35015 | Eddy | 32.4011 | -104.2389 | 34031 | 368 | polygon | FALSE | TRUE | America/Denver | 3 | 88220 88221 | 1840019444 |  | MO | 29 | 71 | 4 | A | Mixed-Humid | Franklin |  |  | CarlsbadNM | FranklinMO
University Place | University Place | WA | Washington | 53053 | Pierce | 47.2147 | -122.5461 | 34001 | 1574 | polygon | FALSE | TRUE | America/Los_Angeles | 3 | 98466 98467 98464 | 1840021130 |  | MO | 29 | 73 | 4 | A | Mixed-Humid | Gasconade |  |  | University PlaceWA | GasconadeMO
Chester | Chester | PA | Pennsylvania | 42045 | Delaware | 39.8456 | -75.3718 | 34000 | 2716 | polygon | FALSE | TRUE | America/New_York | 2 | 19013 19016 | 1840000690 |  | MO | 29 | 75 | 5 | A | Cold | Gentry |  |  | ChesterPA | GentryMO
Douglasville | Douglasville | GA | Georgia | 13097 | Douglas | 33.7384 | -84.7065 | 33992 | 581 | polygon | FALSE | TRUE | America/New_York | 3 | 30134 30135 30122 30133 30154 | 1840014804 |  | MO | 29 | 77 | 4 | A | Mixed-Humid | Greene |  |  | DouglasvilleGA | GreeneMO
Salisbury | Salisbury | NC | North Carolina | 37159 | Rowan | 35.6656 | -80.4909 | 33988 | 588 | polygon | FALSE | TRUE | America/New_York | 3 | 28146 28144 28147 28145 | 1840015384 |  | MO | 29 | 79 | 5 | A | Cold | Grundy |  |  | SalisburyNC | GrundyMO
Laramie | Laramie | WY | Wyoming | 56001 | Albany | 41.3099 | -105.6085 | 33929 | 688 | polygon | FALSE | TRUE | America/Denver | 3 | 82072 82070 | 1840020096 |  | MO | 29 | 81 | 5 | A | Cold | Harrison |  |  | LaramieWY | HarrisonMO
Lake Stevens | Lake Stevens | WA | Washington | 53061 | Snohomish | 48.0028 | -122.096 | 33911 | 1469 | polygon | FALSE | TRUE | America/Los_Angeles | 3 | 98258 98205 | 1840019794 |  | MO | 29 | 83 | 4 | A | Mixed-Humid | Henry |  |  | Lake StevensWA | HenryMO
Foster City | Foster City | CA | California | 6081 | San Mateo | 37.5553 | -122.2659 | 33901 | 3448 | polygon | FALSE | TRUE | America/Los_Angeles | 2 | 94404 | 1840020302 |  | MO | 29 | 85 | 4 | A | Mixed-Humid | Hickory |  |  | Foster CityCA | HickoryMO
Valparaiso | Valparaiso | IN | Indiana | 18127 | Porter | 41.4782 | -87.0507 | 33897 | 802 | polygon | FALSE | TRUE | America/Chicago | 3 | 46385 46383 46384 | 1840014674 |  | MO | 29 | 87 | 5 | A | Cold | Holt |  |  | ValparaisoIN | HoltMO
Fairborn | Fairborn | OH | Ohio | 39057 | Greene | 39.801 | -84.0093 | 33876 | 897 | polygon | FALSE | TRUE | America/New_York | 3 | 45324 | 1840008440 |  | MO | 29 | 89 | 4 | A | Mixed-Humid | Howard |  |  | FairbornOH | HowardMO
Estero | Estero | FL | Florida | 12071 | Lee | 26.4277 | -81.7951 | 33871 | 537 | polygon | FALSE | TRUE | America/New_York | 3 | 33967 34135 33928 33929 | 1840013129 |  | MO | 29 | 91 | 4 | A | Mixed-Humid | Howell |  |  | EsteroFL | HowellMO
Mason | Mason | OH | Ohio | 39165 | Warren | 39.3571 | -84.3023 | 33870 | 679 | polygon | FALSE | TRUE | America/New_York | 3 | 45040 | 1840008467 |  | MO | 29 | 93 | 4 | A | Mixed-Humid | Iron |  |  | MasonOH | IronMO
Cottonwood Heights | Cottonwood Heights | UT | Utah | 49035 | Salt Lake | 40.6137 | -111.8144 | 33843 | 1417 | polygon | FALSE | TRUE | America/Denver | 3 | 84093 84121 84171 | 1840018746 |  | MO | 29 | 95 | 4 | A | Mixed-Humid | Jackson |  |  | Cottonwood HeightsUT | JacksonMO
Kaneohe | Kaneohe | HI | Hawaii | 15003 | Honolulu | 21.4062 | -157.7904 | 33841 | 2000 | polygon | FALSE | FALSE | Pacific/Honolulu | 3 | 96744 | 1840029498 |  | MO | 29 | 97 | 4 | A | Mixed-Humid | Jasper |  |  | KaneoheHI | JasperMO
Sonoma | Sonoma | CA | California | 6097 | Sonoma | 38.2902 | -122.4598 | 33831 | 1551 | polygon | FALSE | TRUE | America/Los_Angeles | 3 | 95476 | 1840021490 |  | MO | 29 | 99 | 4 | A | Mixed-Humid | Jefferson |  |  | SonomaCA | JeffersonMO
Beverly Hills | Beverly Hills | CA | California | 6037 | Los Angeles | 34.0786 | -118.4021 | 33792 | 2285 | polygon | FALSE | TRUE | America/Los_Angeles | 2 | 90212 90211 90210 90209 | 1840019231 |  | MO | 29 | 101 | 4 | A | Mixed-Humid | Johnson |  |  | Beverly HillsCA | JohnsonMO
Galesburg | Galesburg | IL | Illinois | 17095 | Knox | 40.9506 | -90.3763 | 33767 | 657 | polygon | FALSE | TRUE | America/Chicago | 3 | 61401 61402 | 1840008277 |  | MO | 29 | 103 | 5 | A | Cold | Knox |  |  | GalesburgIL | KnoxMO
Warsaw | Warsaw | IN | Indiana | 18085 | Kosciusko | 41.2448 | -85.8464 | 33708 | 437 | polygon | FALSE | TRUE | America/Indiana/Indianapolis | 3 | 46582 46580 46581 | 1840010277 |  | MO | 29 | 105 | 4 | A | Mixed-Humid | Laclede |  |  | WarsawIN | LacledeMO
San Dimas | San Dimas | CA | California | 6037 | Los Angeles | 34.1082 | -117.809 | 33621 | 863 | polygon | FALSE | TRUE | America/Los_Angeles | 3 | 91773 91768 | 1840021860 |  | MO | 29 | 107 | 4 | A | Mixed-Humid | Lafayette |  |  | San DimasCA | LafayetteMO
Glendale Heights | Glendale Heights | IL | Illinois | 17043 | DuPage | 41.9196 | -88.0785 | 33617 | 2396 | polygon | FALSE | TRUE | America/Chicago | 2 | 60139 60132 | 1840011406 |  | MO | 29 | 109 | 4 | A | Mixed-Humid | Lawrence |  |  | Glendale HeightsIL | LawrenceMO
Dana Point | Dana Point | CA | California | 6059 | Orange | 33.4733 | -117.6968 | 33577 | 1998 | polygon | FALSE | TRUE | America/Los_Angeles | 3 | 92629 92624 | 1840019328 |  | MO | 29 | 111 | 5 | A | Cold | Lewis |  |  | Dana PointCA | LewisMO
Midlothian | Midlothian | TX | Texas | 48139 | Ellis | 32.4668 | -96.9892 | 33532 | 204 | polygon | FALSE | TRUE | America/Chicago | 3 | 76065 | 1840020757 |  | MO | 29 | 113 | 4 | A | Mixed-Humid | Lincoln |  |  | MidlothianTX | LincolnMO
Newark | Newark | DE | Delaware | 10003 | New Castle | 39.6776 | -75.7573 | 33515 | 1408 | polygon | FALSE | TRUE | America/New_York | 3 | 19713 19711 19717 19716 19725 19726 | 1840005578 |  | MO | 29 | 115 | 5 | A | Cold | Linn |  |  | NewarkDE | LinnMO
Alamogordo | Alamogordo | NM | New Mexico | 35035 | Otero | 32.8837 | -105.9624 | 33513 | 577 | polygon | FALSE | TRUE | America/Denver | 3 | 88310 | 1840019403 |  | MO | 29 | 117 | 5 | A | Cold | Livingston |  |  | AlamogordoNM | LivingstonMO
Alabaster | Alabaster | AL | Alabama | 1117 | Shelby | 33.2198 | -86.8225 | 33487 | 512 | polygon | FALSE | TRUE | America/Chicago | 3 | 35114 35007 35144 | 1840013756 |  | MO | 29 | 121 | 5 | A | Cold | Macon |  |  | AlabasterAL | MaconMO
Pikesville | Pikesville | MD | Maryland | 24005 | Baltimore | 39.3893 | -76.702 | 33486 | 1046 | polygon | FALSE | FALSE | America/New_York | 3 | 21153 21208 21209 21022 21282 | 1840005687 |  | MO | 29 | 123 | 4 | A | Mixed-Humid | Madison |  |  | PikesvilleMD | MadisonMO
Fair Oaks | Fair Oaks | VA | Virginia | 51059 | Fairfax | 38.8653 | -77.3586 | 33481 | 2589 | polygon | FALSE | FALSE | America/New_York | 2 | 22030 22033 22035 | 1840024568 |  | MO | 29 | 125 | 4 | A | Mixed-Humid | Maries |  |  | Fair OaksVA | MariesMO
Deer Park | Deer Park | TX | Texas | 48201 | Harris | 29.6898 | -95.1151 | 33474 | 1234 | polygon | FALSE | TRUE | America/Chicago | 3 | 77536 77571 | 1840019621 |  | MO | 29 | 127 | 5 | A | Cold | Marion |  |  | Deer ParkTX | MarionMO
Long Beach | Long Beach | NY | New York | 36059 | Nassau | 40.5887 | -73.666 | 33454 | 5824 | polygon | FALSE | TRUE | America/New_York | 2 | 11561 | 1840000988 |  | MO | 29 | 119 | 4 | A | Mixed-Humid | McDonald |  |  | Long BeachNY | McDonaldMO
Woodridge | Woodridge | IL | Illinois | 17043 | DuPage | 41.7368 | -88.0408 | 33432 | 1335 | polygon | FALSE | TRUE | America/Chicago | 3 | 60517 | 1840011411 |  | MO | 29 | 129 | 5 | A | Cold | Mercer |  |  | WoodridgeIL | MercerMO
Bridgeton | Bridgeton | NJ | New Jersey | 34011 | Cumberland | 39.4286 | -75.2281 | 33379 | 1497 | polygon | FALSE | TRUE | America/New_York | 3 | 8302 | 1840016610 |  | MO | 29 | 131 | 4 | A | Mixed-Humid | Miller |  |  | BridgetonNJ | MillerMO
Greer | Greer | SC | South Carolina | 45045 | Greenville | 34.9313 | -82.2315 | 33373 | 563 | polygon | FALSE | TRUE | America/New_York | 3 | 29651 29650 29652 | 1840013502 |  | MO | 29 | 133 | 4 | A | Mixed-Humid | Mississippi |  |  | GreerSC | MississippiMO
Springville | Springville | UT | Utah | 49049 | Utah | 40.1638 | -111.6206 | 33310 | 897 | polygon | FALSE | TRUE | America/Denver | 3 | 84660 84663 | 1840021399 |  | MO | 29 | 135 | 4 | A | Mixed-Humid | Moniteau |  |  | SpringvilleUT | MoniteauMO
Saratoga Springs | Saratoga Springs | UT | Utah | 49049 | Utah | 40.3449 | -111.9152 | 33282 | 562 | polygon | FALSE | TRUE | America/Denver | 3 | 84045 | 1840021397 |  | MO | 29 | 137 | 4 | A | Mixed-Humid | Monroe |  |  | Saratoga SpringsUT | MonroeMO
Copperas Cove | Copperas Cove | TX | Texas | 48099 | Coryell | 31.1192 | -97.914 | 33235 | 711 | polygon | FALSE | TRUE | America/Chicago | 3 | 76522 | 1840019538 |  | MO | 29 | 139 | 4 | A | Mixed-Humid | Montgomery |  |  | Copperas CoveTX | MontgomeryMO
American Fork | American Fork | UT | Utah | 49049 | Utah | 40.3792 | -111.7952 | 33161 | 1190 | polygon | FALSE | TRUE | America/Denver | 3 | 84003 | 1840018756 |  | MO | 29 | 141 | 4 | A | Mixed-Humid | Morgan |  |  | American ForkUT | MorganMO
Franklin | Franklin | NJ | New Jersey | 34037 | Sussex | 41.1101 | -74.5886 | 33153 | 418 | polygon | FALSE | TRUE | America/New_York | 3 | 7416 | 1840003480 |  | MO | 29 | 143 | 4 | A | Mixed-Humid | New Madrid |  |  | FranklinNJ | New MadridMO
Andover | Andover | MN | Minnesota | 27003 | Anoka | 45.2571 | -93.3265 | 33140 | 377 | polygon | FALSE | TRUE | America/Chicago | 3 | 55304 | 1840006716 |  | MO | 29 | 145 | 4 | A | Mixed-Humid | Newton |  |  | AndoverMN | NewtonMO
Matthews | Matthews | NC | North Carolina | 37119 | Mecklenburg | 35.1195 | -80.7101 | 33138 | 747 | polygon | FALSE | TRUE | America/New_York | 3 | 28105 28106 | 1840016350 |  | MO | 29 | 147 | 5 | A | Cold | Nodaway |  |  | MatthewsNC | NodawayMO
Woodstock | Woodstock | GA | Georgia | 13057 | Cherokee | 34.1026 | -84.509 | 33039 | 1026 | polygon | FALSE | TRUE | America/New_York | 3 | 30188 30189 | 1840015574 |  | MO | 29 | 149 | 4 | A | Mixed-Humid | Oregon |  |  | WoodstockGA | OregonMO
Florence | Florence | KY | Kentucky | 21015 | Boone | 38.99 | -84.647 | 33004 | 1194 | polygon | FALSE | TRUE | America/New_York | 3 | 41042 41022 | 1840013161 |  | MO | 29 | 151 | 4 | A | Mixed-Humid | Osage |  |  | FlorenceKY | OsageMO
Northbrook | Northbrook | IL | Illinois | 17031 | Cook | 42.1292 | -87.8353 | 32958 | 961 | polygon | FALSE | TRUE | America/Chicago | 3 | 60062 60082 | 1840011304 |  | MO | 29 | 153 | 4 | A | Mixed-Humid | Ozark |  |  | NorthbrookIL | OzarkMO
West Little River | West Little River | FL | Florida | 12086 | Miami-Dade | 25.857 | -80.2367 | 32897 | 2769 | polygon | FALSE | FALSE | America/New_York | 2 | 33147 33150 33247 | 1840029096 |  | MO | 29 | 155 | 4 | A | Mixed-Humid | Pemiscot |  |  | West Little RiverFL | PemiscotMO
Fair Lawn | Fair Lawn | NJ | New Jersey | 34003 | Bergen | 40.9359 | -74.1177 | 32896 | 2473 | polygon | FALSE | TRUE | America/New_York | 2 | 7410 | 1840003548 |  | MO | 29 | 157 | 4 | A | Mixed-Humid | Perry |  |  | Fair LawnNJ | PerryMO
St. Charles | St. Charles | IL | Illinois | 17089 | Kane | 41.9193 | -88.3109 | 32887 | 881 | polygon | FALSE | TRUE | America/Chicago | 3 | 60175 60174 | 1840009190 |  | MO | 29 | 159 | 4 | A | Mixed-Humid | Pettis |  |  | St. CharlesIL | PettisMO
Huntington Station | Huntington Station | NY | New York | 36103 | Suffolk | 40.8446 | -73.405 | 32866 | 2317 | polygon | FALSE | FALSE | America/New_York | 2 | 11746 | 1840005081 |  | MO | 29 | 161 | 4 | A | Mixed-Humid | Phelps |  |  | Huntington StationNY | PhelpsMO
Fairmont | Fairmont | WV | West Virginia | 54049 | Marion | 39.4768 | -80.1491 | 32847 | 826 | polygon | FALSE | TRUE | America/New_York | 3 | 26554 26555 | 1840005732 |  | MO | 29 | 163 | 5 | A | Cold | Pike |  |  | FairmontWV | PikeMO
Ridgecrest | Ridgecrest | CA | California | 6029 | Kern | 35.6308 | -117.6621 | 32684 | 535 | polygon | FALSE | TRUE | America/Los_Angeles | 3 | 93555 93556 | 1840020417 |  | MO | 29 | 165 | 4 | A | Mixed-Humid | Platte |  |  | RidgecrestCA | PlatteMO
Massillon | Massillon | OH | Ohio | 39151 | Stark | 40.7838 | -81.5254 | 32584 | 663 | polygon | FALSE | TRUE | America/New_York | 3 | 44647 44646 | 1840000965 |  | MO | 29 | 167 | 4 | A | Mixed-Humid | Polk |  |  | MassillonOH | PolkMO
Spanaway | Spanaway | WA | Washington | 53053 | Pierce | 47.0979 | -122.4233 | 32575 | 1437 | polygon | FALSE | FALSE | America/Los_Angeles | 3 | 98387 98445 | 1840018451 |  | MO | 29 | 169 | 4 | A | Mixed-Humid | Pulaski |  |  | SpanawayWA | PulaskiMO
Starkville | Starkville | MS | Mississippi | 28105 | Oktibbeha | 33.4608 | -88.8297 | 32546 | 388 | polygon | FALSE | TRUE | America/Chicago | 3 | 39759 39762 | 1840015713 |  | MO | 29 | 171 | 5 | A | Cold | Putnam |  |  | StarkvilleMS | PutnamMO
Harker Heights | Harker Heights | TX | Texas | 48027 | Bell | 31.0572 | -97.6445 | 32421 | 799 | polygon | FALSE | TRUE | America/Chicago | 3 | 76548 76513 | 1840020851 |  | MO | 29 | 173 | 5 | A | Cold | Ralls |  |  | Harker HeightsTX | RallsMO
Elk Grove Village | Elk Grove Village | IL | Illinois | 17031 | Cook | 42.0063 | -87.9921 | 32400 | 1076 | polygon | FALSE | TRUE | America/Chicago | 3 | 60007 60009 | 1840011271 |  | MO | 29 | 175 | 4 | A | Mixed-Humid | Randolph |  |  | Elk Grove VillageIL | RandolphMO
Kaysville | Kaysville | UT | Utah | 49011 | Davis | 41.029 | -111.9456 | 32390 | 1190 | polygon | FALSE | TRUE | America/Denver | 3 | 84037 | 1840018738 |  | MO | 29 | 177 | 4 | A | Mixed-Humid | Ray |  |  | KaysvilleUT | RayMO
Lawndale | Lawndale | CA | California | 6037 | Los Angeles | 33.8884 | -118.3531 | 32389 | 6334 | polygon | FALSE | TRUE | America/Los_Angeles | 2 | 90260 90261 | 1840020517 |  | MO | 29 | 179 | 4 | A | Mixed-Humid | Reynolds |  |  | LawndaleCA | ReynoldsMO
Southlake | Southlake | TX | Texas | 48439 | Tarrant | 32.9545 | -97.1503 | 32376 | 572 | polygon | FALSE | TRUE | America/Chicago | 3 | 76092 | 1840022048 |  | MO | 29 | 181 | 4 | A | Mixed-Humid | Ripley |  |  | SouthlakeTX | RipleyMO
Ferry Pass | Ferry Pass | FL | Florida | 12033 | Escambia | 30.5203 | -87.1903 | 32376 | 896 | polygon | FALSE | FALSE | America/Chicago | 3 | 32504 32514 32512 32523 | 1840013909 |  | MO | 29 | 195 | 4 | A | Mixed-Humid | Saline |  |  | Ferry PassFL | SalineMO
Savage | Savage | MN | Minnesota | 27139 | Scott | 44.7544 | -93.3631 | 32362 | 801 | polygon | FALSE | TRUE | America/Chicago | 3 | 55378 | 1840008957 |  | MO | 29 | 197 | 5 | A | Cold | Schuyler |  |  | SavageMN | SchuylerMO
Des Moines | Des Moines | WA | Washington | 53033 | King | 47.3915 | -122.3157 | 32348 | 1947 | polygon | FALSE | TRUE | America/Los_Angeles | 3 | 98148 98198 | 1840018426 |  | MO | 29 | 199 | 5 | A | Cold | Scotland |  |  | Des MoinesWA | ScotlandMO
Bethel Park | Bethel Park | PA | Pennsylvania | 42003 | Allegheny | 40.3239 | -80.0364 | 32345 | 1070 | polygon | FALSE | TRUE | America/New_York | 3 | 15102 15234 | 1840001206 |  | MO | 29 | 201 | 4 | A | Mixed-Humid | Scott |  |  | Bethel ParkPA | ScottMO
Princeton | Princeton | FL | Florida | 12086 | Miami-Dade | 25.5396 | -80.3971 | 32299 | 1680 | polygon | FALSE | FALSE | America/New_York | 3 | 33032 33092 | 1840014248 |  | MO | 29 | 203 | 4 | A | Mixed-Humid | Shannon |  |  | PrincetonFL | ShannonMO
Dania Beach | Dania Beach | FL | Florida | 12011 | Broward | 26.0594 | -80.1637 | 32271 | 1595 | polygon | FALSE | TRUE | America/New_York | 3 | 33004 33312 | 1840015135 |  | MO | 29 | 205 | 5 | A | Cold | Shelby |  |  | Dania BeachFL | ShelbyMO
Spring Valley | Spring Valley | NY | New York | 36087 | Rockland | 41.1151 | -74.0486 | 32261 | 6195 | polygon | FALSE | TRUE | America/New_York | 2 | 10952 10977 | 1840004986 |  | MO | 29 | 183 | 4 | A | Mixed-Humid | St. Charles |  |  | Spring ValleyNY | St. CharlesMO
Bowling Green | Bowling Green | OH | Ohio | 39173 | Wood | 41.3773 | -83.65 | 32249 | 960 | polygon | FALSE | TRUE | America/New_York | 3 | 43402 43403 | 1840000621 |  | MO | 29 | 185 | 4 | A | Mixed-Humid | St. Clair |  |  | Bowling GreenOH | St. ClairMO
Springfield | Springfield | VA | Virginia | 51059 | Fairfax | 38.7809 | -77.1839 | 32222 | 1584 | polygon | FALSE | FALSE | America/New_York | 3 | 22151 22150 22156 22159 22161 22313 | 1840006039 |  | MO | 29 | 187 | 4 | A | Mixed-Humid | St. Francois |  |  | SpringfieldVA | St. FrancoisMO
East Lake | East Lake | FL | Florida | 12103 | Pinellas | 28.1205 | -82.6868 | 32169 | 432 | polygon | FALSE | FALSE | America/New_York | 3 | 34677 34685 34688 | 1840028980 |  | MO | 29 | 189 | 4 | A | Mixed-Humid | St. Louis |  |  | East LakeFL | St. LouisMO
College Park | College Park | MD | Maryland | 24033 | Prince George's | 38.996 | -76.9337 | 32163 | 2213 | polygon | FALSE | TRUE | America/New_York | 2 | 20740 20742 20741 | 1840005971 |  | MO | 29 | 510 | 4 | A | Mixed-Humid | St. Louis (city) |  |  | College ParkMD | St. LouisMO
Coos Bay | Coos Bay | OR | Oregon | 41011 | Coos | 43.3789 | -124.233 | 32159 | 594 | polygon | FALSE | TRUE | America/Los_Angeles | 3 | 97459 97420 | 1840018653 |  | MO | 29 | 186 | 4 | A | Mixed-Humid | Ste. Genevieve |  |  | Coos BayOR | Ste. GenevieveMO
Smithfield | Smithfield | NC | North Carolina | 37101 | Johnston | 35.5131 | -78.3497 | 32156 | 420 | polygon | FALSE | TRUE | America/New_York | 3 | 27577 | 1840017795 |  | MO | 29 | 207 | 4 | A | Mixed-Humid | Stoddard |  |  | SmithfieldNC | StoddardMO
Rome | Rome | NY | New York | 36065 | Oneida | 43.226 | -75.4909 | 32148 | 165 | polygon | FALSE | TRUE | America/New_York | 3 | 13441 13440 13308 13442 13449 | 1840000349 |  | MO | 29 | 209 | 4 | A | Mixed-Humid | Stone |  |  | RomeNY | StoneMO
Clearfield | Clearfield | UT | Utah | 49011 | Davis | 41.103 | -112.0237 | 32118 | 1607 | polygon | FALSE | TRUE | America/Denver | 3 | 84015 84016 84089 | 1840018735 |  | MO | 29 | 211 | 5 | A | Cold | Sullivan |  |  | ClearfieldUT | SullivanMO
Liberty | Liberty | MO | Missouri | 29047 | Clay | 39.2394 | -94.4191 | 32100 | 429 | polygon | FALSE | TRUE | America/Chicago | 3 | 64068 64069 | 1840008502 |  | MO | 29 | 213 | 4 | A | Mixed-Humid | Taney |  |  | LibertyMO | TaneyMO
Eastpointe | Eastpointe | MI | Michigan | 26099 | Macomb | 42.4657 | -82.9461 | 32081 | 2401 | polygon | FALSE | TRUE | America/Detroit | 2 | 48021 | 1840002420 |  | MO | 29 | 215 | 4 | A | Mixed-Humid | Texas |  |  | EastpointeMI | TexasMO
Franklin Square | Franklin Square | NY | New York | 36059 | Nassau | 40.7002 | -73.6775 | 32055 | 4300 | polygon | FALSE | FALSE | America/New_York | 2 | 11010 | 1840005256 |  | MO | 29 | 217 | 4 | A | Mixed-Humid | Vernon |  |  | Franklin SquareNY | VernonMO
Pekin | Pekin | IL | Illinois | 17179 | Tazewell | 40.5679 | -89.6262 | 32045 | 848 | polygon | FALSE | TRUE | America/Chicago | 3 | 61554 61555 61558 | 1840009402 |  | MO | 29 | 219 | 4 | A | Mixed-Humid | Warren |  |  | PekinIL | WarrenMO
Westlake | Westlake | OH | Ohio | 39035 | Cuyahoga | 41.4524 | -81.9295 | 32032 | 776 | polygon | FALSE | TRUE | America/New_York | 3 | 44145 | 1840003420 |  | MO | 29 | 221 | 4 | A | Mixed-Humid | Washington |  |  | WestlakeOH | WashingtonMO
Uniondale | Uniondale | NY | New York | 36059 | Nassau | 40.7176 | -73.5947 | 32007 | 2164 | polygon | FALSE | FALSE | America/New_York | 2 | 11549 11530 11553 11556 11590 11555 | 1840005279 |  | MO | 29 | 223 | 4 | A | Mixed-Humid | Wayne |  |  | UniondaleNY | WayneMO
Chillicothe | Chillicothe | OH | Ohio | 39141 | Ross | 39.3393 | -82.9937 | 31999 | 804 | polygon | FALSE | TRUE | America/New_York | 3 | 45601 | 1840007369 |  | MO | 29 | 225 | 4 | A | Mixed-Humid | Webster |  |  | ChillicotheOH | WebsterMO
La Verne | La Verne | CA | California | 6037 | Los Angeles | 34.1208 | -117.7702 | 31974 | 1463 | polygon | FALSE | TRUE | America/Los_Angeles | 3 | 91750 | 1840020514 |  | MO | 29 | 227 | 5 | A | Cold | Worth |  |  | La VerneCA | WorthMO
Juneau | Juneau | AK | Alaska | 2110 | Juneau | 58.4546 | -134.1739 | 31974 | 4 | polygon | FALSE | TRUE | America/Juneau | 2 | 99824 99801 99802 99803 99811 99812 99821 99850 | 1840023306 |  | MO | 29 | 229 | 4 | A | Mixed-Humid | Wright |  |  | JuneauAK | WrightMO
Prairieville | Prairieville | LA | Louisiana | 22005 | Ascension | 30.3151 | -90.9571 | 31974 | 561 | polygon | FALSE | FALSE | America/Chicago | 3 | 70769 | 1840026029 |  | MP | 69 | 85 | 1 | A | Hot-Humid | Northern Islands |  |  | PrairievilleLA | Northern IslandsMP
Placerville | Placerville | CA | California | 6017 | El Dorado | 38.7308 | -120.7978 | 31943 | 738 | polygon | FALSE | TRUE | America/Los_Angeles | 3 | 95667 | 1840020238 |  | MP | 69 | 100 | 1 | A | Hot-Humid | Rota |  |  | PlacervilleCA | RotaMP
Bel Air North | Bel Air North | MD | Maryland | 24025 | Harford | 39.5544 | -76.3733 | 31941 | 772 | polygon | FALSE | TRUE | America/New_York | 3 | 21050 21015 21014 | 1840073591 |  | MP | 69 | 110 | 1 | A | Hot-Humid | Saipan |  |  | Bel Air NorthMD | SaipanMP
Redan | Redan | GA | Georgia | 13089 | DeKalb | 33.7394 | -84.1644 | 31873 | 1522 | polygon | FALSE | FALSE | America/New_York | 3 | 30058 30088 30074 | 1840013706 |  | MP | 69 | 120 | 1 | A | Hot-Humid | Tinian |  |  | RedanGA | TinianMP
Martinsville | Martinsville | VA | Virginia | 51690 | Martinsville | 36.6827 | -79.8636 | 31871 | 442 | polygon | FALSE | TRUE | America/New_York | 3 | 24112 24113 24114 24115 | 1840001727 |  | MS | 28 | 1 | 3 | A | Hot-Humid | Adams |  |  | MartinsvilleVA | AdamsMS
Pueblo West | Pueblo West | CO | Colorado | 8101 | Pueblo | 38.3551 | -104.7266 | 31849 | 174 | polygon | FALSE | FALSE | America/Denver | 3 | 81007 | 1840018860 |  | MS | 28 | 3 | 3 | A | Mixed-Humid | Alcorn |  |  | Pueblo WestCO | AlcornMS
Garfield | Garfield | NJ | New Jersey | 34003 | Bergen | 40.8791 | -74.1085 | 31802 | 5816 | polygon | FALSE | TRUE | America/New_York | 2 | 7026 | 1840003554 |  | MS | 28 | 5 | 3 | A | Hot-Humid | Amite |  |  | GarfieldNJ | AmiteMS
Fallbrook | Fallbrook | CA | California | 6073 | San Diego | 33.3693 | -117.2259 | 31701 | 697 | polygon | FALSE | FALSE | America/Los_Angeles | 3 | 92028 92088 | 1840018019 |  | MS | 28 | 7 | 3 | A | Mixed-Humid | Attala |  |  | FallbrookCA | AttalaMS
Spring Valley | Spring Valley | CA | California | 6073 | San Diego | 32.7316 | -116.9766 | 31650 | 1664 | polygon | FALSE | FALSE | America/Los_Angeles | 3 | 91977 91978 91979 | 1840019343 |  | MS | 28 | 9 | 3 | A | Mixed-Humid | Benton |  |  | Spring ValleyCA | BentonMS
Hopkinsville | Hopkinsville | KY | Kentucky | 21047 | Christian | 36.8386 | -87.4776 | 31569 | 372 | polygon | FALSE | TRUE | America/Chicago | 3 | 42240 42221 42241 | 1840014399 |  | MS | 28 | 11 | 3 | A | Mixed-Humid | Bolivar |  |  | HopkinsvilleKY | BolivarMS
Rochester | Rochester | NH | New Hampshire | 33017 | Strafford | 43.299 | -70.9787 | 31526 | 270 | polygon | FALSE | TRUE | America/New_York | 3 | 03839 03868 03867 03866 | 1840002809 |  | MS | 28 | 13 | 3 | A | Mixed-Humid | Calhoun |  |  | RochesterNH | CalhounMS
South Riding | South Riding | VA | Virginia | 51107 | Loudoun | 38.912 | -77.5132 | 31515 | 1775 | polygon | FALSE | FALSE | America/New_York | 3 | 20152 | 1840024507 |  | MS | 28 | 15 | 3 | A | Mixed-Humid | Carroll |  |  | South RidingVA | CarrollMS
Centereach | Centereach | NY | New York | 36103 | Suffolk | 40.8696 | -73.0808 | 31493 | 1392 | polygon | FALSE | FALSE | America/New_York | 3 | 11720 | 1840005026 |  | MS | 28 | 17 | 3 | A | Mixed-Humid | Chickasaw |  |  | CentereachNY | ChickasawMS
Milledgeville | Milledgeville | GA | Georgia | 13009 | Baldwin | 33.0874 | -83.2414 | 31471 | 355 | polygon | FALSE | TRUE | America/New_York | 3 | 31062 31061 | 1840014857 |  | MS | 28 | 19 | 3 | A | Mixed-Humid | Choctaw |  |  | MilledgevilleGA | ChoctawMS
Syracuse | Syracuse | UT | Utah | 49011 | Davis | 41.086 | -112.0698 | 31458 | 1195 | polygon | FALSE | TRUE | America/Denver | 3 | 84075 | 1840021352 |  | MS | 28 | 21 | 3 | A | Hot-Humid | Claiborne |  |  | SyracuseUT | ClaiborneMS
Parkville | Parkville | MD | Maryland | 24005 | Baltimore | 39.3832 | -76.5519 | 31451 | 2834 | polygon | FALSE | FALSE | America/New_York | 2 | 21234 | 1840005685 |  | MS | 28 | 23 | 3 | A | Mixed-Humid | Clarke |  |  | ParkvilleMD | ClarkeMS
Sherwood | Sherwood | AR | Arkansas | 5119 | Pulaski | 34.8508 | -92.2028 | 31436 | 582 | polygon | FALSE | TRUE | America/Chicago | 3 | 72120 72076 72117 72216 | 1840015511 |  | MS | 28 | 25 | 3 | A | Mixed-Humid | Clay |  |  | SherwoodAR | ClayMS
Garner | Garner | NC | North Carolina | 37183 | Wake | 35.6934 | -78.6196 | 31407 | 762 | polygon | FALSE | TRUE | America/New_York | 3 | 27529 27603 27699 | 1840016198 |  | MS | 28 | 27 | 3 | A | Mixed-Humid | Coahoma |  |  | GarnerNC | CoahomaMS
Key West | Key West | FL | Florida | 12087 | Monroe | 24.5637 | -81.7768 | 31401 | 1665 | polygon | FALSE | TRUE | America/New_York | 3 | 33040 33041 33045 | 1840015161 |  | MS | 28 | 29 | 3 | A | Hot-Humid | Copiah |  |  | Key WestFL | CopiahMS
Miami Lakes | Miami Lakes | FL | Florida | 12086 | Miami-Dade | 25.9125 | -80.3214 | 31367 | 2140 | polygon | FALSE | TRUE | America/New_York | 2 | 33014 33016 33018 33002 | 1840017275 |  | MS | 28 | 31 | 3 | A | Hot-Humid | Covington |  |  | Miami LakesFL | CovingtonMS
Petersburg | Petersburg | VA | Virginia | 51730 | Petersburg | 37.2043 | -77.3913 | 31346 | 532 | polygon | FALSE | TRUE | America/New_York | 3 | 23803 23805 23804 | 1840003861 |  | MS | 28 | 33 | 3 | A | Mixed-Humid | DeSoto |  |  | PetersburgVA | DeSotoMS
North Olmsted | North Olmsted | OH | Ohio | 39035 | Cuyahoga | 41.415 | -81.919 | 31341 | 1036 | polygon | FALSE | TRUE | America/New_York | 3 | 44070 | 1840003400 |  | MS | 28 | 35 | 3 | A | Hot-Humid | Forrest |  |  | North OlmstedOH | ForrestMS
Kahului | Kahului | HI | Hawaii | 15009 | Maui | 20.8715 | -156.4603 | 31336 | 841 | polygon | FALSE | FALSE | Pacific/Honolulu | 3 | 96732 96733 | 1840023232 |  | MS | 28 | 37 | 3 | A | Hot-Humid | Franklin |  |  | KahuluiHI | FranklinMS
Wheat Ridge | Wheat Ridge | CO | Colorado | 8059 | Jefferson | 39.7728 | -105.1029 | 31324 | 1294 | polygon | FALSE | TRUE | America/Denver | 3 | 80033 80212 80214 80034 | 1840021431 |  | MS | 28 | 39 | 3 | A | Hot-Humid | George |  |  | Wheat RidgeCO | GeorgeMS
Fruit Cove | Fruit Cove | FL | Florida | 12109 | St. Johns | 30.0972 | -81.6176 | 31314 | 752 | polygon | FALSE | FALSE | America/New_York | 3 | 32259 | 1840013970 |  | MS | 28 | 41 | 3 | A | Hot-Humid | Greene |  |  | Fruit CoveFL | GreeneMS
Cibolo | Cibolo | TX | Texas | 48187 | Guadalupe | 29.5639 | -98.2123 | 31281 | 584 | polygon | FALSE | TRUE | America/Chicago | 3 | 78124 78108 | 1840019639 |  | MS | 28 | 43 | 3 | A | Mixed-Humid | Grenada |  |  | CiboloTX | GrenadaMS
Alliance | Alliance | OH | Ohio | 39151 | Stark | 40.9107 | -81.1189 | 31255 | 919 | polygon | FALSE | TRUE | America/New_York | 3 | 44601 | 1840000962 |  | MS | 28 | 45 | 2 | A | Hot-Humid | Hancock |  |  | AllianceOH | HancockMS
Banning | Banning | CA | California | 6065 | Riverside | 33.946 | -116.8992 | 31221 | 518 | polygon | FALSE | TRUE | America/Los_Angeles | 3 | 92220 | 1840019297 |  | MS | 28 | 47 | 2 | A | Hot-Humid | Harrison |  |  | BanningCA | HarrisonMS
Laguna Hills | Laguna Hills | CA | California | 6059 | Orange | 33.592 | -117.6992 | 31207 | 1824 | polygon | FALSE | TRUE | America/Los_Angeles | 3 | 92653 | 1840020588 |  | MS | 28 | 49 | 3 | A | Hot-Humid | Hinds |  |  | Laguna HillsCA | HindsMS
Central Islip | Central Islip | NY | New York | 36103 | Suffolk | 40.7837 | -73.1945 | 31205 | 1694 | polygon | FALSE | FALSE | America/New_York | 3 | 11722 | 1840005028 |  | MS | 28 | 51 | 3 | A | Mixed-Humid | Holmes |  |  | Central IslipNY | HolmesMS
Athens | Athens | AL | Alabama | 1083 | Limestone | 34.7847 | -86.951 | 31187 | 265 | polygon | FALSE | TRUE | America/Chicago | 3 | 35611 35613 35612 | 1840000935 |  | MS | 28 | 53 | 3 | A | Mixed-Humid | Humphreys |  |  | AthensAL | HumphreysMS
Princeton | Princeton | NJ | New Jersey | 34021 | Mercer | 40.3563 | -74.6693 | 31187 | 670 | polygon | FALSE | TRUE | America/New_York | 3 | 08540 08542 08541 08544 | 1840001381 |  | MS | 28 | 55 | 3 | A | Mixed-Humid | Issaquena |  |  | PrincetonNJ | IssaquenaMS
Orcutt | Orcutt | CA | California | 6083 | Santa Barbara | 34.8668 | -120.4269 | 31118 | 1079 | polygon | FALSE | FALSE | America/Los_Angeles | 3 | 93455 93457 | 1840019183 |  | MS | 28 | 57 | 3 | A | Mixed-Humid | Itawamba |  |  | OrcuttCA | ItawambaMS
Naugatuck | Naugatuck | CT | Connecticut | 9009 | New Haven | 41.489 | -73.0518 | 31108 | 736 | polygon | FALSE | TRUE | America/New_York | 3 | 6770 | 1840004849 |  | MS | 28 | 59 | 2 | A | Hot-Humid | Jackson |  |  | NaugatuckCT | JacksonMS
Eldersburg | Eldersburg | MD | Maryland | 24013 | Carroll | 39.4041 | -76.9529 | 31108 | 301 | polygon | FALSE | FALSE | America/New_York | 3 | 21784 21104 | 1840005698 |  | MS | 28 | 61 | 3 | A | Mixed-Humid | Jasper |  |  | EldersburgMD | JasperMS
Columbus | Columbus | MS | Mississippi | 28087 | Lowndes | 33.5088 | -88.4096 | 31084 | 363 | polygon | FALSE | TRUE | America/Chicago | 3 | 39702 39701 39705 | 1840014807 |  | MS | 28 | 63 | 3 | A | Hot-Humid | Jefferson |  |  | ColumbusMS | JeffersonMS
Mundelein | Mundelein | IL | Illinois | 17097 | Lake | 42.2691 | -88.0101 | 31051 | 1257 | polygon | FALSE | TRUE | America/Chicago | 3 | 60060 | 1840011175 |  | MS | 28 | 65 | 3 | A | Hot-Humid | Jefferson Davis |  |  | MundeleinIL | Jefferson DavisMS
Fair Oaks | Fair Oaks | CA | California | 6067 | Sacramento | 38.6504 | -121.2497 | 31032 | 1102 | polygon | FALSE | FALSE | America/Los_Angeles | 3 | 95628 | 1840017580 |  | MS | 28 | 67 | 3 | A | Hot-Humid | Jones |  |  | Fair OaksCA | JonesMS
San Pablo | San Pablo | CA | California | 6013 | Contra Costa | 37.9628 | -122.3425 | 30990 | 4550 | polygon | FALSE | TRUE | America/Los_Angeles | 2 | 94806 | 1840021529 |  | MS | 28 | 69 | 3 | A | Mixed-Humid | Kemper |  |  | San PabloCA | KemperMS
Rexburg | Rexburg | ID | Idaho | 16065 | Madison | 43.8224 | -111.792 | 30979 | 1134 | polygon | FALSE | TRUE | America/Boise | 3 | 83460 83440 | 1840020037 |  | MS | 28 | 71 | 3 | A | Mixed-Humid | Lafayette |  |  | RexburgID | LafayetteMS
Nogales | Nogales | AZ | Arizona | 4023 | Santa Cruz | 31.3624 | -110.9336 | 30917 | 372 | polygon | FALSE | TRUE | America/Phoenix | 3 | 85621 | 1840020823 |  | MS | 28 | 73 | 3 | A | Hot-Humid | Lamar |  |  | NogalesAZ | LamarMS
Nicholasville | Nicholasville | KY | Kentucky | 21113 | Jessamine | 37.8902 | -84.5669 | 30912 | 823 | polygon | FALSE | TRUE | America/New_York | 3 | 40356 40340 | 1840014330 |  | MS | 28 | 75 | 3 | A | Mixed-Humid | Lauderdale |  |  | NicholasvilleKY | LauderdaleMS
Goleta | Goleta | CA | California | 6083 | Santa Barbara | 34.436 | -119.8596 | 30911 | 1520 | polygon | FALSE | TRUE | America/Los_Angeles | 3 | 93117 93118 | 1840001783 |  | MS | 28 | 77 | 3 | A | Hot-Humid | Lawrence |  |  | GoletaCA | LawrenceMS
Opelika | Opelika | AL | Alabama | 1081 | Lee | 32.6612 | -85.3769 | 30908 | 202 | polygon | FALSE | TRUE | America/Chicago | 3 | 36804 36801 36803 | 1840005210 |  | MS | 28 | 79 | 3 | A | Mixed-Humid | Leake |  |  | OpelikaAL | LeakeMS
Algonquin | Algonquin | IL | Illinois | 17111 | McHenry | 42.1629 | -88.3159 | 30897 | 969 | polygon | FALSE | TRUE | America/Chicago | 3 | 60102 | 1840010110 |  | MS | 28 | 81 | 3 | A | Mixed-Humid | Lee |  |  | AlgonquinIL | LeeMS
Marrero | Marrero | LA | Louisiana | 22051 | Jefferson | 29.8871 | -90.1127 | 30894 | 1656 | polygon | FALSE | FALSE | America/Chicago | 3 | 70072 | 1840013993 |  | MS | 28 | 83 | 3 | A | Mixed-Humid | Leflore |  |  | MarreroLA | LefloreMS
Burlingame | Burlingame | CA | California | 6081 | San Mateo | 37.586 | -122.3669 | 30889 | 2707 | polygon | FALSE | TRUE | America/Los_Angeles | 2 | 94010 94011 | 1840018925 |  | MS | 28 | 85 | 3 | A | Hot-Humid | Lincoln |  |  | BurlingameCA | LincolnMS
Aiken | Aiken | SC | South Carolina | 45003 | Aiken | 33.531 | -81.7268 | 30869 | 565 | polygon | FALSE | TRUE | America/New_York | 3 | 29801 29803 29802 | 1840013722 |  | MS | 28 | 87 | 3 | A | Mixed-Humid | Lowndes |  |  | AikenSC | LowndesMS
Lawrenceville | Lawrenceville | GA | Georgia | 13135 | Gwinnett | 33.9523 | -83.9931 | 30834 | 874 | polygon | FALSE | TRUE | America/New_York | 3 | 30046 30049 | 1840014745 |  | MS | 28 | 89 | 3 | A | Mixed-Humid | Madison |  |  | LawrencevilleGA | MadisonMS
Winter Park | Winter Park | FL | Florida | 12095 | Orange | 28.5987 | -81.3438 | 30825 | 1361 | polygon | FALSE | TRUE | America/New_York | 3 | 32792 32789 32790 | 1840015966 |  | MS | 28 | 91 | 3 | A | Hot-Humid | Marion |  |  | Winter ParkFL | MarionMS
Lake Magdalene | Lake Magdalene | FL | Florida | 12057 | Hillsborough | 28.0875 | -82.4791 | 30805 | 1164 | polygon | FALSE | FALSE | America/New_York | 3 | 33618 33613 33612 33682 33694 | 1840029049 |  | MS | 28 | 93 | 3 | A | Mixed-Humid | Marshall |  |  | Lake MagdaleneFL | MarshallMS
Fitchburg | Fitchburg | WI | Wisconsin | 55025 | Dane | 42.9859 | -89.4255 | 30792 | 340 | polygon | FALSE | TRUE | America/Chicago | 3 | 53575 53719 53711 53713 53744 | 1840002905 |  | MS | 28 | 95 | 3 | A | Mixed-Humid | Monroe |  |  | FitchburgWI | MonroeMS
Granger | Granger | IN | Indiana | 18141 | St. Joseph | 41.7373 | -86.135 | 30776 | 477 | polygon | FALSE | FALSE | America/Indiana/Indianapolis | 3 | 46635 46545 46530 | 1840030079 |  | MS | 28 | 97 | 3 | A | Mixed-Humid | Montgomery |  |  | GrangerIN | MontgomeryMS
Wooster | Wooster | OH | Ohio | 39169 | Wayne | 40.8171 | -81.9335 | 30750 | 597 | polygon | FALSE | TRUE | America/New_York | 3 | 44691 | 1840000961 |  | MS | 28 | 99 | 3 | A | Mixed-Humid | Neshoba |  |  | WoosterOH | NeshobaMS
Fountain | Fountain | CO | Colorado | 8041 | El Paso | 38.6886 | -104.6829 | 30735 | 527 | polygon | FALSE | TRUE | America/Denver | 3 | 80817 | 1840020236 |  | MS | 28 | 101 | 3 | A | Mixed-Humid | Newton |  |  | FountainCO | NewtonMS
Brooklyn Center | Brooklyn Center | MN | Minnesota | 27053 | Hennepin | 45.0681 | -93.3162 | 30690 | 1480 | polygon | FALSE | TRUE | America/Chicago | 3 | 55429 55430 | 1840004022 |  | MS | 28 | 103 | 3 | A | Mixed-Humid | Noxubee |  |  | Brooklyn CenterMN | NoxubeeMS
Kerrville | Kerrville | TX | Texas | 48265 | Kerr | 30.0398 | -99.132 | 30623 | 418 | polygon | FALSE | TRUE | America/Chicago | 3 | 78028 | 1840020908 |  | MS | 28 | 105 | 3 | A | Mixed-Humid | Oktibbeha |  |  | KerrvilleTX | OktibbehaMS
Barstow | Barstow | CA | California | 6071 | San Bernardino | 34.8661 | -117.0472 | 30605 | 223 | polygon | FALSE | TRUE | America/Los_Angeles | 3 | 92311 92327 | 1840019118 |  | MS | 28 | 107 | 3 | A | Mixed-Humid | Panola |  |  | BarstowCA | PanolaMS
Oceanside | Oceanside | NY | New York | 36059 | Nassau | 40.6328 | -73.6364 | 30604 | 2397 | polygon | FALSE | FALSE | America/New_York | 2 | 11572 | 1840005246 |  | MS | 28 | 109 | 2 | A | Hot-Humid | Pearl River |  |  | OceansideNY | Pearl RiverMS
Canton | Canton | GA | Georgia | 13057 | Cherokee | 34.2467 | -84.49 | 30528 | 649 | polygon | FALSE | TRUE | America/New_York | 3 | 30114 | 1840014703 |  | MS | 28 | 111 | 3 | A | Hot-Humid | Perry |  |  | CantonGA | PerryMS
Auburn | Auburn | NY | New York | 36011 | Cayuga | 42.9338 | -76.5684 | 30507 | 1212 | polygon | FALSE | TRUE | America/New_York | 3 | 13021 13024 13022 | 1840000367 |  | MS | 28 | 113 | 3 | A | Hot-Humid | Pike |  |  | AuburnNY | PikeMS
Crown Point | Crown Point | IN | Indiana | 18089 | Lake | 41.4141 | -87.3457 | 30488 | 660 | polygon | FALSE | TRUE | America/Chicago | 3 | 46307 46308 | 1840007091 |  | MS | 28 | 115 | 3 | A | Mixed-Humid | Pontotoc |  |  | Crown PointIN | PontotocMS
Windsor | Windsor | CO | Colorado | 8123 | Weld | 40.4693 | -104.9213 | 30477 | 469 | polygon | FALSE | TRUE | America/Denver | 3 | 80550 80551 | 1840022401 |  | MS | 28 | 117 | 3 | A | Mixed-Humid | Prentiss |  |  | WindsorCO | PrentissMS
Lakeside | Lakeside | FL | Florida | 12019 | Clay | 30.1356 | -81.7674 | 30458 | 874 | polygon | FALSE | FALSE | America/New_York | 3 | 32068 32065 32073 32030 | 1840029051 |  | MS | 28 | 119 | 3 | A | Mixed-Humid | Quitman |  |  | LakesideFL | QuitmanMS
Gloucester | Gloucester | MA | Massachusetts | 25009 | Essex | 42.626 | -70.6897 | 30430 | 448 | polygon | FALSE | TRUE | America/New_York | 3 | 01930 01931 | 1840000412 |  | MS | 28 | 121 | 3 | A | Hot-Humid | Rankin |  |  | GloucesterMA | RankinMS
Gurnee | Gurnee | IL | Illinois | 17097 | Lake | 42.3708 | -87.9392 | 30378 | 868 | polygon | FALSE | TRUE | America/Chicago | 3 | 60031 | 1840011152 |  | MS | 28 | 123 | 3 | A | Mixed-Humid | Scott |  |  | GurneeIL | ScottMS
Orangeburg | Orangeburg | SC | South Carolina | 45075 | Orangeburg | 33.4928 | -80.867 | 30365 | 542 | polygon | FALSE | TRUE | America/New_York | 3 | 29118 29117 29115 | 1840014812 |  | MS | 28 | 125 | 3 | A | Mixed-Humid | Sharkey |  |  | OrangeburgSC | SharkeyMS
Holladay | Holladay | UT | Utah | 49035 | Salt Lake | 40.6599 | -111.8226 | 30325 | 1379 | polygon | FALSE | TRUE | America/Denver | 3 | 84117 84121 84124 | 1840020156 |  | MS | 28 | 127 | 3 | A | Hot-Humid | Simpson |  |  | HolladayUT | SimpsonMS
Fuquay-Varina | Fuquay-Varina | NC | North Carolina | 37183 | Wake | 35.5958 | -78.7794 | 30324 | 770 | polygon | FALSE | TRUE | America/New_York | 3 | 27526 | 1840016197 |  | MS | 28 | 129 | 3 | A | Hot-Humid | Smith |  |  | Fuquay-VarinaNC | SmithMS
Chamblee | Chamblee | GA | Georgia | 13089 | DeKalb | 33.8842 | -84.3008 | 30307 | 1518 | polygon | FALSE | TRUE | America/New_York | 3 | 30341 30345 30366 39901 | 1840014775 |  | MS | 28 | 131 | 2 | A | Hot-Humid | Stone |  |  | ChambleeGA | StoneMS
Carney | Carney | MD | Maryland | 24005 | Baltimore | 39.405 | -76.5236 | 30289 | 1677 | polygon | FALSE | FALSE | America/New_York | 3 | 21234 21057 | 1840005678 |  | MS | 28 | 133 | 3 | A | Mixed-Humid | Sunflower |  |  | CarneyMD | SunflowerMS
Peru | Peru | IL | Illinois | 17099 | LaSalle | 41.3484 | -89.137 | 30287 | 390 | polygon | FALSE | TRUE | America/Chicago | 3 | 61329 61354 | 1840009273 |  | MS | 28 | 135 | 3 | A | Mixed-Humid | Tallahatchie |  |  | PeruIL | TallahatchieMS
Sterling | Sterling | VA | Virginia | 51107 | Loudoun | 39.0052 | -77.405 | 30271 | 2143 | polygon | FALSE | FALSE | America/New_York | 2 | 20164 20167 | 1840024508 |  | MS | 28 | 137 | 3 | A | Mixed-Humid | Tate |  |  | SterlingVA | TateMS
Cornelius | Cornelius | NC | North Carolina | 37119 | Mecklenburg | 35.4725 | -80.8801 | 30257 | 907 | polygon | FALSE | TRUE | America/New_York | 3 | 28031 | 1840016352 |  | MS | 28 | 139 | 3 | A | Mixed-Humid | Tippah |  |  | CorneliusNC | TippahMS
North Tonawanda | North Tonawanda | NY | New York | 36063 | Niagara | 43.0457 | -78.8659 | 30245 | 1156 | polygon | FALSE | TRUE | America/New_York | 3 | 14120 | 1840000372 |  | MS | 28 | 141 | 3 | A | Mixed-Humid | Tishomingo |  |  | North TonawandaNY | TishomingoMS
Long Branch | Long Branch | NJ | New Jersey | 34025 | Monmouth | 40.2965 | -73.9915 | 30241 | 2278 | polygon | FALSE | TRUE | America/New_York | 2 | 7740 | 1840003673 |  | MS | 28 | 143 | 3 | A | Mixed-Humid | Tunica |  |  | Long BranchNJ | TunicaMS
Santa Paula | Santa Paula | CA | California | 6111 | Ventura | 34.3521 | -119.0698 | 30233 | 2534 | polygon | FALSE | TRUE | America/Los_Angeles | 2 | 93060 93061 | 1840021842 |  | MS | 28 | 145 | 3 | A | Mixed-Humid | Union |  |  | Santa PaulaCA | UnionMS
Los Gatos | Los Gatos | CA | California | 6085 | Santa Clara | 37.2303 | -121.956 | 30222 | 1024 | polygon | FALSE | TRUE | America/Los_Angeles | 3 | 95032 95030 95036 | 1840021575 |  | MS | 28 | 147 | 3 | A | Hot-Humid | Walthall |  |  | Los GatosCA | WalthallMS
South Lake Tahoe | South Lake Tahoe | CA | California | 6017 | El Dorado | 38.9393 | -119.9828 | 30188 | 844 | polygon | FALSE | TRUE | America/Los_Angeles | 3 | 96150 96151 96152 96154 96156 96157 96158 | 1840021471 |  | MS | 28 | 149 | 3 | A | Hot-Humid | Warren |  |  | South Lake TahoeCA | WarrenMS
San Carlos | San Carlos | CA | California | 6081 | San Mateo | 37.4982 | -122.268 | 30185 | 2113 | polygon | FALSE | TRUE | America/Los_Angeles | 2 | 94070 | 1840021550 |  | MS | 28 | 151 | 3 | A | Mixed-Humid | Washington |  |  | San CarlosCA | WashingtonMS
Clinton | Clinton | IA | Iowa | 19045 | Clinton | 41.8434 | -90.2408 | 30177 | 275 | polygon | FALSE | TRUE | America/Chicago | 3 | 52732 52733 52734 52736 | 1840000507 |  | MS | 28 | 153 | 3 | A | Hot-Humid | Wayne |  |  | ClintonIA | WayneMS
Saratoga | Saratoga | CA | California | 6085 | Santa Clara | 37.2684 | -122.0263 | 30153 | 911 | polygon | FALSE | TRUE | America/Los_Angeles | 3 | 95070 95071 | 1840021572 |  | MS | 28 | 155 | 3 | A | Mixed-Humid | Webster |  |  | SaratogaCA | WebsterMS
Los Altos | Los Altos | CA | California | 6085 | Santa Clara | 37.3685 | -122.0966 | 30089 | 1792 | polygon | FALSE | TRUE | America/Los_Angeles | 3 | 94022 94024 94023 | 1840020328 |  | MS | 28 | 157 | 3 | A | Hot-Humid | Wilkinson |  |  | Los AltosCA | WilkinsonMS
Ballwin | Ballwin | MO | Missouri | 29189 | St. Louis | 38.5951 | -90.55 | 30082 | 1293 | polygon | FALSE | TRUE | America/Chicago | 3 | 63021 63011 63022 63024 | 1840007447 |  | MS | 28 | 159 | 3 | A | Mixed-Humid | Winston |  |  | BallwinMO | WinstonMS
Atascadero | Atascadero | CA | California | 6079 | San Luis Obispo | 35.4827 | -120.6858 | 30075 | 445 | polygon | FALSE | TRUE | America/Los_Angeles | 3 | 93422 93423 | 1840019126 |  | MS | 28 | 161 | 3 | A | Mixed-Humid | Yalobusha |  |  | AtascaderoCA | YalobushaMS
North Royalton | North Royalton | OH | Ohio | 39035 | Cuyahoga | 41.3138 | -81.7452 | 30068 | 544 | polygon | FALSE | TRUE | America/New_York | 3 | 44133 | 1840003402 |  | MS | 28 | 163 | 3 | A | Mixed-Humid | Yazoo |  |  | North RoyaltonOH | YazooMS
Somerset | Somerset | KY | Kentucky | 21199 | Pulaski | 37.0815 | -84.6091 | 30053 | 381 | polygon | FALSE | TRUE | America/New_York | 3 | 42503 42501 42533 42502 42564 | 1840015257 |  | MT | 30 | 1 | 6 | B | Cold | Beaverhead |  |  | SomersetKY | BeaverheadMT
Seguin | Seguin | TX | Texas | 48187 | Guadalupe | 29.5889 | -97.9671 | 29992 | 304 | polygon | FALSE | TRUE | America/Chicago | 3 | 78155 78115 78156 | 1840022214 |  | MT | 30 | 3 | 6 | B | Cold | Big Horn |  |  | SeguinTX | Big HornMT
Fortuna Foothills | Fortuna Foothills | AZ | Arizona | 4027 | Yuma | 32.6616 | -114.3973 | 29955 | 288 | polygon | FALSE | FALSE | America/Phoenix | 3 | 85367 | 1840027989 |  | MT | 30 | 5 | 6 | B | Cold | Blaine |  |  | Fortuna FoothillsAZ | BlaineMT
Milford Mill | Milford Mill | MD | Maryland | 24005 | Baltimore | 39.3444 | -76.7668 | 29926 | 1663 | polygon | FALSE | FALSE | America/New_York | 3 | 21244 | 1840031493 |  | MT | 30 | 7 | 6 | B | Cold | Broadwater |  |  | Milford MillMD | BroadwaterMT
Pasadena | Pasadena | MD | Maryland | 24003 | Anne Arundel | 39.1552 | -76.5537 | 29918 | 773 | polygon | FALSE | FALSE | America/New_York | 3 | 21122 21060 21226 21412 | 1840005914 |  | MT | 30 | 9 | 6 | B | Cold | Carbon |  |  | PasadenaMD | CarbonMT
Stockbridge | Stockbridge | GA | Georgia | 13151 | Henry | 33.5253 | -84.2294 | 29904 | 844 | polygon | FALSE | TRUE | America/New_York | 3 | 30253 30281 | 1840015707 |  | MT | 30 | 11 | 6 | B | Cold | Carter |  |  | StockbridgeGA | CarterMT
East Liverpool | East Liverpool | OH | Ohio | 39029 | Columbiana | 40.6333 | -80.5677 | 29898 | 870 | polygon | FALSE | TRUE | America/New_York | 3 | 43920 | 1840002783 |  | MT | 30 | 13 | 6 | B | Cold | Cascade |  |  | East LiverpoolOH | CascadeMT
Rahway | Rahway | NJ | New Jersey | 34039 | Union | 40.6077 | -74.2807 | 29895 | 2962 | polygon | FALSE | TRUE | America/New_York | 2 | 7065 | 1840001091 |  | MT | 30 | 15 | 6 | B | Cold | Chouteau |  |  | RahwayNJ | ChouteauMT
Madison Heights | Madison Heights | MI | Michigan | 26125 | Oakland | 42.5073 | -83.1034 | 29886 | 1628 | polygon | FALSE | TRUE | America/Detroit | 3 | 48071 | 1840002449 |  | MT | 30 | 17 | 6 | B | Cold | Custer |  |  | Madison HeightsMI | CusterMT
Williston | Williston | ND | North Dakota | 38105 | Williams | 48.1814 | -103.6364 | 29844 | 483 | polygon | FALSE | TRUE | America/Chicago | 3 | 58801 58802 58803 | 1840001871 |  | MT | 30 | 19 | 6 | B | Cold | Daniels |  |  | WillistonND | DanielsMT
Bay Shore | Bay Shore | NY | New York | 36103 | Suffolk | 40.7317 | -73.2505 | 29799 | 2130 | polygon | FALSE | FALSE | America/New_York | 2 | 11706 | 1840005017 |  | MT | 30 | 21 | 6 | B | Cold | Dawson |  |  | Bay ShoreNY | DawsonMT
Eagle | Eagle | ID | Idaho | 16001 | Ada | 43.7223 | -116.3862 | 29796 | 376 | polygon | FALSE | TRUE | America/Boise | 3 | 83616 | 1840018642 |  | MT | 30 | 23 | 6 | B | Cold | Deer Lodge |  |  | EagleID | Deer LodgeMT
Westchester | Westchester | FL | Florida | 12086 | Miami-Dade | 25.7474 | -80.3358 | 29778 | 2901 | polygon | FALSE | FALSE | America/New_York | 2 | 33174 33144 33165 33155 | 1840014241 |  | MT | 30 | 25 | 6 | B | Cold | Fallon |  |  | WestchesterFL | FallonMT
Maryville | Maryville | TN | Tennessee | 47009 | Blount | 35.7468 | -83.9789 | 29742 | 665 | polygon | FALSE | TRUE | America/New_York | 3 | 37803 37804 37801 37802 | 1840015380 |  | MT | 30 | 27 | 6 | B | Cold | Fergus |  |  | MaryvilleTN | FergusMT
Walnut | Walnut | CA | California | 6037 | Los Angeles | 34.0334 | -117.8593 | 29685 | 1274 | polygon | FALSE | TRUE | America/Los_Angeles | 3 | 91789 91788 | 1840021875 |  | MT | 30 | 29 | 6 | B | Cold | Flathead |  |  | WalnutCA | FlatheadMT
Suisun City | Suisun City | CA | California | 6095 | Solano | 38.2473 | -122.009 | 29663 | 2820 | polygon | FALSE | TRUE | America/Los_Angeles | 2 | 94585 | 1840028115 |  | MT | 30 | 31 | 6 | B | Cold | Gallatin |  |  | Suisun CityCA | GallatinMT
Garden City | Garden City | KS | Kansas | 20055 | Finney | 37.9754 | -100.8529 | 29659 | 945 | polygon | FALSE | TRUE | America/Chicago | 3 | 67846 | 1840001669 |  | MT | 30 | 33 | 6 | B | Cold | Garfield |  |  | Garden CityKS | GarfieldMT
Texarkana | Texarkana | AR | Arkansas | 5091 | Miller | 33.4361 | -93.996 | 29657 | 273 | polygon | FALSE | TRUE | America/Chicago | 3 | 71854 | 1840015708 |  | MT | 30 | 35 | 6 | B | Cold | Glacier |  |  | TexarkanaAR | GlacierMT
Kent | Kent | OH | Ohio | 39133 | Portage | 41.149 | -81.361 | 29646 | 1247 | polygon | FALSE | TRUE | America/New_York | 3 | 44243 44240 44242 | 1840008256 |  | MT | 30 | 37 | 6 | B | Cold | Golden Valley |  |  | KentOH | Golden ValleyMT
West Falls Church | West Falls Church | VA | Virginia | 51059 | Fairfax | 38.8648 | -77.1878 | 29623 | 2291 | polygon | FALSE | FALSE | America/New_York | 2 | 22042 | 1840006117 |  | MT | 30 | 39 | 6 | B | Cold | Granite |  |  | West Falls ChurchVA | GraniteMT
North Chicago | North Chicago | IL | Illinois | 17097 | Lake | 42.3172 | -87.8596 | 29615 | 1430 | polygon | FALSE | TRUE | America/Chicago | 3 | 60088 60064 60086 | 1840008086 |  | MT | 30 | 41 | 6 | B | Cold | Hill |  |  | North ChicagoIL | HillMT
Greenville | Greenville | MS | Mississippi | 28151 | Washington | 33.385 | -91.0514 | 29613 | 417 | polygon | FALSE | TRUE | America/Chicago | 3 | 38701 38703 | 1840013759 |  | MT | 30 | 43 | 6 | B | Cold | Jefferson |  |  | GreenvilleMS | JeffersonMT
Duluth | Duluth | GA | Georgia | 13135 | Gwinnett | 34.0053 | -84.1492 | 29609 | 1118 | polygon | FALSE | TRUE | America/New_York | 3 | 30097 30096 30098 | 1840013675 |  | MT | 30 | 45 | 6 | B | Cold | Judith Basin |  |  | DuluthGA | Judith BasinMT
Aberdeen | Aberdeen | WA | Washington | 53027 | Grays Harbor | 46.9757 | -123.8094 | 29609 | 595 | polygon | FALSE | TRUE | America/Los_Angeles | 3 | 98520 | 1840018446 |  | MT | 30 | 47 | 6 | B | Cold | Lake |  |  | AberdeenWA | LakeMT
Winona | Winona | MN | Minnesota | 27169 | Winona | 44.0505 | -91.6684 | 29601 | 539 | polygon | FALSE | TRUE | America/Chicago | 3 | 55987 | 1840010034 |  | MT | 30 | 49 | 6 | B | Cold | Lewis and Clark |  |  | WinonaMN | Lewis and ClarkMT
O'Fallon | O'Fallon | IL | Illinois | 17163 | St. Clair | 38.5976 | -89.9155 | 29583 | 743 | polygon | FALSE | TRUE | America/Chicago | 3 | 62269 | 1840008632 |  | MT | 30 | 51 | 6 | B | Cold | Liberty |  |  | O'FallonIL | LibertyMT
Drexel Heights | Drexel Heights | AZ | Arizona | 4019 | Pima | 32.1457 | -111.0478 | 29568 | 586 | polygon | FALSE | FALSE | America/Phoenix | 3 | 85757 85746 | 1840027928 |  | MT | 30 | 53 | 6 | B | Cold | Lincoln |  |  | Drexel HeightsAZ | LincolnMT
Ukiah | Ukiah | CA | California | 6045 | Mendocino | 39.1463 | -123.2105 | 29561 | 1290 | polygon | FALSE | TRUE | America/Los_Angeles | 3 | 95482 95418 | 1840021420 |  | MT | 30 | 57 | 6 | B | Cold | Madison |  |  | UkiahCA | MadisonMT
Atwater | Atwater | CA | California | 6047 | Merced | 37.3543 | -120.5981 | 29559 | 1873 | polygon | FALSE | TRUE | America/Los_Angeles | 3 | 95301 | 1840018934 |  | MT | 30 | 55 | 6 | B | Cold | McCone |  |  | AtwaterCA | McConeMT
Golden Gate | Golden Gate | FL | Florida | 12021 | Collier | 26.1844 | -81.7031 | 29552 | 2922 | polygon | FALSE | FALSE | America/New_York | 2 | 34116 | 1840014228 |  | MT | 30 | 59 | 6 | B | Cold | Meagher |  |  | Golden GateFL | MeagherMT
Sanford | Sanford | ME | Maine | 23031 | York | 43.4244 | -70.7573 | 29535 | 171 | polygon | FALSE | FALSE | America/New_York | 3 | 04073 04083 | 1840002672 |  | MT | 30 | 61 | 6 | B | Cold | Mineral |  |  | SanfordME | MineralMT
Highland Park | Highland Park | IL | Illinois | 17097 | Lake | 42.1823 | -87.8105 | 29515 | 930 | polygon | FALSE | TRUE | America/Chicago | 3 | 60035 60037 | 1840006973 |  | MT | 30 | 63 | 6 | B | Cold | Missoula |  |  | Highland ParkIL | MissoulaMT
Westfield | Westfield | NJ | New Jersey | 34039 | Union | 40.6515 | -74.3433 | 29512 | 1694 | polygon | FALSE | TRUE | America/New_York | 3 | 7090 | 1840001096 |  | MT | 30 | 65 | 6 | B | Cold | Musselshell |  |  | WestfieldNJ | MusselshellMT
Hermiston | Hermiston | OR | Oregon | 41059 | Umatilla | 45.8323 | -119.2858 | 29512 | 838 | polygon | FALSE | TRUE | America/Los_Angeles | 3 | 97838 | 1840019915 |  | MT | 30 | 67 | 6 | B | Cold | Park |  |  | HermistonOR | ParkMT
Oak Park | Oak Park | MI | Michigan | 26125 | Oakland | 42.4649 | -83.1824 | 29431 | 2204 | polygon | FALSE | TRUE | America/Detroit | 2 | 48237 | 1840002424 |  | MT | 30 | 69 | 6 | B | Cold | Petroleum |  |  | Oak ParkMI | PetroleumMT
Central | Central | LA | Louisiana | 22033 | East Baton Rouge | 30.5593 | -91.0369 | 29357 | 182 | polygon | FALSE | TRUE | America/Chicago | 3 | 70770 70791 70714 70739 70819 70818 | 1840023139 |  | MT | 30 | 71 | 6 | B | Cold | Phillips |  |  | CentralLA | PhillipsMT
East Lake-Orient Park | East Lake-Orient Park | FL | Florida | 12057 | Hillsborough | 27.9971 | -82.3653 | 29346 | 709 | polygon | FALSE | TRUE | America/New_York | 3 | 33637 33619 33610 33617 33601 33680 | 1840073826 |  | MT | 30 | 73 | 6 | B | Cold | Pondera |  |  | East Lake-Orient ParkFL | PonderaMT
Chicago Heights | Chicago Heights | IL | Illinois | 17031 | Cook | 41.5101 | -87.6345 | 29322 | 1101 | polygon | FALSE | TRUE | America/Chicago | 3 | 60411 60412 | 1840007024 |  | MT | 30 | 75 | 6 | B | Cold | Powder River |  |  | Chicago HeightsIL | Powder RiverMT
East Palo Alto | East Palo Alto | CA | California | 6081 | San Mateo | 37.4671 | -122.1352 | 29314 | 4489 | polygon | FALSE | TRUE | America/Los_Angeles | 2 | 94303 | 1840020301 |  | MT | 30 | 77 | 6 | B | Cold | Powell |  |  | East Palo AltoCA | PowellMT
Newberg | Newberg | OR | Oregon | 41071 | Yamhill | 45.3075 | -122.9601 | 29225 | 1560 | polygon | FALSE | TRUE | America/Los_Angeles | 3 | 97132 | 1840019957 |  | MT | 30 | 79 | 6 | B | Cold | Prairie |  |  | NewbergOR | PrairieMT
Lewes | Lewes | DE | Delaware | 10005 | Sussex | 38.7777 | -75.1448 | 29187 | 308 | polygon | FALSE | TRUE | America/New_York | 3 | 19958 | 1840006068 |  | MT | 30 | 81 | 6 | B | Cold | Ravalli |  |  | LewesDE | RavalliMT
North Attleborough | North Attleborough | MA | Massachusetts | 25005 | Bristol | 41.9699 | -71.3345 | 29180 | 597 | polygon | FALSE | TRUE | America/New_York | 3 | 02763 02760 02761 | 1840070236 |  | MT | 30 | 83 | 6 | B | Cold | Richland |  |  | North AttleboroughMA | RichlandMT
Washington | Washington | UT | Utah | 49053 | Washington | 37.1304 | -113.4877 | 29174 | 324 | polygon | FALSE | TRUE | America/Denver | 3 | 84780 84771 | 1840021561 |  | MT | 30 | 85 | 6 | B | Cold | Roosevelt |  |  | WashingtonUT | RooseveltMT
Port Chester | Port Chester | NY | New York | 36119 | Westchester | 41.0052 | -73.668 | 29163 | 4831 | polygon | FALSE | TRUE | America/New_York | 2 | 10573 | 1840004941 |  | MT | 30 | 87 | 6 | B | Cold | Rosebud |  |  | Port ChesterNY | RosebudMT
Oak Ridge | Oak Ridge | TN | Tennessee | 47001 | Anderson | 35.9639 | -84.2938 | 29156 | 132 | polygon | FALSE | TRUE | America/New_York | 3 | 37830 37831 | 1840014473 |  | MT | 30 | 89 | 6 | B | Cold | Sanders |  |  | Oak RidgeTN | SandersMT
Crofton | Crofton | MD | Maryland | 24003 | Anne Arundel | 39.0144 | -76.68 | 29136 | 1701 | polygon | FALSE | FALSE | America/New_York | 3 | 21054 21114 | 1840005909 |  | MT | 30 | 91 | 6 | B | Cold | Sheridan |  |  | CroftonMD | SheridanMT
Athens | Athens | OH | Ohio | 39009 | Athens | 39.3269 | -82.0988 | 29122 | 964 | polygon | FALSE | TRUE | America/New_York | 3 | 45701 | 1840007355 |  | MT | 30 | 93 | 6 | B | Cold | Silver Bow |  |  | AthensOH | Silver BowMT
Laplace | Laplace | LA | Louisiana | 22095 | St. John the Baptist | 30.0731 | -90.4758 | 29108 | 537 | polygon | FALSE | FALSE | America/Chicago | 3 | 70068 70069 | 1840013968 |  | MT | 30 | 95 | 6 | B | Cold | Stillwater |  |  | LaplaceLA | StillwaterMT
SeaTac | SeaTac | WA | Washington | 53033 | King | 47.4444 | -122.2986 | 29044 | 1114 | polygon | FALSE | TRUE | America/Los_Angeles | 3 | 98158 98148 98198 98168 98188 98131 | 1840021116 |  | MT | 30 | 97 | 6 | B | Cold | Sweet Grass |  |  | SeaTacWA | Sweet GrassMT
Raytown | Raytown | MO | Missouri | 29095 | Jackson | 38.9944 | -94.4641 | 28991 | 1127 | polygon | FALSE | TRUE | America/Chicago | 3 | 64138 64133 | 1840009681 |  | MT | 30 | 99 | 6 | B | Cold | Teton |  |  | RaytownMO | TetonMT
Paragould | Paragould | AR | Arkansas | 5055 | Greene | 36.0555 | -90.5149 | 28986 | 351 | polygon | FALSE | TRUE | America/Chicago | 3 | 72450 72451 | 1840014474 |  | MT | 30 | 101 | 6 | B | Cold | Toole |  |  | ParagouldAR | TooleMT
Graham | Graham | WA | Washington | 53053 | Pierce | 47.0407 | -122.2756 | 28976 | 319 | polygon | FALSE | FALSE | America/Los_Angeles | 3 | 98338 | 1840017365 |  | MT | 30 | 103 | 6 | B | Cold | Treasure |  |  | GrahamWA | TreasureMT
Southgate | Southgate | MI | Michigan | 26163 | Wayne | 42.2047 | -83.2057 | 28959 | 1626 | polygon | FALSE | TRUE | America/Detroit | 3 | 48195 | 1840003964 |  | MT | 30 | 105 | 6 | B | Cold | Valley |  |  | SouthgateMI | ValleyMT
Harrison | Harrison | NY | New York | 36119 | Westchester | 41.0233 | -73.7192 | 28943 | 666 | polygon | FALSE | TRUE | America/New_York | 3 | 10604 10580 10577 10528 | 1840004931 |  | MT | 30 | 107 | 6 | B | Cold | Wheatland |  |  | HarrisonNY | WheatlandMT
Niles | Niles | IL | Illinois | 17031 | Cook | 42.0278 | -87.8099 | 28938 | 1911 | polygon | FALSE | TRUE | America/Chicago | 3 | 60714 60701 | 1840011301 |  | MT | 30 | 109 | 6 | B | Cold | Wibaux |  |  | NilesIL | WibauxMT
Fernandina Beach | Fernandina Beach | FL | Florida | 12089 | Nassau | 30.6579 | -81.4504 | 28931 | 444 | polygon | FALSE | TRUE | America/New_York | 3 | 32034 32035 | 1840013929 |  | MT | 30 | 111 | 6 | B | Cold | Yellowstone |  |  | Fernandina BeachFL | YellowstoneMT
Big Spring | Big Spring | TX | Texas | 48227 | Howard | 32.2387 | -101.4802 | 28913 | 569 | polygon | FALSE | TRUE | America/Chicago | 3 | 79720 79721 | 1840019471 |  | NC | 37 | 1 | 4 | A | Mixed-Humid | Alamance |  |  | Big SpringTX | AlamanceNC
Bella Vista | Bella Vista | AR | Arkansas | 5007 | Benton | 36.4667 | -94.2707 | 28872 | 246 | polygon | FALSE | TRUE | America/Chicago | 3 | 72714 72715 | 1840015287 |  | NC | 37 | 3 | 4 | A | Mixed-Humid | Alexander |  |  | Bella VistaAR | AlexanderNC
Milton | Milton | PA | Pennsylvania | 42097 | Northumberland | 41.009 | -76.8507 | 28851 | 749 | polygon | FALSE | TRUE | America/New_York | 3 | 17847 | 1840000845 |  | NC | 37 | 5 | 5 | A | Cold | Alleghany |  |  | MiltonPA | AlleghanyNC
Morrisville | Morrisville | NC | North Carolina | 37183 | Wake | 35.8367 | -78.8348 | 28846 | 1277 | polygon | FALSE | TRUE | America/New_York | 3 | 27560 | 1840016195 |  | NC | 37 | 7 | 3 | A | Mixed-Humid | Anson |  |  | MorrisvilleNC | AnsonNC
Greenville | Greenville | TX | Texas | 48231 | Hunt | 33.1116 | -96.1098 | 28827 | 344 | polygon | FALSE | TRUE | America/Chicago | 3 | 75401 75402 | 1840020649 |  | NC | 37 | 9 | 5 | A | Cold | Ashe |  |  | GreenvilleTX | AsheNC
Casselberry | Casselberry | FL | Florida | 12117 | Seminole | 28.6625 | -81.3218 | 28757 | 1601 | polygon | FALSE | TRUE | America/New_York | 3 | 32707 32718 | 1840015088 |  | NC | 37 | 11 | 5 | A | Cold | Avery |  |  | CasselberryFL | AveryNC
Plattsburgh | Plattsburgh | NY | New York | 36019 | Clinton | 44.6951 | -73.4563 | 28740 | 1495 | polygon | FALSE | TRUE | America/New_York | 3 | 12901 12903 | 1840000296 |  | NC | 37 | 13 | 3 | A | Mixed-Humid | Beaufort |  |  | PlattsburghNY | BeaufortNC
Wasco | Wasco | CA | California | 6029 | Kern | 35.5938 | -119.3671 | 28710 | 1180 | polygon | FALSE | TRUE | America/Los_Angeles | 3 | 93280 | 1840021738 |  | NC | 37 | 15 | 4 | A | Mixed-Humid | Bertie |  |  | WascoCA | BertieNC
South Laurel | South Laurel | MD | Maryland | 24033 | Prince George's | 39.0603 | -76.8456 | 28683 | 1372 | polygon | FALSE | FALSE | America/New_York | 3 | 20708 20709 20726 | 1840031498 |  | NC | 37 | 17 | 3 | A | Mixed-Humid | Bladen |  |  | South LaurelMD | BladenNC
Fleming Island | Fleming Island | FL | Florida | 12019 | Clay | 30.0988 | -81.7124 | 28676 | 699 | polygon | FALSE | TRUE | America/New_York | 3 | 32003 32006 | 1840038864 |  | NC | 37 | 19 | 3 | A | Hot-Humid | Brunswick |  |  | Fleming IslandFL | BrunswickNC
Belle Glade | Belle Glade | FL | Florida | 12099 | Palm Beach | 26.692 | -80.6672 | 28665 | 1094 | polygon | FALSE | TRUE | America/New_York | 3 | 33430 | 1840014206 |  | NC | 37 | 21 | 4 | A | Mixed-Humid | Buncombe |  |  | Belle GladeFL | BuncombeNC
Lake in the Hills | Lake in the Hills | IL | Illinois | 17111 | McHenry | 42.1913 | -88.3476 | 28634 | 1082 | polygon | FALSE | TRUE | America/Chicago | 3 | 60156 | 1840011129 |  | NC | 37 | 23 | 4 | A | Mixed-Humid | Burke |  |  | Lake in the HillsIL | BurkeNC
Agawam | Agawam | MA | Massachusetts | 25013 | Hampden | 42.0657 | -72.6526 | 28613 | 473 | polygon | FALSE | TRUE | America/New_York | 3 | 01030 01001 | 1840031157 |  | NC | 37 | 25 | 3 | A | Mixed-Humid | Cabarrus |  |  | AgawamMA | CabarrusNC
Shirley | Shirley | NY | New York | 36103 | Suffolk | 40.7949 | -72.8743 | 28583 | 961 | polygon | FALSE | FALSE | America/New_York | 3 | 11967 | 1840005097 |  | NC | 37 | 27 | 4 | A | Mixed-Humid | Caldwell |  |  | ShirleyNY | CaldwellNC
Burton | Burton | MI | Michigan | 26049 | Genesee | 42.9974 | -83.6175 | 28574 | 472 | polygon | FALSE | TRUE | America/Detroit | 3 | 48509 48529 48519 | 1840002945 |  | NC | 37 | 29 | 3 | A | Mixed-Humid | Camden |  |  | BurtonMI | CamdenNC
Geneva | Geneva | NY | New York | 36069 | Ontario | 42.8644 | -76.9827 | 28563 | 1158 | polygon | FALSE | TRUE | America/New_York | 3 | 14456 | 1840000393 |  | NC | 37 | 31 | 3 | A | Hot-Humid | Carteret |  |  | GenevaNY | CarteretNC
Schererville | Schererville | IN | Indiana | 18089 | Lake | 41.486 | -87.444 | 28527 | 733 | polygon | FALSE | TRUE | America/Chicago | 3 | 46375 46307 | 1840010222 |  | NC | 37 | 33 | 4 | A | Mixed-Humid | Caswell |  |  | ScherervilleIN | CaswellNC
Independence | Independence | KY | Kentucky | 21117 | Kenton | 38.951 | -84.5492 | 28521 | 627 | polygon | FALSE | TRUE | America/New_York | 3 | 41051 | 1840014267 |  | NC | 37 | 35 | 4 | A | Mixed-Humid | Catawba |  |  | IndependenceKY | CatawbaNC
West Springfield | West Springfield | MA | Massachusetts | 25013 | Hampden | 42.1253 | -72.6503 | 28517 | 658 | polygon | FALSE | TRUE | America/New_York | 3 | 01089 01090 | 1840031158 |  | NC | 37 | 37 | 4 | A | Mixed-Humid | Chatham |  |  | West SpringfieldMA | ChathamNC
Austintown | Austintown | OH | Ohio | 39099 | Mahoning | 41.0932 | -80.7405 | 28488 | 946 | polygon | FALSE | FALSE | America/New_York | 3 | 44515 44511 | 1840005185 |  | NC | 37 | 39 | 4 | A | Mixed-Humid | Cherokee |  |  | AustintownOH | CherokeeNC
Burlington | Burlington | IA | Iowa | 19057 | Des Moines | 40.8072 | -91.1247 | 28474 | 662 | polygon | FALSE | TRUE | America/Chicago | 3 | 52601 | 1840007164 |  | NC | 37 | 41 | 3 | A | Mixed-Humid | Chowan |  |  | BurlingtonIA | ChowanNC
Shamokin | Shamokin | PA | Pennsylvania | 42097 | Northumberland | 40.7883 | -76.555 | 28457 | 3218 | polygon | FALSE | TRUE | America/New_York | 2 | 17872 | 1840000849 |  | NC | 37 | 43 | 4 | A | Mixed-Humid | Clay |  |  | ShamokinPA | ClayNC
New Iberia | New Iberia | LA | Louisiana | 22045 | Iberia | 30.0049 | -91.8202 | 28454 | 986 | polygon | FALSE | TRUE | America/Chicago | 3 | 70560 70563 70562 | 1840015053 |  | NC | 37 | 45 | 4 | A | Mixed-Humid | Cleveland |  |  | New IberiaLA | ClevelandNC
Northampton | Northampton | MA | Massachusetts | 25015 | Hampshire | 42.3266 | -72.6745 | 28451 | 320 | polygon | FALSE | TRUE | America/New_York | 3 | 01060 01062 01063 01053 01061 | 1840000451 |  | NC | 37 | 47 | 3 | A | Hot-Humid | Columbus |  |  | NorthamptonMA | ColumbusNC
Englewood | Englewood | NJ | New Jersey | 34003 | Bergen | 40.8917 | -73.9736 | 28402 | 2226 | polygon | FALSE | TRUE | America/New_York | 2 | 7631 | 1840003546 |  | NC | 37 | 49 | 3 | A | Mixed-Humid | Craven |  |  | EnglewoodNJ | CravenNC
Vineyard | Vineyard | CA | California | 6067 | Sacramento | 38.4744 | -121.319 | 28386 | 637 | polygon | FALSE | FALSE | America/Los_Angeles | 3 | 95830 95829 | 1840018846 |  | NC | 37 | 51 | 3 | A | Mixed-Humid | Cumberland |  |  | VineyardCA | CumberlandNC
Zionsville | Zionsville | IN | Indiana | 18011 | Boone | 39.9897 | -86.3182 | 28357 | 162 | polygon | FALSE | TRUE | America/Indiana/Indianapolis | 3 | 46052 46077 46075 | 1840010515 |  | NC | 37 | 53 | 3 | A | Mixed-Humid | Currituck |  |  | ZionsvilleIN | CurrituckNC
Short Pump | Short Pump | VA | Virginia | 51087 | Henrico | 37.6549 | -77.6201 | 28328 | 1221 | polygon | FALSE | FALSE | America/New_York | 3 | 23059 23233 | 1840006394 |  | NC | 37 | 55 | 3 | A | Mixed-Humid | Dare |  |  | Short PumpVA | DareNC
Burbank | Burbank | IL | Illinois | 17031 | Cook | 41.7444 | -87.7686 | 28289 | 2619 | polygon | FALSE | TRUE | America/Chicago | 2 | 60459 | 1840007022 |  | NC | 37 | 57 | 3 | A | Mixed-Humid | Davidson |  |  | BurbankIL | DavidsonNC
Lumberton | Lumberton | NC | North Carolina | 37155 | Robeson | 34.6312 | -79.0186 | 28279 | 446 | polygon | FALSE | TRUE | America/New_York | 3 | 28358 28360 28359 | 1840015531 |  | NC | 37 | 59 | 4 | A | Mixed-Humid | Davie |  |  | LumbertonNC | DavieNC
Perry Hall | Perry Hall | MD | Maryland | 24005 | Baltimore | 39.4067 | -76.4781 | 28266 | 1565 | polygon | FALSE | FALSE | America/New_York | 3 | 21236 21234 21128 | 1840005686 |  | NC | 37 | 61 | 3 | A | Mixed-Humid | Duplin |  |  | Perry HallMD | DuplinNC
Aberdeen | Aberdeen | SD | South Dakota | 46013 | Brown | 45.4646 | -98.468 | 28257 | 680 | polygon | FALSE | TRUE | America/Chicago | 3 | 57401 | 1840002032 |  | NC | 37 | 63 | 4 | A | Mixed-Humid | Durham |  |  | AberdeenSD | DurhamNC
Benicia | Benicia | CA | California | 6095 | Solano | 38.0725 | -122.1525 | 28240 | 849 | polygon | FALSE | TRUE | America/Los_Angeles | 3 | 94510 | 1840018858 |  | NC | 37 | 65 | 3 | A | Mixed-Humid | Edgecombe |  |  | BeniciaCA | EdgecombeNC
Oakleaf Plantation | Oakleaf Plantation | FL | Florida | 12019 | Clay | 30.1689 | -81.8337 | 28237 | 663 | polygon | FALSE | TRUE | America/New_York | 3 | 32065 32073 | 1840039045 |  | NC | 37 | 67 | 4 | A | Mixed-Humid | Forsyth |  |  | Oakleaf PlantationFL | ForsythNC
Jacksonville | Jacksonville | AR | Arkansas | 5119 | Pulaski | 34.8807 | -92.1302 | 28235 | 381 | polygon | FALSE | TRUE | America/Chicago | 3 | 72099 72076 72078 | 1840014633 |  | NC | 37 | 69 | 4 | A | Mixed-Humid | Franklin |  |  | JacksonvilleAR | FranklinNC
Winchester | Winchester | NV | Nevada | 32003 | Clark | 36.1368 | -115.1299 | 28231 | 2475 | polygon | FALSE | FALSE | America/Los_Angeles | 2 | 89109 89169 89121 89199 | 1840033770 |  | NC | 37 | 71 | 3 | A | Mixed-Humid | Gaston |  |  | WinchesterNV | GastonNC
Rockledge | Rockledge | FL | Florida | 12009 | Brevard | 28.3201 | -80.732 | 28227 | 898 | polygon | FALSE | TRUE | America/New_York | 3 | 32955 32956 | 1840015095 |  | NC | 37 | 73 | 4 | A | Mixed-Humid | Gates |  |  | RockledgeFL | GatesNC
Henderson | Henderson | KY | Kentucky | 21101 | Henderson | 37.8397 | -87.5798 | 28207 | 675 | polygon | FALSE | TRUE | America/Chicago | 3 | 42420 42419 | 1840014337 |  | NC | 37 | 75 | 4 | A | Mixed-Humid | Graham |  |  | HendersonKY | GrahamNC
Monterey | Monterey | CA | California | 6053 | Monterey | 36.5922 | -121.8807 | 28178 | 1259 | polygon | FALSE | TRUE | America/Los_Angeles | 3 | 93943 93940 93944 | 1840020358 |  | NC | 37 | 77 | 4 | A | Mixed-Humid | Granville |  |  | MontereyCA | GranvilleNC
Converse | Converse | TX | Texas | 48029 | Bexar | 29.5091 | -98.3084 | 28171 | 1286 | polygon | FALSE | TRUE | America/Chicago | 3 | 78109 | 1840019655 |  | NC | 37 | 79 | 3 | A | Mixed-Humid | Greene |  |  | ConverseTX | GreeneNC
Granite City | Granite City | IL | Illinois | 17119 | Madison | 38.7292 | -90.1266 | 28158 | 564 | polygon | FALSE | TRUE | America/Chicago | 3 | 62048 62040 | 1840008565 |  | NC | 37 | 81 | 4 | A | Mixed-Humid | Guilford |  |  | Granite CityIL | GuilfordNC
Yukon | Yukon | OK | Oklahoma | 40017 | Canadian | 35.5201 | -97.7639 | 28084 | 408 | polygon | FALSE | TRUE | America/Chicago | 3 | 73099 73085 | 1840021740 |  | NC | 37 | 83 | 4 | A | Mixed-Humid | Halifax |  |  | YukonOK | HalifaxNC
Sonora | Sonora | CA | California | 6109 | Tuolumne | 37.9819 | -120.3828 | 28035 | 593 | polygon | FALSE | TRUE | America/Los_Angeles | 3 | 95370 | 1840021511 |  | NC | 37 | 85 | 4 | A | Mixed-Humid | Harnett |  |  | SonoraCA | HarnettNC
Melrose | Melrose | MA | Massachusetts | 25017 | Middlesex | 42.4556 | -71.059 | 28016 | 2309 | polygon | FALSE | TRUE | America/New_York | 2 | 2176 | 1840000432 |  | NC | 37 | 87 | 4 | A | Mixed-Humid | Haywood |  |  | MelroseMA | HaywoodNC
Mehlville | Mehlville | MO | Missouri | 29189 | St. Louis | 38.5018 | -90.3149 | 27971 | 1445 | polygon | FALSE | FALSE | America/Chicago | 3 | 63129 63125 | 1840006120 |  | NC | 37 | 89 | 4 | A | Mixed-Humid | Henderson |  |  | MehlvilleMO | HendersonNC
Wisconsin Rapids | Wisconsin Rapids | WI | Wisconsin | 55141 | Wood | 44.3927 | -89.8265 | 27966 | 490 | polygon | FALSE | TRUE | America/Chicago | 3 | 54495 54494 | 1840002333 |  | NC | 37 | 91 | 4 | A | Mixed-Humid | Hertford |  |  | Wisconsin RapidsWI | HertfordNC
Galt | Galt | CA | California | 6067 | Sacramento | 38.2693 | -121.3 | 27954 | 1505 | polygon | FALSE | TRUE | America/Los_Angeles | 3 | 95632 | 1840020247 |  | NC | 37 | 93 | 3 | A | Mixed-Humid | Hoke |  |  | GaltCA | HokeNC
Hutto | Hutto | TX | Texas | 48491 | Williamson | 30.5373 | -97.5516 | 27947 | 1287 | polygon | FALSE | TRUE | America/Chicago | 3 | 78634 | 1840019573 |  | NC | 37 | 95 | 3 | A | Mixed-Humid | Hyde |  |  | HuttoTX | HydeNC
Bixby | Bixby | OK | Oklahoma | 40143 | Tulsa | 35.9454 | -95.8773 | 27944 | 433 | polygon | FALSE | TRUE | America/Chicago | 3 | 74008 | 1840019058 |  | NC | 37 | 97 | 4 | A | Mixed-Humid | Iredell |  |  | BixbyOK | IredellNC
Hobart | Hobart | IN | Indiana | 18089 | Lake | 41.5139 | -87.2729 | 27939 | 411 | polygon | FALSE | TRUE | America/Chicago | 3 | 46342 46410 | 1840007093 |  | NC | 37 | 99 | 4 | A | Mixed-Humid | Jackson |  |  | HobartIN | JacksonNC
Drexel Hill | Drexel Hill | PA | Pennsylvania | 42045 | Delaware | 39.9495 | -75.3039 | 27939 | 3373 | polygon | FALSE | FALSE | America/New_York | 2 | 19026 | 1840005550 |  | NC | 37 | 101 | 3 | A | Mixed-Humid | Johnston |  |  | Drexel HillPA | JohnstonNC
Oakdale | Oakdale | MN | Minnesota | 27163 | Washington | 44.9876 | -92.9641 | 27933 | 983 | polygon | FALSE | TRUE | America/Chicago | 3 | 55128 | 1840007813 |  | NC | 37 | 103 | 3 | A | Mixed-Humid | Jones |  |  | OakdaleMN | JonesNC
Sunbury | Sunbury | PA | Pennsylvania | 42097 | Northumberland | 40.8617 | -76.7874 | 27921 | 1786 | polygon | FALSE | TRUE | America/New_York | 3 | 17801 | 1840000851 |  | NC | 37 | 105 | 4 | A | Mixed-Humid | Lee |  |  | SunburyPA | LeeNC
Summerlin South | Summerlin South | NV | Nevada | 32003 | Clark | 36.1242 | -115.3324 | 27908 | 1112 | polygon | FALSE | TRUE | America/Los_Angeles | 3 | 89135 | 1840074790 |  | NC | 37 | 107 | 3 | A | Mixed-Humid | Lenoir |  |  | Summerlin SouthNV | LenoirNC
New Smyrna Beach | New Smyrna Beach | FL | Florida | 12127 | Volusia | 29.0249 | -80.9651 | 27843 | 285 | polygon | FALSE | TRUE | America/New_York | 3 | 32169 32168 32170 | 1840015073 |  | NC | 37 | 109 | 4 | A | Mixed-Humid | Lincoln |  |  | New Smyrna BeachFL | LincolnNC
Tualatin | Tualatin | OR | Oregon | 41067 | Washington | 45.3772 | -122.7746 | 27837 | 1314 | polygon | FALSE | TRUE | America/Los_Angeles | 3 | 97062 | 1840021207 |  | NC | 37 | 113 | 4 | A | Mixed-Humid | Macon |  |  | TualatinOR | MaconNC
Forest Hills | Forest Hills | MI | Michigan | 26081 | Kent | 42.9577 | -85.4895 | 27830 | 218 | polygon | FALSE | FALSE | America/Detroit | 3 | 49301 49546 49355 49356 49357 49516 | 1840004304 |  | NC | 37 | 115 | 4 | A | Mixed-Humid | Madison |  |  | Forest HillsMI | MadisonNC
Fridley | Fridley | MN | Minnesota | 27003 | Anoka | 45.0841 | -93.2595 | 27826 | 1056 | polygon | FALSE | TRUE | America/Chicago | 3 | 55421 55432 | 1840007798 |  | NC | 37 | 117 | 3 | A | Mixed-Humid | Martin |  |  | FridleyMN | MartinNC
East Chicago | East Chicago | IN | Indiana | 18089 | Lake | 41.6484 | -87.4536 | 27817 | 762 | polygon | FALSE | TRUE | America/Chicago | 3 | 46312 | 1840008193 |  | NC | 37 | 111 | 4 | A | Mixed-Humid | McDowell |  |  | East ChicagoIN | McDowellNC
Kirkwood | Kirkwood | MO | Missouri | 29189 | St. Louis | 38.5788 | -90.4203 | 27807 | 1170 | polygon | FALSE | TRUE | America/Chicago | 3 | 63122 | 1840008598 |  | NC | 37 | 119 | 3 | A | Mixed-Humid | Mecklenburg |  |  | KirkwoodMO | MecklenburgNC
Sanger | Sanger | CA | California | 6019 | Fresno | 36.699 | -119.5575 | 27777 | 1697 | polygon | FALSE | TRUE | America/Los_Angeles | 3 | 93657 | 1840021566 |  | NC | 37 | 121 | 5 | A | Cold | Mitchell |  |  | SangerCA | MitchellNC
Morgan City | Morgan City | LA | Louisiana | 22101 | St. Mary | 29.7041 | -91.192 | 27728 | 693 | polygon | FALSE | TRUE | America/Chicago | 3 | 70380 70381 | 1840015056 |  | NC | 37 | 123 | 3 | A | Mixed-Humid | Montgomery |  |  | Morgan CityLA | MontgomeryNC
Ramsey | Ramsey | MN | Minnesota | 27003 | Anoka | 45.2617 | -93.4494 | 27721 | 370 | polygon | FALSE | TRUE | America/Chicago | 3 | 55303 | 1840008904 |  | NC | 37 | 125 | 3 | A | Mixed-Humid | Moore |  |  | RamseyMN | MooreNC
Ruston | Ruston | LA | Louisiana | 22061 | Lincoln | 32.5329 | -92.6363 | 27717 | 399 | polygon | FALSE | TRUE | America/Chicago | 3 | 71272 71270 | 1840014878 |  | NC | 37 | 127 | 4 | A | Mixed-Humid | Nash |  |  | RustonLA | NashNC
Jeffersontown | Jeffersontown | KY | Kentucky | 21111 | Jefferson | 38.2048 | -85.5701 | 27715 | 1034 | polygon | FALSE | TRUE | America/New_York | 3 | 40299 40220 40223 40224 | 1840014311 |  | NC | 37 | 129 | 3 | A | Hot-Humid | New Hanover |  |  | JeffersontownKY | New HanoverNC
Glen Ellyn | Glen Ellyn | IL | Illinois | 17043 | DuPage | 41.8667 | -88.0629 | 27714 | 1576 | polygon | FALSE | TRUE | America/Chicago | 3 | 60137 60138 | 1840011405 |  | NC | 37 | 131 | 4 | A | Mixed-Humid | Northampton |  |  | Glen EllynIL | NorthamptonNC
Isla Vista | Isla Vista | CA | California | 6083 | Santa Barbara | 34.4144 | -119.8581 | 27707 | 5782 | polygon | FALSE | FALSE | America/Los_Angeles | 2 | 93117 93107 | 1840017887 |  | NC | 37 | 133 | 3 | A | Hot-Humid | Onslow |  |  | Isla VistaCA | OnslowNC
CaÃ±on City | Canon City | CO | Colorado | 8043 | Fremont | 38.443 | -105.2203 | 27676 | 521 | polygon | FALSE | TRUE | America/Denver | 3 | 81212 81215 | 1840018855 |  | NC | 37 | 135 | 4 | A | Mixed-Humid | Orange |  |  | CaÃ±on CityCO | OrangeNC
Monticello | Monticello | MN | Minnesota | 27171 | Wright | 45.298 | -93.7984 | 27665 | 609 | polygon | FALSE | TRUE | America/Chicago | 3 | 55362 | 1840007795 |  | NC | 37 | 137 | 3 | A | Mixed-Humid | Pamlico |  |  | MonticelloMN | PamlicoNC
Ashtabula | Ashtabula | OH | Ohio | 39007 | Ashtabula | 41.8806 | -80.7984 | 27645 | 894 | polygon | FALSE | TRUE | America/New_York | 3 | 44004 44005 | 1840007046 |  | NC | 37 | 139 | 3 | A | Mixed-Humid | Pasquotank |  |  | AshtabulaOH | PasquotankNC
Temescal Valley | Temescal Valley | CA | California | 6065 | Riverside | 33.7581 | -117.4677 | 27630 | 551 | polygon | FALSE | TRUE | America/Los_Angeles | 3 | 92883 | 1840043023 |  | NC | 37 | 141 | 3 | A | Hot-Humid | Pender |  |  | Temescal ValleyCA | PenderNC
Bridgewater | Bridgewater | MA | Massachusetts | 25023 | Plymouth | 41.9728 | -70.9749 | 27619 | 391 | polygon | FALSE | TRUE | America/New_York | 3 | 2324 | 1840003199 |  | NC | 37 | 143 | 3 | A | Mixed-Humid | Perquimans |  |  | BridgewaterMA | PerquimansNC
Mint Hill | Mint Hill | NC | North Carolina | 37119 | Mecklenburg | 35.1782 | -80.6533 | 27617 | 441 | polygon | FALSE | TRUE | America/New_York | 3 | 28227 | 1840016351 |  | NC | 37 | 145 | 4 | A | Mixed-Humid | Person |  |  | Mint HillNC | PersonNC
Mililani Town | Mililani Town | HI | Hawaii | 15003 | Honolulu | 21.4465 | -158.0147 | 27562 | 2653 | polygon | FALSE | FALSE | Pacific/Honolulu | 2 | 96789 | 1840023249 |  | NC | 37 | 147 | 3 | A | Mixed-Humid | Pitt |  |  | Mililani TownHI | PittNC
Statesville | Statesville | NC | North Carolina | 37097 | Iredell | 35.7842 | -80.8714 | 27528 | 429 | polygon | FALSE | TRUE | America/New_York | 3 | 28625 28677 28687 | 1840015358 |  | NC | 37 | 149 | 4 | A | Mixed-Humid | Polk |  |  | StatesvilleNC | PolkNC
Gloversville | Gloversville | NY | New York | 36035 | Fulton | 43.0491 | -74.3465 | 27512 | 1128 | polygon | FALSE | TRUE | America/New_York | 3 | 12078 | 1840000375 |  | NC | 37 | 151 | 3 | A | Mixed-Humid | Randolph |  |  | GloversvilleNY | RandolphNC
Gladstone | Gladstone | MO | Missouri | 29047 | Clay | 39.2133 | -94.5593 | 27489 | 1313 | polygon | FALSE | TRUE | America/Chicago | 3 | 64119 64118 | 1840008496 |  | NC | 37 | 153 | 3 | A | Mixed-Humid | Richmond |  |  | GladstoneMO | RichmondNC
Deer Park | Deer Park | NY | New York | 36103 | Suffolk | 40.7623 | -73.3219 | 27479 | 1720 | polygon | FALSE | FALSE | America/New_York | 3 | 11729 | 1840005034 |  | NC | 37 | 155 | 3 | A | Mixed-Humid | Robeson |  |  | Deer ParkNY | RobesonNC
Fremont | Fremont | NE | Nebraska | 31053 | Dodge | 41.4396 | -96.4879 | 27456 | 977 | polygon | FALSE | TRUE | America/Chicago | 3 | 68025 68026 | 1840003346 |  | NC | 37 | 157 | 4 | A | Mixed-Humid | Rockingham |  |  | FremontNE | RockinghamNC
Garfield Heights | Garfield Heights | OH | Ohio | 39035 | Cuyahoga | 41.4199 | -81.6038 | 27448 | 1465 | polygon | FALSE | TRUE | America/New_York | 3 | 44125 44105 | 1840000602 |  | NC | 37 | 159 | 3 | A | Mixed-Humid | Rowan |  |  | Garfield HeightsOH | RowanNC
Imperial Beach | Imperial Beach | CA | California | 6073 | San Diego | 32.5689 | -117.1184 | 27440 | 2464 | polygon | FALSE | TRUE | America/Los_Angeles | 2 | 92154 91932 91933 | 1840019353 |  | NC | 37 | 161 | 4 | A | Mixed-Humid | Rutherford |  |  | Imperial BeachCA | RutherfordNC
Seneca | Seneca | SC | South Carolina | 45073 | Oconee | 34.6815 | -82.9609 | 27439 | 418 | polygon | FALSE | TRUE | America/New_York | 3 | 29672 29678 29679 | 1840015506 |  | NC | 37 | 163 | 3 | A | Mixed-Humid | Sampson |  |  | SenecaSC | SampsonNC
Florence | Florence | AZ | Arizona | 4021 | Pinal | 33.059 | -111.4208 | 27422 | 169 | polygon | FALSE | TRUE | America/Phoenix | 3 | 85132 | 1840021999 |  | NC | 37 | 165 | 3 | A | Mixed-Humid | Scotland |  |  | FlorenceAZ | ScotlandNC
Bayonet Point | Bayonet Point | FL | Florida | 12101 | Pasco | 28.3254 | -82.6834 | 27418 | 1837 | polygon | FALSE | FALSE | America/New_York | 3 | 34667 34668 | 1840014117 |  | NC | 37 | 167 | 3 | A | Mixed-Humid | Stanly |  |  | Bayonet PointFL | StanlyNC
Lansing | Lansing | IL | Illinois | 17031 | Cook | 41.5648 | -87.5462 | 27402 | 1417 | polygon | FALSE | TRUE | America/Chicago | 3 | 60438 60411 | 1840011257 |  | NC | 37 | 169 | 4 | A | Mixed-Humid | Stokes |  |  | LansingIL | StokesNC
Millville | Millville | NJ | New Jersey | 34011 | Cumberland | 39.3903 | -75.0561 | 27391 | 251 | polygon | FALSE | TRUE | America/New_York | 3 | 8332 | 1840001550 |  | NC | 37 | 171 | 4 | A | Mixed-Humid | Surry |  |  | MillvilleNJ | SurryNC
Monroeville | Monroeville | PA | Pennsylvania | 42003 | Allegheny | 40.4262 | -79.7605 | 27380 | 536 | polygon | FALSE | TRUE | America/New_York | 3 | 15146 | 1840003631 |  | NC | 37 | 173 | 4 | A | Mixed-Humid | Swain |  |  | MonroevillePA | SwainNC
St. Helens | St. Helens | OR | Oregon | 41009 | Columbia | 45.8571 | -122.8164 | 27353 | 1104 | polygon | FALSE | TRUE | America/Los_Angeles | 3 | 97051 | 1840021185 |  | NC | 37 | 175 | 4 | A | Mixed-Humid | Transylvania |  |  | St. HelensOR | TransylvaniaNC
Bergenfield | Bergenfield | NJ | New Jersey | 34003 | Bergen | 40.9236 | -73.9983 | 27327 | 3633 | polygon | FALSE | TRUE | America/New_York | 2 | 7621 | 1840000893 |  | NC | 37 | 177 | 3 | A | Mixed-Humid | Tyrrell |  |  | BergenfieldNJ | TyrrellNC
Ladera Ranch | Ladera Ranch | CA | California | 6059 | Orange | 33.5491 | -117.6416 | 27277 | 2143 | polygon | FALSE | FALSE | America/Los_Angeles | 2 | 92694 | 1840028333 |  | NC | 37 | 179 | 3 | A | Mixed-Humid | Union |  |  | Ladera RanchCA | UnionNC
Horn Lake | Horn Lake | MS | Mississippi | 28033 | DeSoto | 34.9512 | -90.0501 | 27272 | 656 | polygon | FALSE | TRUE | America/Chicago | 3 | 38637 | 1840014643 |  | NC | 37 | 181 | 4 | A | Mixed-Humid | Vance |  |  | Horn LakeMS | VanceNC
Prior Lake | Prior Lake | MN | Minnesota | 27139 | Scott | 44.7251 | -93.4409 | 27241 | 661 | polygon | FALSE | TRUE | America/Chicago | 3 | 55372 55379 | 1840008956 |  | NC | 37 | 183 | 4 | A | Mixed-Humid | Wake |  |  | Prior LakeMN | WakeNC
Huntley | Huntley | IL | Illinois | 17111 | McHenry | 42.1599 | -88.433 | 27228 | 735 | polygon | FALSE | TRUE | America/Chicago | 3 | 60142 | 1840011134 |  | NC | 37 | 185 | 4 | A | Mixed-Humid | Warren |  |  | HuntleyIL | WarrenNC
Maple Valley | Maple Valley | WA | Washington | 53033 | King | 47.3659 | -122.0368 | 27202 | 1749 | polygon | FALSE | TRUE | America/Los_Angeles | 3 | 98038 | 1840019828 |  | NC | 37 | 187 | 3 | A | Mixed-Humid | Washington |  |  | Maple ValleyWA | WashingtonNC
Easton | Easton | PA | Pennsylvania | 42095 | Northampton | 40.6858 | -75.2209 | 27189 | 2462 | polygon | FALSE | TRUE | America/New_York | 2 | 18042 18043 18044 | 1840000970 |  | NC | 37 | 189 | 5 | A | Cold | Watauga |  |  | EastonPA | WataugaNC
Oak Forest | Oak Forest | IL | Illinois | 17031 | Cook | 41.6054 | -87.7527 | 27173 | 1746 | polygon | FALSE | TRUE | America/Chicago | 3 | 60452 | 1840008132 |  | NC | 37 | 191 | 3 | A | Mixed-Humid | Wayne |  |  | Oak ForestIL | WayneNC
Glen Cove | Glen Cove | NY | New York | 36059 | Nassau | 40.8709 | -73.6287 | 27166 | 1576 | polygon | FALSE | TRUE | America/New_York | 3 | 11542 | 1840000987 |  | NC | 37 | 193 | 4 | A | Mixed-Humid | Wilkes |  |  | Glen CoveNY | WilkesNC
Indiana | Indiana | PA | Pennsylvania | 42063 | Indiana | 40.622 | -79.1552 | 27142 | 2889 | polygon | FALSE | TRUE | America/New_York | 2 | 15701 15705 | 1840000997 |  | NC | 37 | 195 | 3 | A | Mixed-Humid | Wilson |  |  | IndianaPA | WilsonNC
Shoreview | Shoreview | MN | Minnesota | 27123 | Ramsey | 45.0842 | -93.1358 | 27130 | 972 | polygon | FALSE | TRUE | America/Chicago | 3 | 55126 | 1840008938 |  | NC | 37 | 197 | 4 | A | Mixed-Humid | Yadkin |  |  | ShoreviewMN | YadkinNC
Windsor | Windsor | CA | California | 6097 | Sonoma | 38.5417 | -122.8086 | 27128 | 1440 | polygon | FALSE | TRUE | America/Los_Angeles | 3 | 95492 | 1840022484 |  | NC | 37 | 199 | 5 | A | Cold | Yancey |  |  | WindsorCA | YanceyNC
Sterling | Sterling | IL | Illinois | 17195 | Whiteside | 41.7995 | -89.6956 | 27127 | 965 | polygon | FALSE | TRUE | America/Chicago | 3 | 61081 | 1840009200 |  | ND | 38 | 1 | 6 | A | Cold | Adams |  |  | SterlingIL | AdamsND
Dodge City | Dodge City | KS | Kansas | 20057 | Ford | 37.761 | -100.0183 | 27104 | 717 | polygon | FALSE | TRUE | America/Chicago | 3 | 67801 | 1840001684 |  | ND | 38 | 3 | 7 | N/A | Very Cold | Barnes |  |  | Dodge CityKS | BarnesND
Colleyville | Colleyville | TX | Texas | 48439 | Tarrant | 32.8913 | -97.1486 | 27091 | 797 | polygon | FALSE | TRUE | America/Chicago | 3 | 76034 | 1840019430 |  | ND | 38 | 5 | 7 | N/A | Very Cold | Benson |  |  | ColleyvilleTX | BensonND
Wilmette | Wilmette | IL | Illinois | 17031 | Cook | 42.0771 | -87.7282 | 27089 | 1936 | polygon | FALSE | TRUE | America/Chicago | 3 | 60091 | 1840011316 |  | ND | 38 | 7 | 6 | A | Cold | Billings |  |  | WilmetteIL | BillingsND
Plum | Plum | PA | Pennsylvania | 42003 | Allegheny | 40.5024 | -79.7496 | 27087 | 365 | polygon | FALSE | TRUE | America/New_York | 3 | 15139 15068 15239 15147 15268 | 1840003632 |  | ND | 38 | 9 | 7 | N/A | Very Cold | Bottineau |  |  | PlumPA | BottineauND
Mount Pleasant | Mount Pleasant | WI | Wisconsin | 55101 | Racine | 42.7129 | -87.8875 | 27082 | 308 | polygon | FALSE | TRUE | America/Chicago | 3 | 53405 53406 53403 53177 | 1840038102 |  | ND | 38 | 11 | 6 | A | Cold | Bowman |  |  | Mount PleasantWI | BowmanND
McHenry | McHenry | IL | Illinois | 17111 | McHenry | 42.3388 | -88.2931 | 27061 | 722 | polygon | FALSE | TRUE | America/Chicago | 3 | 60050 | 1840008085 |  | ND | 38 | 13 | 7 | N/A | Very Cold | Burke |  |  | McHenryIL | BurkeND
Waterville | Waterville | ME | Maine | 23011 | Kennebec | 44.5441 | -69.6624 | 27054 | 472 | polygon | FALSE | TRUE | America/New_York | 3 | 04901 04903 | 1840000305 |  | ND | 38 | 15 | 6 | A | Cold | Burleigh |  |  | WatervilleME | BurleighND
Norfolk | Norfolk | NE | Nebraska | 31119 | Madison | 42.0327 | -97.4208 | 27032 | 832 | polygon | FALSE | TRUE | America/Chicago | 3 | 68701 68702 | 1840008136 |  | ND | 38 | 17 | 7 | N/A | Very Cold | Cass |  |  | NorfolkNE | CassND
Shaker Heights | Shaker Heights | OH | Ohio | 39035 | Cuyahoga | 41.4744 | -81.5496 | 27027 | 1654 | polygon | FALSE | TRUE | America/New_York | 3 | 44122 44120 | 1840003412 |  | ND | 38 | 19 | 7 | N/A | Very Cold | Cavalier |  |  | Shaker HeightsOH | CavalierND
Citrus Park | Citrus Park | FL | Florida | 12057 | Hillsborough | 28.073 | -82.5628 | 27026 | 1026 | polygon | FALSE | FALSE | America/New_York | 3 | 33625 33556 | 1840014152 |  | ND | 38 | 21 | 6 | A | Cold | Dickey |  |  | Citrus ParkFL | DickeyND
Reisterstown | Reisterstown | MD | Maryland | 24005 | Baltimore | 39.4552 | -76.8144 | 27007 | 2018 | polygon | FALSE | FALSE | America/New_York | 2 | 21117 21136 | 1840005689 |  | ND | 38 | 23 | 7 | N/A | Very Cold | Divide |  |  | ReisterstownMD | DivideND
Erie | Erie | CO | Colorado | 8013 | Boulder | 40.0403 | -105.0398 | 27003 | 529 | polygon | FALSE | TRUE | America/Denver | 3 | 80516 | 1840021362 |  | ND | 38 | 25 | 6 | A | Cold | Dunn |  |  | ErieCO | DunnND
Brownsburg | Brownsburg | IN | Indiana | 18063 | Hendricks | 39.833 | -86.3824 | 27001 | 660 | polygon | FALSE | TRUE | America/Indiana/Indianapolis | 3 | 46234 46112 | 1840009536 |  | ND | 38 | 27 | 7 | N/A | Very Cold | Eddy |  |  | BrownsburgIN | EddyND
Chaska | Chaska | MN | Minnesota | 27019 | Carver | 44.8164 | -93.6092 | 26989 | 612 | polygon | FALSE | TRUE | America/Chicago | 3 | 55318 | 1840006760 |  | ND | 38 | 29 | 6 | A | Cold | Emmons |  |  | ChaskaMN | EmmonsND
Ilchester | Ilchester | MD | Maryland | 24027 | Howard | 39.2187 | -76.7684 | 26974 | 970 | polygon | FALSE | FALSE | America/New_York | 3 | 21043 21075 | 1840024482 |  | ND | 38 | 31 | 7 | N/A | Very Cold | Foster |  |  | IlchesterMD | FosterND
Shelby | Shelby | NC | North Carolina | 37045 | Cleveland | 35.2904 | -81.5451 | 26973 | 346 | polygon | FALSE | TRUE | America/New_York | 3 | 28152 28150 28151 | 1840015426 |  | ND | 38 | 33 | 6 | A | Cold | Golden Valley |  |  | ShelbyNC | Golden ValleyND
Maywood | Maywood | CA | California | 6037 | Los Angeles | 33.9885 | -118.1877 | 26973 | 8837 | polygon | FALSE | TRUE | America/Los_Angeles | 2 | 90270 | 1840020497 |  | ND | 38 | 35 | 7 | N/A | Very Cold | Grand Forks |  |  | MaywoodCA | Grand ForksND
Maryland Heights | Maryland Heights | MO | Missouri | 29189 | St. Louis | 38.7189 | -90.4749 | 26956 | 475 | polygon | FALSE | TRUE | America/Chicago | 3 | 63043 63146 | 1840008591 |  | ND | 38 | 37 | 6 | A | Cold | Grant |  |  | Maryland HeightsMO | GrantND
Magna | Magna | UT | Utah | 49035 | Salt Lake | 40.7634 | -112.1599 | 26949 | 688 | polygon | FALSE | TRUE | America/Denver | 3 | 84044 | 1840017499 |  | ND | 38 | 39 | 7 | N/A | Very Cold | Griggs |  |  | MagnaUT | GriggsND
Xenia | Xenia | OH | Ohio | 39057 | Greene | 39.6828 | -83.9414 | 26947 | 799 | polygon | FALSE | TRUE | America/New_York | 3 | 45385 | 1840003790 |  | ND | 38 | 41 | 6 | A | Cold | Hettinger |  |  | XeniaOH | HettingerND
Belmont | Belmont | CA | California | 6081 | San Mateo | 37.5154 | -122.2955 | 26941 | 2244 | polygon | FALSE | TRUE | America/Los_Angeles | 2 | 94002 | 1840018924 |  | ND | 38 | 43 | 7 | N/A | Very Cold | Kidder |  |  | BelmontCA | KidderND
Allen Park | Allen Park | MI | Michigan | 26163 | Wayne | 42.2595 | -83.2107 | 26940 | 1487 | polygon | FALSE | TRUE | America/Detroit | 3 | 48101 | 1840003967 |  | ND | 38 | 45 | 6 | A | Cold | LaMoure |  |  | Allen ParkMI | LaMoureND
Mason City | Mason City | IA | Iowa | 19033 | Cerro Gordo | 43.1487 | -93.1998 | 26931 | 374 | polygon | FALSE | TRUE | America/Chicago | 3 | 50401 50402 | 1840000380 |  | ND | 38 | 47 | 6 | A | Cold | Logan |  |  | Mason CityIA | LoganND
New Lenox | New Lenox | IL | Illinois | 17197 | Will | 41.5097 | -87.97 | 26926 | 670 | polygon | FALSE | TRUE | America/Chicago | 3 | 60451 | 1840011493 |  | ND | 38 | 49 | 7 | N/A | Very Cold | McHenry |  |  | New LenoxIL | McHenryND
Hanahan | Hanahan | SC | South Carolina | 45015 | Berkeley | 32.9302 | -80.0027 | 26917 | 986 | polygon | FALSE | TRUE | America/New_York | 3 | 29410 | 1840014256 |  | ND | 38 | 51 | 6 | A | Cold | McIntosh |  |  | HanahanSC | McIntoshND
Kinston | Kinston | NC | North Carolina | 37107 | Lenoir | 35.2748 | -77.5936 | 26889 | 420 | polygon | FALSE | TRUE | America/New_York | 3 | 28501 28504 28502 28503 | 1840014585 |  | ND | 38 | 53 | 6 | A | Cold | McKenzie |  |  | KinstonNC | McKenzieND
Searcy | Searcy | AR | Arkansas | 5145 | White | 35.2418 | -91.7351 | 26889 | 498 | polygon | FALSE | TRUE | America/Chicago | 3 | 72149 72143 72145 | 1840015429 |  | ND | 38 | 55 | 7 | N/A | Very Cold | McLean |  |  | SearcyAR | McLeanND
New London | New London | CT | Connecticut | 9011 | New London | 41.3502 | -72.1023 | 26858 | 1844 | polygon | FALSE | TRUE | America/New_York | 3 | 6320 | 1840004827 |  | ND | 38 | 57 | 6 | A | Cold | Mercer |  |  | New LondonCT | MercerND
West Islip | West Islip | NY | New York | 36103 | Suffolk | 40.7097 | -73.2971 | 26844 | 1644 | polygon | FALSE | FALSE | America/New_York | 3 | 11795 | 1840005111 |  | ND | 38 | 59 | 6 | A | Cold | Morton |  |  | West IslipNY | MortonND
West Chicago | West Chicago | IL | Illinois | 17043 | DuPage | 41.896 | -88.2253 | 26816 | 673 | polygon | FALSE | TRUE | America/Chicago | 3 | 60185 60186 | 1840010165 |  | ND | 38 | 61 | 7 | N/A | Very Cold | Mountrail |  |  | West ChicagoIL | MountrailND
Kiryas Joel | Kiryas Joel | NY | New York | 36071 | Orange | 41.3406 | -74.166 | 26813 | 7593 | polygon | FALSE | TRUE | America/New_York | 2 | 10950 | 1840004872 |  | ND | 38 | 63 | 7 | N/A | Very Cold | Nelson |  |  | Kiryas JoelNY | NelsonND
Lemon Grove | Lemon Grove | CA | California | 6073 | San Diego | 32.7331 | -117.0344 | 26811 | 2668 | polygon | FALSE | TRUE | America/Los_Angeles | 2 | 91945 91946 | 1840020621 |  | ND | 38 | 65 | 6 | A | Cold | Oliver |  |  | Lemon GroveCA | OliverND
Lindenhurst | Lindenhurst | NY | New York | 36103 | Suffolk | 40.6858 | -73.371 | 26801 | 2757 | polygon | FALSE | TRUE | America/New_York | 2 | 11757 | 1840005122 |  | ND | 38 | 67 | 7 | N/A | Very Cold | Pembina |  |  | LindenhurstNY | PembinaND
McDonough | McDonough | GA | Georgia | 13151 | Henry | 33.4399 | -84.1509 | 26768 | 818 | polygon | FALSE | TRUE | America/New_York | 3 | 30253 30252 | 1840015706 |  | ND | 38 | 69 | 7 | N/A | Very Cold | Pierce |  |  | McDonoughGA | PierceND
West Linn | West Linn | OR | Oregon | 41005 | Clackamas | 45.3669 | -122.6399 | 26736 | 1393 | polygon | FALSE | TRUE | America/Los_Angeles | 3 | 97068 | 1840021218 |  | ND | 38 | 71 | 7 | N/A | Very Cold | Ramsey |  |  | West LinnOR | RamseyND
Cortland | Cortland | NY | New York | 36023 | Cortland | 42.6004 | -76.1784 | 26729 | 1851 | polygon | FALSE | TRUE | America/New_York | 3 | 13045 | 1840000419 |  | ND | 38 | 73 | 6 | A | Cold | Ransom |  |  | CortlandNY | RansomND
Lemoore | Lemoore | CA | California | 6031 | Kings | 36.2949 | -119.7983 | 26725 | 1170 | polygon | FALSE | TRUE | America/Los_Angeles | 3 | 93245 | 1840020383 |  | ND | 38 | 75 | 7 | N/A | Very Cold | Renville |  |  | LemooreCA | RenvilleND
Alvin | Alvin | TX | Texas | 48039 | Brazoria | 29.3871 | -95.2933 | 26723 | 426 | polygon | FALSE | TRUE | America/Chicago | 3 | 77511 77583 77512 | 1840019671 |  | ND | 38 | 77 | 6 | A | Cold | Richland |  |  | AlvinTX | RichlandND
Waynesboro | Waynesboro | PA | Pennsylvania | 42055 | Franklin | 39.7525 | -77.5822 | 26694 | 1231 | polygon | FALSE | TRUE | America/New_York | 3 | 17268 | 1840001415 |  | ND | 38 | 79 | 7 | N/A | Very Cold | Rolette |  |  | WaynesboroPA | RoletteND
Marshalltown | Marshalltown | IA | Iowa | 19127 | Marshall | 42.0341 | -92.9067 | 26666 | 533 | polygon | FALSE | TRUE | America/Chicago | 3 | 50158 | 1840008112 |  | ND | 38 | 81 | 6 | A | Cold | Sargent |  |  | MarshalltownIA | SargentND
Lebanon | Lebanon | NH | New Hampshire | 33009 | Grafton | 43.6353 | -72.2531 | 26666 | 130 | polygon | FALSE | TRUE | America/New_York | 3 | 03784 03766 03756 | 1840002192 |  | ND | 38 | 83 | 7 | N/A | Very Cold | Sheridan |  |  | LebanonNH | SheridanND
West Whittier-Los Nietos | West Whittier-Los Nietos | CA | California | 6037 | Los Angeles | 33.9759 | -118.0689 | 26654 | 4085 | polygon | FALSE | TRUE | America/Los_Angeles | 2 | 90606 | 1840074745 |  | ND | 38 | 85 | 6 | A | Cold | Sioux |  |  | West Whittier-Los NietosCA | SiouxND
Leisure City | Leisure City | FL | Florida | 12086 | Miami-Dade | 25.4937 | -80.4369 | 26652 | 3023 | polygon | FALSE | FALSE | America/New_York | 2 | 33033 | 1840014245 |  | ND | 38 | 87 | 6 | A | Cold | Slope |  |  | Leisure CityFL | SlopeND
Thomasville | Thomasville | NC | North Carolina | 37057 | Davidson | 35.8813 | -80.0807 | 26649 | 613 | polygon | FALSE | TRUE | America/New_York | 3 | 27360 27361 | 1840015361 |  | ND | 38 | 89 | 6 | A | Cold | Stark |  |  | ThomasvilleNC | StarkND
Temple Terrace | Temple Terrace | FL | Florida | 12057 | Hillsborough | 28.0437 | -82.3774 | 26639 | 1410 | polygon | FALSE | TRUE | America/New_York | 3 | 33637 33617 33687 | 1840015983 |  | ND | 38 | 91 | 7 | N/A | Very Cold | Steele |  |  | Temple TerraceFL | SteeleND
Lafayette | Lafayette | CA | California | 6013 | Contra Costa | 37.8919 | -122.1189 | 26638 | 683 | polygon | FALSE | TRUE | America/Los_Angeles | 3 | 94549 | 1840020284 |  | ND | 38 | 93 | 7 | N/A | Very Cold | Stutsman |  |  | LafayetteCA | StutsmanND
University Park | University Park | FL | Florida | 12086 | Miami-Dade | 25.7469 | -80.3684 | 26620 | 2575 | polygon | FALSE | FALSE | America/New_York | 2 | 33174 33165 33199 | 1840029013 |  | ND | 38 | 95 | 7 | N/A | Very Cold | Towner |  |  | University ParkFL | TownerND
Norco | Norco | CA | California | 6065 | Riverside | 33.9252 | -117.5499 | 26604 | 742 | polygon | FALSE | TRUE | America/Los_Angeles | 3 | 92860 | 1840020554 |  | ND | 38 | 97 | 7 | N/A | Very Cold | Traill |  |  | NorcoCA | TraillND
Immokalee | Immokalee | FL | Florida | 12021 | Collier | 26.4253 | -81.4251 | 26597 | 452 | polygon | FALSE | FALSE | America/New_York | 3 | 34142 34143 | 1840014230 |  | ND | 38 | 99 | 7 | N/A | Very Cold | Walsh |  |  | ImmokaleeFL | WalshND
Vernon Hills | Vernon Hills | IL | Illinois | 17097 | Lake | 42.234 | -87.9608 | 26521 | 1322 | polygon | FALSE | TRUE | America/Chicago | 3 | 60061 | 1840011181 |  | ND | 38 | 101 | 7 | N/A | Very Cold | Ward |  |  | Vernon HillsIL | WardND
Pearl | Pearl | MS | Mississippi | 28121 | Rankin | 32.273 | -90.0918 | 26510 | 401 | polygon | FALSE | TRUE | America/Chicago | 3 | 39208 | 1840014888 |  | ND | 38 | 103 | 7 | N/A | Very Cold | Wells |  |  | PearlMS | WellsND
Bethany | Bethany | OR | Oregon | 41067 | Washington | 45.5613 | -122.8369 | 26501 | 1880 | polygon | FALSE | FALSE | America/Los_Angeles | 3 | 97229 | 1840034671 |  | ND | 38 | 105 | 7 | N/A | Very Cold | Williams |  |  | BethanyOR | WilliamsND
Marquette | Marquette | MI | Michigan | 26103 | Marquette | 46.544 | -87.4082 | 26491 | 715 | polygon | FALSE | TRUE | America/Detroit | 3 | 49855 | 1840003923 |  | NE | 31 | 1 | 5 | A | Cold | Adams |  |  | MarquetteMI | AdamsNE
Sedalia | Sedalia | MO | Missouri | 29159 | Pettis | 38.7042 | -93.2351 | 26473 | 619 | polygon | FALSE | TRUE | America/Chicago | 3 | 65301 65302 | 1840009724 |  | NE | 31 | 3 | 5 | A | Cold | Antelope |  |  | SedaliaMO | AntelopeNE
Bessemer | Bessemer | AL | Alabama | 1073 | Jefferson | 33.3709 | -86.9713 | 26472 | 252 | polygon | FALSE | TRUE | America/Chicago | 3 | 35022 35020 | 1840013732 |  | NE | 31 | 5 | 5 | A | Cold | Arthur |  |  | BessemerAL | ArthurNE
Plainview | Plainview | NY | New York | 36059 | Nassau | 40.7832 | -73.4732 | 26453 | 1784 | polygon | FALSE | FALSE | America/New_York | 3 | 11803 | 1840005250 |  | NE | 31 | 7 | 5 | A | Cold | Banner |  |  | PlainviewNY | BannerNE
Batavia | Batavia | IL | Illinois | 17089 | Kane | 41.8479 | -88.311 | 26420 | 968 | polygon | FALSE | TRUE | America/Chicago | 3 | 60539 60510 | 1840007035 |  | NE | 31 | 9 | 5 | A | Cold | Blaine |  |  | BataviaIL | BlaineNE
Garden City | Garden City | MI | Michigan | 26163 | Wayne | 42.3244 | -83.3412 | 26408 | 1739 | polygon | FALSE | TRUE | America/Detroit | 3 | 48135 48136 | 1840003974 |  | NE | 31 | 11 | 5 | A | Cold | Boone |  |  | Garden CityMI | BooneNE
Chanhassen | Chanhassen | MN | Minnesota | 27019 | Carver | 44.8544 | -93.5621 | 26389 | 499 | polygon | FALSE | TRUE | America/Chicago | 3 | 55331 55317 55318 | 1840006759 |  | NE | 31 | 13 | 5 | A | Cold | Box Butte |  |  | ChanhassenMN | Box ButteNE
Cabot | Cabot | AR | Arkansas | 5085 | Lonoke | 34.9768 | -92.0274 | 26352 | 490 | polygon | FALSE | TRUE | America/Chicago | 3 | 72023 | 1840013530 |  | NE | 31 | 15 | 5 | A | Cold | Boyd |  |  | CabotAR | BoydNE
Vicksburg | Vicksburg | MS | Mississippi | 28149 | Warren | 32.3173 | -90.8868 | 26340 | 253 | polygon | FALSE | TRUE | America/Chicago | 3 | 39180 39183 39181 39182 | 1840015802 |  | NE | 31 | 17 | 5 | A | Cold | Brown |  |  | VicksburgMS | BrownNE
Brawley | Brawley | CA | California | 6025 | Imperial | 32.9783 | -115.5287 | 26309 | 1247 | polygon | FALSE | TRUE | America/Los_Angeles | 3 | 92227 | 1840019378 |  | NE | 31 | 19 | 5 | A | Cold | Buffalo |  |  | BrawleyCA | BuffaloNE
Neenah | Neenah | WI | Wisconsin | 55139 | Winnebago | 44.167 | -88.4764 | 26300 | 1093 | polygon | FALSE | TRUE | America/Chicago | 3 | 54956 54957 | 1840002244 |  | NE | 31 | 21 | 5 | A | Cold | Burt |  |  | NeenahWI | BurtNE
Snoqualmie | Snoqualmie | WA | Washington | 53033 | King | 47.5293 | -121.8412 | 26289 | 732 | polygon | FALSE | TRUE | America/Los_Angeles | 3 | 98065 | 1840021119 |  | NE | 31 | 23 | 5 | A | Cold | Butler |  |  | SnoqualmieWA | ButlerNE
Troy | Troy | OH | Ohio | 39109 | Miami | 40.0436 | -84.2191 | 26281 | 840 | polygon | FALSE | TRUE | America/New_York | 3 | 45373 45374 | 1840010508 |  | NE | 31 | 25 | 5 | A | Cold | Cass |  |  | TroyOH | CassNE
Hercules | Hercules | CA | California | 6013 | Contra Costa | 38.0064 | -122.2564 | 26276 | 1582 | polygon | FALSE | TRUE | America/Los_Angeles | 3 | 94547 94553 | 1840020276 |  | NE | 31 | 27 | 5 | A | Cold | Cedar |  |  | HerculesCA | CedarNE
Lake City | Lake City | FL | Florida | 12023 | Columbia | 30.1901 | -82.647 | 26271 | 402 | polygon | FALSE | TRUE | America/New_York | 3 | 32055 32025 32056 | 1840015029 |  | NE | 31 | 29 | 5 | A | Cold | Chase |  |  | Lake CityFL | ChaseNE
Paramus | Paramus | NJ | New Jersey | 34003 | Bergen | 40.9455 | -74.0712 | 26264 | 970 | polygon | FALSE | TRUE | America/New_York | 3 | 07652 07653 | 1840000916 |  | NE | 31 | 31 | 5 | A | Cold | Cherry |  |  | ParamusNJ | CherryNE
Okeechobee | Okeechobee | FL | Florida | 12093 | Okeechobee | 27.2414 | -80.8298 | 26256 | 553 | polygon | FALSE | TRUE | America/New_York | 3 | 34972 34974 34973 | 1840015118 |  | NE | 31 | 33 | 5 | A | Cold | Cheyenne |  |  | OkeechobeeFL | CheyenneNE
Soledad | Soledad | CA | California | 6053 | Monterey | 36.4432 | -121.3426 | 26207 | 2240 | polygon | FALSE | TRUE | America/Los_Angeles | 2 | 93960 | 1840021635 |  | NE | 31 | 35 | 5 | A | Cold | Clay |  |  | SoledadCA | ClayNE
Muscatine | Muscatine | IA | Iowa | 19139 | Muscatine | 41.4196 | -91.068 | 26168 | 501 | polygon | FALSE | TRUE | America/Chicago | 3 | 52761 | 1840008202 |  | NE | 31 | 37 | 5 | A | Cold | Colfax |  |  | MuscatineIA | ColfaxNE
Boone | Boone | NC | North Carolina | 37189 | Watauga | 36.2111 | -81.6668 | 26146 | 1203 | polygon | FALSE | TRUE | America/New_York | 3 | 28607 28608 | 1840015310 |  | NE | 31 | 39 | 5 | A | Cold | Cuming |  |  | BooneNC | CumingNE
Moscow | Moscow | ID | Idaho | 16057 | Latah | 46.7307 | -116.9986 | 26145 | 1436 | polygon | FALSE | TRUE | America/Los_Angeles | 3 | 83843 83844 | 1840019868 |  | NE | 31 | 41 | 5 | A | Cold | Custer |  |  | MoscowID | CusterNE
Cliffside Park | Cliffside Park | NJ | New Jersey | 34003 | Bergen | 40.8221 | -73.988 | 26133 | 10556 | polygon | FALSE | TRUE | America/New_York | 2 | 7010 | 1840003537 |  | NE | 31 | 43 | 5 | A | Cold | Dakota |  |  | Cliffside ParkNJ | DakotaNE
Sebastian | Sebastian | FL | Florida | 12061 | Indian River | 27.7882 | -80.4813 | 26118 | 720 | polygon | FALSE | TRUE | America/New_York | 3 | 32958 32978 | 1840015984 |  | NE | 31 | 45 | 5 | A | Cold | Dawes |  |  | SebastianFL | DawesNE
Northport | Northport | AL | Alabama | 1125 | Tuscaloosa | 33.2589 | -87.5984 | 26115 | 596 | polygon | FALSE | TRUE | America/Chicago | 3 | 35473 35475 35476 35452 | 1840014819 |  | NE | 31 | 47 | 5 | A | Cold | Dawson |  |  | NorthportAL | DawsonNE
Natchez | Natchez | MS | Mississippi | 28001 | Adams | 31.5437 | -91.3867 | 26095 | 356 | polygon | FALSE | TRUE | America/Chicago | 3 | 39120 39122 | 1840014951 |  | NE | 31 | 49 | 5 | A | Cold | Deuel |  |  | NatchezMS | DeuelNE
Winchester | Winchester | KY | Kentucky | 21049 | Clark | 38.0017 | -84.1907 | 26083 | 783 | polygon | FALSE | TRUE | America/New_York | 3 | 40391 40392 | 1840015216 |  | NE | 31 | 51 | 5 | A | Cold | Dixon |  |  | WinchesterKY | DixonNE
Twentynine Palms | Twentynine Palms | CA | California | 6071 | San Bernardino | 34.1478 | -116.0659 | 26073 | 171 | polygon | FALSE | TRUE | America/Los_Angeles | 3 | 92277 92278 | 1840021729 |  | NE | 31 | 53 | 5 | A | Cold | Dodge |  |  | Twentynine PalmsCA | DodgeNE
Holt | Holt | MI | Michigan | 26065 | Ingham | 42.6416 | -84.5307 | 26065 | 642 | polygon | FALSE | FALSE | America/Detroit | 3 | 48842 48911 48824 | 1840004501 |  | NE | 31 | 55 | 5 | A | Cold | Douglas |  |  | HoltMI | DouglasNE
East St. Louis | East St. Louis | IL | Illinois | 17163 | St. Clair | 38.6156 | -90.1304 | 26047 | 722 | polygon | FALSE | TRUE | America/Chicago | 3 | 62207 62205 62204 62203 62201 62202 | 1840008629 |  | NE | 31 | 57 | 5 | A | Cold | Dundy |  |  | East St. LouisIL | DundyNE
Sachse | Sachse | TX | Texas | 48113 | Dallas | 32.9726 | -96.5793 | 26046 | 1029 | polygon | FALSE | TRUE | America/Chicago | 3 | 75048 | 1840020712 |  | NE | 31 | 59 | 5 | A | Cold | Fillmore |  |  | SachseTX | FillmoreNE
Paris | Paris | TX | Texas | 48277 | Lamar | 33.6688 | -95.546 | 26010 | 272 | polygon | FALSE | TRUE | America/Chicago | 3 | 75462 75460 75461 | 1840020594 |  | NE | 31 | 61 | 5 | A | Cold | Franklin |  |  | ParisTX | FranklinNE
Haines City | Haines City | FL | Florida | 12105 | Polk | 28.11 | -81.6157 | 26009 | 532 | polygon | FALSE | TRUE | America/New_York | 3 | 33844 33845 | 1840014136 |  | NE | 31 | 63 | 5 | A | Cold | Frontier |  |  | Haines CityFL | FrontierNE
Cave Spring | Cave Spring | VA | Virginia | 51161 | Roanoke | 37.2254 | -80.0073 | 26001 | 841 | polygon | FALSE | FALSE | America/New_York | 3 | 24018 | 1840006440 |  | NE | 31 | 65 | 5 | A | Cold | Furnas |  |  | Cave SpringVA | FurnasNE
Superior | Superior | WI | Wisconsin | 55031 | Douglas | 46.6941 | -92.0823 | 25977 | 273 | polygon | FALSE | TRUE | America/Chicago | 3 | 54880 | 1840038034 |  | NE | 31 | 67 | 5 | A | Cold | Gage |  |  | SuperiorWI | GageNE
West Odessa | West Odessa | TX | Texas | 48135 | Ector | 31.8388 | -102.4996 | 25962 | 159 | polygon | FALSE | FALSE | America/Chicago | 3 | 79763 79764 79760 | 1840037100 |  | NE | 31 | 69 | 5 | A | Cold | Garden |  |  | West OdessaTX | GardenNE
Medina | Medina | OH | Ohio | 39103 | Medina | 41.1358 | -81.8694 | 25956 | 866 | polygon | FALSE | TRUE | America/New_York | 3 | 44256 | 1840003486 |  | NE | 31 | 71 | 5 | A | Cold | Garfield |  |  | MedinaOH | GarfieldNE
Conway | Conway | SC | South Carolina | 45051 | Horry | 33.8399 | -79.0424 | 25956 | 436 | polygon | FALSE | TRUE | America/New_York | 3 | 29527 29526 29528 | 1840014716 |  | NE | 31 | 73 | 5 | A | Cold | Gosper |  |  | ConwaySC | GosperNE
Barberton | Barberton | OH | Ohio | 39153 | Summit | 41.0094 | -81.6038 | 25953 | 1111 | polygon | FALSE | TRUE | America/New_York | 3 | 44203 | 1840000792 |  | NE | 31 | 75 | 5 | A | Cold | Grant |  |  | BarbertonOH | GrantNE
EspaÃ±ola | Espanola | NM | New Mexico | 35039 | Rio Arriba | 36.0041 | -106.0669 | 25952 | 497 | polygon | FALSE | TRUE | America/Denver | 3 | 87567 87532 87533 | 1840020348 |  | NE | 31 | 77 | 5 | A | Cold | Greeley |  |  | EspaÃ±olaNM | GreeleyNE
Dix Hills | Dix Hills | NY | New York | 36103 | Suffolk | 40.8035 | -73.337 | 25925 | 628 | polygon | FALSE | FALSE | America/New_York | 3 | 11746 | 1840005035 |  | NE | 31 | 79 | 5 | A | Cold | Hall |  |  | Dix HillsNY | HallNE
Rock Springs | Rock Springs | WY | Wyoming | 56037 | Sweetwater | 41.5951 | -109.2238 | 25913 | 451 | polygon | FALSE | TRUE | America/Denver | 3 | 82901 82902 | 1840020101 |  | NE | 31 | 81 | 5 | A | Cold | Hamilton |  |  | Rock SpringsWY | HamiltonNE
Mercer Island | Mercer Island | WA | Washington | 53033 | King | 47.5661 | -122.232 | 25894 | 1566 | polygon | FALSE | TRUE | America/Los_Angeles | 3 | 98040 | 1840019830 |  | NE | 31 | 83 | 5 | A | Cold | Harlan |  |  | Mercer IslandWA | HarlanNE
Heber | Heber | UT | Utah | 49051 | Wasatch | 40.5068 | -111.3984 | 25877 | 743 | polygon | FALSE | TRUE | America/Denver | 3 | 84032 | 1840074861 |  | NE | 31 | 85 | 5 | A | Cold | Hayes |  |  | HeberUT | HayesNE
White Bear Lake | White Bear Lake | MN | Minnesota | 27123 | Ramsey | 45.0657 | -93.015 | 25875 | 1238 | polygon | FALSE | TRUE | America/Chicago | 3 | 55110 | 1840010005 |  | NE | 31 | 87 | 5 | A | Cold | Hitchcock |  |  | White Bear LakeMN | HitchcockNE
Laurel | Laurel | MS | Mississippi | 28067 | Jones | 31.6956 | -89.1448 | 25844 | 436 | polygon | FALSE | TRUE | America/Chicago | 3 | 39440 39443 39441 39442 | 1840014945 |  | NE | 31 | 89 | 5 | A | Cold | Holt |  |  | LaurelMS | HoltNE
Holbrook | Holbrook | NY | New York | 36103 | Suffolk | 40.7944 | -73.0707 | 25824 | 1389 | polygon | FALSE | FALSE | America/New_York | 3 | 11741 | 1840005078 |  | NE | 31 | 91 | 5 | A | Cold | Hooker |  |  | HolbrookNY | HookerNE
Bay Point | Bay Point | CA | California | 6013 | Contra Costa | 38.0329 | -121.9614 | 25808 | 1544 | polygon | FALSE | FALSE | America/Los_Angeles | 3 | 94565 | 1840028316 |  | NE | 31 | 93 | 5 | A | Cold | Howard |  |  | Bay PointCA | HowardNE
Woodstock | Woodstock | IL | Illinois | 17111 | McHenry | 42.3096 | -88.4352 | 25786 | 745 | polygon | FALSE | TRUE | America/Chicago | 3 | 60098 | 1840010107 |  | NE | 31 | 95 | 5 | A | Cold | Jefferson |  |  | WoodstockIL | JeffersonNE
Lochearn | Lochearn | MD | Maryland | 24005 | Baltimore | 39.346 | -76.7307 | 25771 | 1779 | polygon | FALSE | FALSE | America/New_York | 3 | 21208 21207 | 1840005694 |  | NE | 31 | 97 | 5 | A | Cold | Johnson |  |  | LochearnMD | JohnsonNE
Green | Green | OH | Ohio | 39153 | Summit | 40.9483 | -81.4757 | 25752 | 310 | polygon | FALSE | TRUE | America/New_York | 3 | 44685 44312 44319 44216 44720 44232 | 1840008254 |  | NE | 31 | 99 | 5 | A | Cold | Kearney |  |  | GreenOH | KearneyNE
Cloverleaf | Cloverleaf | TX | Texas | 48201 | Harris | 29.7882 | -95.1724 | 25718 | 3223 | polygon | FALSE | FALSE | America/Chicago | 2 | 77015 | 1840018248 |  | NE | 31 | 101 | 5 | A | Cold | Keith |  |  | CloverleafTX | KeithNE
Owatonna | Owatonna | MN | Minnesota | 27147 | Steele | 44.0914 | -93.2304 | 25704 | 682 | polygon | FALSE | TRUE | America/Chicago | 3 | 55060 | 1840008983 |  | NE | 31 | 103 | 5 | A | Cold | Keya Paha |  |  | OwatonnaMN | Keya PahaNE
Decatur | Decatur | GA | Georgia | 13089 | DeKalb | 33.7711 | -84.2968 | 25696 | 2236 | polygon | FALSE | TRUE | America/New_York | 2 | 30030 30031 30036 | 1840014777 |  | NE | 31 | 105 | 5 | A | Cold | Kimball |  |  | DecaturGA | KimballNE
Pooler | Pooler | GA | Georgia | 13051 | Chatham | 32.1043 | -81.2568 | 25694 | 358 | polygon | FALSE | TRUE | America/New_York | 3 | 31322 | 1840014914 |  | NE | 31 | 107 | 5 | A | Cold | Knox |  |  | PoolerGA | KnoxNE
Madison | Madison | MS | Mississippi | 28089 | Madison | 32.4738 | -90.13 | 25661 | 392 | polygon | FALSE | TRUE | America/Chicago | 3 | 39110 39130 | 1840015782 |  | NE | 31 | 109 | 5 | A | Cold | Lancaster |  |  | MadisonMS | LancasterNE
Lancaster | Lancaster | SC | South Carolina | 45057 | Lancaster | 34.7247 | -80.7801 | 25649 | 546 | polygon | FALSE | TRUE | America/New_York | 3 | 29720 | 1840014630 |  | NE | 31 | 111 | 5 | A | Cold | Lincoln |  |  | LancasterSC | LincolnNE
Ewa Gentry | Ewa Gentry | HI | Hawaii | 15003 | Honolulu | 21.3344 | -158.0262 | 25641 | 4646 | polygon | FALSE | FALSE | Pacific/Honolulu | 2 | 96706 | 1840029577 |  | NE | 31 | 113 | 5 | A | Cold | Logan |  |  | Ewa GentryHI | LoganNE
Laurel | Laurel | MD | Maryland | 24033 | Prince George's | 39.095 | -76.8622 | 25631 | 2055 | polygon | FALSE | TRUE | America/New_York | 2 | 20707 20725 20797 | 1840005976 |  | NE | 31 | 115 | 5 | A | Cold | Loup |  |  | LaurelMD | LoupNE
Austin | Austin | MN | Minnesota | 27099 | Mower | 43.6718 | -92.9783 | 25626 | 746 | polygon | FALSE | TRUE | America/Chicago | 3 | 55912 | 1840006830 |  | NE | 31 | 119 | 5 | A | Cold | Madison |  |  | AustinMN | MadisonNE
Lockport | Lockport | IL | Illinois | 17197 | Will | 41.5904 | -88.0292 | 25615 | 869 | polygon | FALSE | TRUE | America/Chicago | 3 | 60441 | 1840009256 |  | NE | 31 | 117 | 5 | A | Cold | McPherson |  |  | LockportIL | McPhersonNE
Franklin | Franklin | IN | Indiana | 18081 | Johnson | 39.4938 | -86.0546 | 25608 | 735 | polygon | FALSE | TRUE | America/Indiana/Indianapolis | 3 | 46131 | 1840008460 |  | NE | 31 | 121 | 5 | A | Cold | Merrick |  |  | FranklinIN | MerrickNE
South Salt Lake | South Salt Lake | UT | Utah | 49035 | Salt Lake | 40.7056 | -111.8986 | 25582 | 1422 | polygon | FALSE | TRUE | America/Denver | 3 | 84119 84115 84165 84190 | 1840021386 |  | NE | 31 | 123 | 5 | A | Cold | Morrill |  |  | South Salt LakeUT | MorrillNE
Tarpon Springs | Tarpon Springs | FL | Florida | 12103 | Pinellas | 28.1493 | -82.7623 | 25577 | 1082 | polygon | FALSE | TRUE | America/New_York | 3 | 34689 | 1840015980 |  | NE | 31 | 125 | 5 | A | Cold | Nance |  |  | Tarpon SpringsFL | NanceNE
Edgewood | Edgewood | MD | Maryland | 24025 | Harford | 39.421 | -76.2968 | 25574 | 555 | polygon | TRUE | TRUE | America/New_York | 3 | 21009 21010 21040 | 1840005661 |  | NE | 31 | 127 | 5 | A | Cold | Nemaha |  |  | EdgewoodMD | NemahaNE
San Lorenzo | San Lorenzo | CA | California | 6001 | Alameda | 37.6737 | -122.1349 | 25569 | 3557 | polygon | FALSE | FALSE | America/Los_Angeles | 2 | 94541 94580 | 1840018912 |  | NE | 31 | 129 | 5 | A | Cold | Nuckolls |  |  | San LorenzoCA | NuckollsNE
Bluffton | Bluffton | SC | South Carolina | 45013 | Beaufort | 32.2135 | -80.9316 | 25557 | 189 | polygon | FALSE | TRUE | America/New_York | 3 | 29910 | 1840015799 |  | NE | 31 | 131 | 5 | A | Cold | Otoe |  |  | BlufftonSC | OtoeNE
Sevierville | Sevierville | TN | Tennessee | 47155 | Sevier | 35.8873 | -83.5677 | 25557 | 275 | polygon | FALSE | TRUE | America/New_York | 3 | 37862 37764 37876 | 1840015359 |  | NE | 31 | 133 | 5 | A | Cold | Pawnee |  |  | SeviervilleTN | PawneeNE
Forest Grove | Forest Grove | OR | Oregon | 41067 | Washington | 45.5244 | -123.1101 | 25553 | 1685 | polygon | FALSE | TRUE | America/Los_Angeles | 3 | 97116 | 1840019930 |  | NE | 31 | 135 | 5 | A | Cold | Perkins |  |  | Forest GroveOR | PerkinsNE
Sun City West | Sun City West | AZ | Arizona | 4013 | Maricopa | 33.6693 | -112.3575 | 25544 | 908 | polygon | FALSE | FALSE | America/Phoenix | 3 | 85375 85376 | 1840019312 |  | NE | 31 | 137 | 5 | A | Cold | Phelps |  |  | Sun City WestAZ | PhelpsNE
South Portland | South Portland | ME | Maine | 23005 | Cumberland | 43.631 | -70.2895 | 25532 | 816 | polygon | FALSE | TRUE | America/New_York | 3 | 4106 | 1840000328 |  | NE | 31 | 139 | 5 | A | Cold | Pierce |  |  | South PortlandME | PierceNE
Ruskin | Ruskin | FL | Florida | 12057 | Hillsborough | 27.7065 | -82.4209 | 25530 | 546 | polygon | FALSE | FALSE | America/New_York | 3 | 33570 33571 33575 | 1840014159 |  | NE | 31 | 141 | 5 | A | Cold | Platte |  |  | RuskinFL | PlatteNE
Denison | Denison | TX | Texas | 48181 | Grayson | 33.7672 | -96.5807 | 25529 | 344 | polygon | FALSE | TRUE | America/Chicago | 3 | 75020 | 1840019317 |  | NE | 31 | 143 | 5 | A | Cold | Polk |  |  | DenisonTX | PolkNE
El Cerrito | El Cerrito | CA | California | 6013 | Contra Costa | 37.9197 | -122.3025 | 25508 | 2693 | polygon | FALSE | TRUE | America/Los_Angeles | 2 | 94530 | 1840020275 |  | NE | 31 | 145 | 5 | A | Cold | Red Willow |  |  | El CerritoCA | Red WillowNE
Keystone | Keystone | FL | Florida | 12057 | Hillsborough | 28.1312 | -82.5999 | 25493 | 280 | polygon | FALSE | FALSE | America/New_York | 3 | 33626 33556 33558 | 1840028914 |  | NE | 31 | 147 | 5 | A | Cold | Richardson |  |  | KeystoneFL | RichardsonNE
Coral Terrace | Coral Terrace | FL | Florida | 12086 | Miami-Dade | 25.7464 | -80.3049 | 25387 | 2916 | polygon | FALSE | FALSE | America/New_York | 2 | 33144 33155 33245 | 1840029028 |  | NE | 31 | 149 | 5 | A | Cold | Rock |  |  | Coral TerraceFL | RockNE
Claremore | Claremore | OK | Oklahoma | 40131 | Rogers | 36.3143 | -95.6099 | 25384 | 489 | polygon | FALSE | TRUE | America/Chicago | 3 | 74019 74017 74018 | 1840019049 |  | NE | 31 | 151 | 5 | A | Cold | Saline |  |  | ClaremoreOK | SalineNE
Homewood | Homewood | AL | Alabama | 1073 | Jefferson | 33.4617 | -86.8092 | 25377 | 1174 | polygon | FALSE | TRUE | America/Chicago | 3 | 35229 35209 35219 35293 | 1840014794 |  | NE | 31 | 153 | 5 | A | Cold | Sarpy |  |  | HomewoodAL | SarpyNE
Farmington | Farmington | UT | Utah | 49011 | Davis | 40.9846 | -111.9065 | 25339 | 983 | polygon | FALSE | TRUE | America/Denver | 3 | 84025 | 1840020142 |  | NE | 31 | 155 | 5 | A | Cold | Saunders |  |  | FarmingtonUT | SaundersNE
Columbine | Columbine | CO | Colorado | 8059 | Jefferson | 39.5879 | -105.0694 | 25332 | 1475 | polygon | FALSE | FALSE | America/Denver | 3 | 80128 80123 | 1840135257 |  | NE | 31 | 157 | 5 | A | Cold | Scotts Bluff |  |  | ColumbineCO | Scotts BluffNE
South Pasadena | South Pasadena | CA | California | 6037 | Los Angeles | 34.1103 | -118.1573 | 25329 | 2870 | polygon | FALSE | TRUE | America/Los_Angeles | 2 | 91030 91031 | 1840021871 |  | NE | 31 | 159 | 5 | A | Cold | Seward |  |  | South PasadenaCA | SewardNE
Canyon Lake | Canyon Lake | TX | Texas | 48091 | Comal | 29.8761 | -98.2611 | 25325 | 68 | polygon | FALSE | FALSE | America/Chicago | 3 | 78623 78132 78133 78070 | 1840018260 |  | NE | 31 | 161 | 5 | A | Cold | Sheridan |  |  | Canyon LakeTX | SheridanNE
Kingsville | Kingsville | TX | Texas | 48273 | Kleberg | 27.5094 | -97.8611 | 25315 | 704 | polygon | FALSE | TRUE | America/Chicago | 3 | 78363 78364 | 1840021013 |  | NE | 31 | 163 | 5 | A | Cold | Sherman |  |  | KingsvilleTX | ShermanNE
Forest City | Forest City | NC | North Carolina | 37161 | Rutherford | 35.3338 | -81.8702 | 25311 | 322 | polygon | FALSE | TRUE | America/New_York | 3 | 28043 | 1840016320 |  | NE | 31 | 165 | 5 | A | Cold | Sioux |  |  | Forest CityNC | SiouxNE
Salem | Salem | VA | Virginia | 51775 | Salem | 37.2864 | -80.0555 | 25301 | 672 | polygon | FALSE | TRUE | America/New_York | 3 | 24153 24155 24157 | 1840001719 |  | NE | 31 | 167 | 5 | A | Cold | Stanton |  |  | SalemVA | StantonNE
Bainbridge Island | Bainbridge Island | WA | Washington | 53035 | Kitsap | 47.6439 | -122.5434 | 25298 | 353 | polygon | FALSE | TRUE | America/Los_Angeles | 3 | 98110 98061 | 1840018409 |  | NE | 31 | 169 | 5 | A | Cold | Thayer |  |  | Bainbridge IslandWA | ThayerNE
Caledonia | Caledonia | WI | Wisconsin | 55101 | Racine | 42.7986 | -87.8762 | 25277 | 215 | polygon | FALSE | TRUE | America/Chicago | 3 | 53405 53404 53406 53402 53126 53108 | 1840010091 |  | NE | 31 | 171 | 5 | A | Cold | Thomas |  |  | CaledoniaWI | ThomasNE
Champlin | Champlin | MN | Minnesota | 27053 | Hennepin | 45.1702 | -93.3903 | 25268 | 1196 | polygon | FALSE | TRUE | America/Chicago | 3 | 55316 | 1840006746 |  | NE | 31 | 173 | 5 | A | Cold | Thurston |  |  | ChamplinMN | ThurstonNE
Edwardsville | Edwardsville | IL | Illinois | 17119 | Madison | 38.7923 | -89.9877 | 25233 | 488 | polygon | FALSE | TRUE | America/Chicago | 3 | 62025 62048 62026 | 1840008564 |  | NE | 31 | 175 | 5 | A | Cold | Valley |  |  | EdwardsvilleIL | ValleyNE
South Bradenton | South Bradenton | FL | Florida | 12081 | Manatee | 27.4612 | -82.5821 | 25227 | 2169 | polygon | FALSE | FALSE | America/New_York | 2 | 34205 34207 34210 | 1840029076 |  | NE | 31 | 177 | 5 | A | Cold | Washington |  |  | South BradentonFL | WashingtonNE
Fairland | Fairland | MD | Maryland | 24031 | Montgomery | 39.0804 | -76.9527 | 25220 | 1965 | polygon | FALSE | FALSE | America/New_York | 3 | 20866 20904 20905 | 1840001593 |  | NE | 31 | 179 | 5 | A | Cold | Wayne |  |  | FairlandMD | WayneNE
Palm Springs | Palm Springs | FL | Florida | 12099 | Palm Beach | 26.6349 | -80.0968 | 25216 | 2315 | polygon | FALSE | TRUE | America/New_York | 2 | 33461 33406 | 1840018308 |  | NE | 31 | 181 | 5 | A | Cold | Webster |  |  | Palm SpringsFL | WebsterNE
Elk River | Elk River | MN | Minnesota | 27141 | Sherburne | 45.3314 | -93.567 | 25213 | 229 | polygon | FALSE | TRUE | America/Chicago | 3 | 55330 | 1840007794 |  | NE | 31 | 183 | 5 | A | Cold | Wheeler |  |  | Elk RiverMN | WheelerNE
Rosemount | Rosemount | MN | Minnesota | 27037 | Dakota | 44.7465 | -93.0662 | 25207 | 292 | polygon | FALSE | TRUE | America/Chicago | 3 | 55068 | 1840008951 |  | NE | 31 | 185 | 5 | A | Cold | York |  |  | RosemountMN | YorkNE
Fountain Hills | Fountain Hills | AZ | Arizona | 4013 | Maricopa | 33.6073 | -111.7398 | 25200 | 479 | polygon | FALSE | TRUE | America/Phoenix | 3 | 85268 85269 | 1840021945 |  | NH | 33 | 1 | 6 | A | Cold | Belknap |  |  | Fountain HillsAZ | BelknapNH
Belvidere | Belvidere | IL | Illinois | 17007 | Boone | 42.2544 | -88.8649 | 25143 | 804 | polygon | FALSE | TRUE | America/Chicago | 3 | 61008 | 1840006971 |  | NH | 33 | 3 | 6 | A | Cold | Carroll |  |  | BelvidereIL | CarrollNH
Riverside | Riverside | OH | Ohio | 39113 | Montgomery | 39.7836 | -84.1219 | 25133 | 997 | polygon | FALSE | TRUE | America/New_York | 3 | 45432 45431 45404 45424 45437 | 1840012490 |  | NH | 33 | 5 | 5 | A | Cold | Cheshire |  |  | RiversideOH | CheshireNH
Middle River | Middle River | MD | Maryland | 24005 | Baltimore | 39.3345 | -76.4318 | 25129 | 1247 | polygon | FALSE | FALSE | America/New_York | 3 | 21220 21221 | 1840005682 |  | NH | 33 | 7 | 6 | A | Cold | Coos |  |  | Middle RiverMD | CoosNH
Muskego | Muskego | WI | Wisconsin | 55133 | Waukesha | 42.886 | -88.1291 | 25127 | 306 | polygon | FALSE | TRUE | America/Chicago | 3 | 53150 | 1840003023 |  | NH | 33 | 9 | 6 | A | Cold | Grafton |  |  | MuskegoWI | GraftonNH
Levittown | Levittown | PR | Puerto Rico | 72137 | Toa Baja | 18.4454 | -66.1759 | 25121 | 4226 | polygon | FALSE | FALSE | America/Puerto_Rico | 2 | 949 | 1630035506 |  | NH | 33 | 11 | 5 | A | Cold | Hillsborough |  |  | LevittownPR | HillsboroughNH
Hazelwood | Hazelwood | MO | Missouri | 29189 | St. Louis | 38.7931 | -90.3899 | 25117 | 604 | polygon | FALSE | TRUE | America/Chicago | 3 | 63042 63031 | 1840007453 |  | NH | 33 | 13 | 6 | A | Cold | Merrimack |  |  | HazelwoodMO | MerrimackNH
Scottsbluff | Scottsbluff | NE | Nebraska | 31157 | Scotts Bluff | 41.8684 | -103.6616 | 25114 | 847 | polygon | FALSE | TRUE | America/Denver | 3 | 69361 69363 | 1840009197 |  | NH | 33 | 15 | 5 | A | Cold | Rockingham |  |  | ScottsbluffNE | RockinghamNH
Fresno | Fresno | TX | Texas | 48157 | Fort Bend | 29.5358 | -95.4696 | 25072 | 1134 | polygon | FALSE | FALSE | America/Chicago | 3 | 77545 | 1840018266 |  | NH | 33 | 17 | 5 | A | Cold | Strafford |  |  | FresnoTX | StraffordNH
Ridgewood | Ridgewood | NJ | New Jersey | 34003 | Bergen | 40.9822 | -74.1128 | 25056 | 1684 | polygon | FALSE | TRUE | America/New_York | 3 | 07450 07451 | 1840000899 |  | NH | 33 | 19 | 6 | A | Cold | Sullivan |  |  | RidgewoodNJ | SullivanNH
Yucca Valley | Yucca Valley | CA | California | 6071 | San Bernardino | 34.1234 | -116.4216 | 25042 | 211 | polygon | FALSE | TRUE | America/Los_Angeles | 3 | 92284 | 1840022726 |  | NJ | 34 | 1 | 4 | A | Mixed-Humid | Atlantic |  |  | Yucca ValleyCA | AtlanticNJ
Branson | Branson | MO | Missouri | 29213 | Taney | 36.651 | -93.2635 | 25033 | 212 | polygon | FALSE | TRUE | America/Chicago | 3 | 65616 65615 | 1840007659 |  | NJ | 34 | 3 | 5 | A | Cold | Bergen |  |  | BransonMO | BergenNJ
Balch Springs | Balch Springs | TX | Texas | 48113 | Dallas | 32.7194 | -96.6151 | 25007 | 1069 | polygon | FALSE | TRUE | America/Chicago | 3 | 75180 75181 | 1840019435 |  | NJ | 34 | 5 | 4 | A | Mixed-Humid | Burlington |  |  | Balch SpringsTX | BurlingtonNJ
University Park | University Park | TX | Texas | 48113 | Dallas | 32.8506 | -96.7937 | 24985 | 2617 | polygon | FALSE | TRUE | America/Chicago | 2 | 75225 75205 75275 | 1840022055 |  | NJ | 34 | 7 | 4 | A | Mixed-Humid | Camden |  |  | University ParkTX | CamdenNJ
Timberwood Park | Timberwood Park | TX | Texas | 48029 | Bexar | 29.6994 | -98.4838 | 24978 | 472 | polygon | FALSE | FALSE | America/Chicago | 3 | 78258 78260 | 1840019651 |  | NJ | 34 | 9 | 4 | A | Mixed-Humid | Cape May |  |  | Timberwood ParkTX | Cape MayNJ
De Pere | De Pere | WI | Wisconsin | 55009 | Brown | 44.4309 | -88.0785 | 24970 | 806 | polygon | FALSE | TRUE | America/Chicago | 3 | 54115 54344 | 1840002348 |  | NJ | 34 | 11 | 4 | A | Mixed-Humid | Cumberland |  |  | De PereWI | CumberlandNJ
Socastee | Socastee | SC | South Carolina | 45051 | Horry | 33.6871 | -79.0086 | 24964 | 722 | polygon | FALSE | FALSE | America/New_York | 3 | 29588 | 1840013647 |  | NJ | 34 | 13 | 4 | A | Mixed-Humid | Essex |  |  | SocasteeSC | EssexNJ
Terrytown | Terrytown | LA | Louisiana | 22051 | Jefferson | 29.9014 | -90.0279 | 24953 | 2628 | polygon | FALSE | FALSE | America/Chicago | 2 | 70056 | 1840013990 |  | NJ | 34 | 15 | 4 | A | Mixed-Humid | Gloucester |  |  | TerrytownLA | GloucesterNJ
Fajardo | Fajardo | PR | Puerto Rico | 72053 | Fajardo | 18.333 | -65.6592 | 24950 | 1183 | polygon | FALSE | FALSE | America/Puerto_Rico | 3 | 00740 00738 | 1630035668 |  | NJ | 34 | 17 | 4 | A | Mixed-Humid | Hudson |  |  | FajardoPR | HudsonNJ
Marysville | Marysville | OH | Ohio | 39159 | Union | 40.2278 | -83.3595 | 24949 | 582 | polygon | FALSE | TRUE | America/New_York | 3 | 43040 43041 | 1840008355 |  | NJ | 34 | 19 | 5 | A | Cold | Hunterdon |  |  | MarysvilleOH | HunterdonNJ
Derby | Derby | KS | Kansas | 20173 | Sedgwick | 37.5571 | -97.2552 | 24943 | 938 | polygon | FALSE | TRUE | America/Chicago | 3 | 67037 | 1840007569 |  | NJ | 34 | 21 | 5 | A | Cold | Mercer |  |  | DerbyKS | MercerNJ
Wilsonville | Wilsonville | OR | Oregon | 41005 | Clackamas | 45.3107 | -122.7705 | 24918 | 1322 | polygon | FALSE | TRUE | America/Los_Angeles | 3 | 97070 | 1840021219 |  | NJ | 34 | 23 | 4 | A | Mixed-Humid | Middlesex |  |  | WilsonvilleOR | MiddlesexNJ
Clayton | Clayton | NC | North Carolina | 37101 | Johnston | 35.6591 | -78.4499 | 24887 | 634 | polygon | FALSE | TRUE | America/New_York | 3 | 27520 27527 27528 | 1840016290 |  | NJ | 34 | 25 | 4 | A | Mixed-Humid | Monmouth |  |  | ClaytonNC | MonmouthNJ
Brookings | Brookings | SD | South Dakota | 46011 | Brookings | 44.3022 | -96.7859 | 24887 | 700 | polygon | FALSE | TRUE | America/Chicago | 3 | 57006 57007 | 1840002506 |  | NJ | 34 | 27 | 5 | A | Cold | Morris |  |  | BrookingsSD | MorrisNJ
Riverbank | Riverbank | CA | California | 6099 | Stanislaus | 37.7268 | -120.9402 | 24881 | 2372 | polygon | FALSE | TRUE | America/Los_Angeles | 2 | 95367 | 1840020286 |  | NJ | 34 | 29 | 4 | A | Mixed-Humid | Ocean |  |  | RiverbankCA | OceanNJ
North Laurel | North Laurel | MD | Maryland | 24027 | Howard | 39.1286 | -76.8476 | 24873 | 1481 | polygon | FALSE | FALSE | America/New_York | 3 | 20723 | 1840031495 |  | NJ | 34 | 31 | 5 | A | Cold | Passaic |  |  | North LaurelMD | PassaicNJ
Walker | Walker | MI | Michigan | 26081 | Kent | 42.9853 | -85.7446 | 24869 | 390 | polygon | FALSE | TRUE | America/Detroit | 3 | 49544 49534 | 1840002925 |  | NJ | 34 | 33 | 4 | A | Mixed-Humid | Salem |  |  | WalkerMI | SalemNJ
Wyandotte | Wyandotte | MI | Michigan | 26163 | Wayne | 42.2113 | -83.1558 | 24859 | 1813 | polygon | FALSE | TRUE | America/Detroit | 3 | 48192 | 1840001849 |  | NJ | 34 | 35 | 5 | A | Cold | Somerset |  |  | WyandotteMI | SomersetNJ
Grandview | Grandview | MO | Missouri | 29095 | Jackson | 38.8802 | -94.5227 | 24856 | 651 | polygon | FALSE | TRUE | America/Chicago | 3 | 64030 | 1840008532 |  | NJ | 34 | 37 | 5 | A | Cold | Sussex |  |  | GrandviewMO | SussexNJ
Forest Lake | Forest Lake | MN | Minnesota | 27163 | Washington | 45.2536 | -92.9583 | 24853 | 264 | polygon | FALSE | TRUE | America/Chicago | 3 | 55025 | 1840007808 |  | NJ | 34 | 39 | 4 | A | Mixed-Humid | Union |  |  | Forest LakeMN | UnionNJ
Chesapeake Beach | Chesapeake Beach | MD | Maryland | 24009 | Calvert | 38.6881 | -76.5448 | 24845 | 864 | polygon | FALSE | TRUE | America/New_York | 3 | 20732 | 1840006151 |  | NJ | 34 | 41 | 5 | A | Cold | Warren |  |  | Chesapeake BeachMD | WarrenNJ
Palm City | Palm City | FL | Florida | 12085 | Martin | 27.1736 | -80.2861 | 24840 | 691 | polygon | FALSE | FALSE | America/New_York | 3 | 34990 34991 | 1840014192 |  | NM | 35 | 1 | 4 | B | Mixed-Dry | Bernalillo |  |  | Palm CityFL | BernalilloNM
Hudson | Hudson | WI | Wisconsin | 55109 | St. Croix | 44.9637 | -92.7316 | 24832 | 813 | polygon | FALSE | TRUE | America/Chicago | 3 | 54016 | 1840002135 |  | NM | 35 | 3 | 5 | B | Cold | Catron |  |  | HudsonWI | CatronNM
Clarksburg | Clarksburg | MD | Maryland | 24031 | Montgomery | 39.2314 | -77.2617 | 24767 | 1164 | polygon | FALSE | FALSE | America/New_York | 3 | 20841 20876 20871 | 1840005830 |  | NM | 35 | 5 | 3 | B | Hot-Dry | Chaves |  |  | ClarksburgMD | ChavesNM
South Elgin | South Elgin | IL | Illinois | 17089 | Kane | 41.9906 | -88.3134 | 24755 | 1352 | polygon | FALSE | TRUE | America/Chicago | 3 | 60177 | 1840013564 |  | NM | 35 | 6 | 4 | B | Cold | Cibola |  |  | South ElginIL | CibolaNM
Auburn Hills | Auburn Hills | MI | Michigan | 26125 | Oakland | 42.6735 | -83.2447 | 24748 | 574 | polygon | FALSE | TRUE | America/Detroit | 3 | 48326 48321 | 1840002436 |  | NM | 35 | 7 | 5 | B | Cold | Colfax |  |  | Auburn HillsMI | ColfaxNM
Baldwin | Baldwin | NY | New York | 36059 | Nassau | 40.6634 | -73.6104 | 24727 | 3230 | polygon | FALSE | FALSE | America/New_York | 2 | 11510 | 1840005228 |  | NM | 35 | 9 | 4 | B | Mixed-Dry | Curry |  |  | BaldwinNY | CurryNM
North Tustin | North Tustin | CA | California | 6059 | Orange | 33.7644 | -117.7945 | 24705 | 1442 | polygon | FALSE | FALSE | America/Los_Angeles | 3 | 92780 92705 92711 | 1840019319 |  | NM | 35 | 11 | 4 | B | Mixed-Dry | De Baca |  |  | North TustinCA | De BacaNM
Ontario | Ontario | OR | Oregon | 41045 | Malheur | 44.0259 | -116.9759 | 24704 | 821 | polygon | FALSE | TRUE | America/Boise | 3 | 97914 | 1840020002 |  | NM | 35 | 13 | 3 | B | Hot-Dry | Dona Ana |  |  | OntarioOR | Dona AnaNM
Melrose Park | Melrose Park | IL | Illinois | 17031 | Cook | 41.9029 | -87.8642 | 24703 | 2250 | polygon | FALSE | TRUE | America/Chicago | 2 | 60160 60163 60161 | 1840011296 |  | NM | 35 | 15 | 3 | B | Hot-Dry | Eddy |  |  | Melrose ParkIL | EddyNM
Ardmore | Ardmore | OK | Oklahoma | 40019 | Carter | 34.1944 | -97.1253 | 24698 | 190 | polygon | FALSE | TRUE | America/Chicago | 3 | 73401 73402 73403 73436 | 1840019258 |  | NM | 35 | 17 | 4 | B | Mixed-Dry | Grant |  |  | ArdmoreOK | GrantNM
Hastings | Hastings | NE | Nebraska | 31001 | Adams | 40.5963 | -98.3914 | 24692 | 653 | polygon | FALSE | TRUE | America/Chicago | 3 | 68901 68902 | 1840001130 |  | NM | 35 | 19 | 4 | B | Mixed-Dry | Guadalupe |  |  | HastingsNE | GuadalupeNM
Burlington | Burlington | WI | Wisconsin | 55101 | Racine | 42.6746 | -88.2723 | 24691 | 547 | polygon | FALSE | TRUE | America/Chicago | 3 | 53105 | 1840002491 |  | NM | 35 | 21 | 5 | B | Cold | Harding |  |  | BurlingtonWI | HardingNM
Norton Shores | Norton Shores | MI | Michigan | 26121 | Muskegon | 43.1621 | -86.2519 | 24664 | 409 | polygon | FALSE | TRUE | America/Detroit | 3 | 49441 49444 | 1840002873 |  | NM | 35 | 23 | 3 | B | Hot-Dry | Hidalgo |  |  | Norton ShoresMI | HidalgoNM
Kernersville | Kernersville | NC | North Carolina | 37067 | Forsyth | 36.1066 | -80.0844 | 24660 | 535 | polygon | FALSE | TRUE | America/New_York | 3 | 27284 27285 | 1840016123 |  | NM | 35 | 25 | 3 | B | Hot-Dry | Lea |  |  | KernersvilleNC | LeaNM
Sugar Hill | Sugar Hill | GA | Georgia | 13135 | Gwinnett | 34.1081 | -84.056 | 24617 | 857 | polygon | FALSE | TRUE | America/New_York | 3 | 30518 | 1840015615 |  | NM | 35 | 27 | 4 | B | Mixed-Dry | Lincoln |  |  | Sugar HillGA | LincolnNM
Herndon | Herndon | VA | Virginia | 51059 | Fairfax | 38.9699 | -77.3867 | 24601 | 2215 | polygon | FALSE | TRUE | America/New_York | 2 | 20170 20172 22095 | 1840006037 |  | NM | 35 | 28 | 5 | B | Cold | Los Alamos |  |  | HerndonVA | Los AlamosNM
Emporia | Emporia | KS | Kansas | 20111 | Lyon | 38.4028 | -96.1924 | 24598 | 792 | polygon | FALSE | TRUE | America/Chicago | 3 | 66801 | 1840001652 |  | NM | 35 | 29 | 3 | B | Hot-Dry | Luna |  |  | EmporiaKS | LunaNM
Prosper | Prosper | TX | Texas | 48085 | Collin | 33.2394 | -96.8087 | 24579 | 376 | polygon | FALSE | TRUE | America/Chicago | 3 | 75078 | 1840022019 |  | NM | 35 | 31 | 5 | B | Cold | McKinley |  |  | ProsperTX | McKinleyNM
Rockville Centre | Rockville Centre | NY | New York | 36059 | Nassau | 40.6644 | -73.6383 | 24550 | 2915 | polygon | FALSE | TRUE | America/New_York | 2 | 11570 11571 | 1840005320 |  | NM | 35 | 33 | 5 | B | Cold | Mora |  |  | Rockville CentreNY | MoraNM
Palmetto Bay | Palmetto Bay | FL | Florida | 12086 | Miami-Dade | 25.622 | -80.3221 | 24523 | 1142 | polygon | FALSE | TRUE | America/New_York | 3 | 33158 33157 33257 | 1840018335 |  | NM | 35 | 35 | 3 | B | Hot-Dry | Otero |  |  | Palmetto BayFL | OteroNM
Suitland | Suitland | MD | Maryland | 24033 | Prince George's | 38.8492 | -76.9225 | 24522 | 2229 | polygon | FALSE | FALSE | America/New_York | 2 | 20746 20747 20752 20790 | 1840031466 |  | NM | 35 | 37 | 4 | B | Mixed-Dry | Quay |  |  | SuitlandMD | QuayNM
Somerset | Somerset | NJ | New Jersey | 34035 | Somerset | 40.5083 | -74.501 | 24509 | 1495 | polygon | FALSE | FALSE | America/New_York | 3 | 8873 | 1840005375 |  | NM | 35 | 39 | 5 | B | Cold | Rio Arriba |  |  | SomersetNJ | Rio ArribaNM
Avon Lake | Avon Lake | OH | Ohio | 39093 | Lorain | 41.4945 | -82.016 | 24504 | 850 | polygon | FALSE | TRUE | America/New_York | 3 | 44012 | 1840000642 |  | NM | 35 | 41 | 4 | B | Mixed-Dry | Roosevelt |  |  | Avon LakeOH | RooseveltNM
Lathrop | Lathrop | CA | California | 6077 | San Joaquin | 37.809 | -121.3131 | 24483 | 476 | polygon | FALSE | TRUE | America/Los_Angeles | 3 | 95330 95231 | 1840020266 |  | NM | 35 | 45 | 5 | B | Cold | San Juan |  |  | LathropCA | San JuanNM
Loma Linda | Loma Linda | CA | California | 6071 | San Bernardino | 34.0451 | -117.2498 | 24482 | 1234 | polygon | FALSE | TRUE | America/Los_Angeles | 3 | 92354 92324 92373 92318 92350 92357 | 1840020406 |  | NM | 35 | 47 | 5 | B | Cold | San Miguel |  |  | Loma LindaCA | San MiguelNM
Watauga | Watauga | TX | Texas | 48439 | Tarrant | 32.8718 | -97.2515 | 24481 | 2271 | polygon | FALSE | TRUE | America/Chicago | 2 | 76148 | 1840022049 |  | NM | 35 | 43 | 5 | B | Cold | Sandoval |  |  | WataugaTX | SandovalNM
Homer Glen | Homer Glen | IL | Illinois | 17197 | Will | 41.6044 | -87.9497 | 24472 | 427 | polygon | FALSE | TRUE | America/Chicago | 3 | 60491 | 1840011483 |  | NM | 35 | 49 | 5 | B | Cold | Santa Fe |  |  | Homer GlenIL | Santa FeNM
Tifton | Tifton | GA | Georgia | 13277 | Tift | 31.4625 | -83.5205 | 24466 | 515 | polygon | FALSE | TRUE | America/New_York | 3 | 31793 31794 | 1840015863 |  | NM | 35 | 51 | 4 | B | Mixed-Dry | Sierra |  |  | TiftonGA | SierraNM
Dinuba | Dinuba | CA | California | 6107 | Tulare | 36.5453 | -119.3987 | 24461 | 1450 | polygon | FALSE | TRUE | America/Los_Angeles | 3 | 93618 | 1840019044 |  | NM | 35 | 53 | 4 | B | Mixed-Dry | Socorro |  |  | DinubaCA | SocorroNM
Bloomingdale | Bloomingdale | FL | Florida | 12057 | Hillsborough | 27.8784 | -82.2624 | 24446 | 1160 | polygon | FALSE | FALSE | America/New_York | 3 | 33511 33596 | 1840014150 |  | NM | 35 | 55 | 5 | B | Cold | Taos |  |  | BloomingdaleFL | TaosNM
Westmont | Westmont | IL | Illinois | 17043 | DuPage | 41.7948 | -87.9742 | 24443 | 1887 | polygon | FALSE | TRUE | America/Chicago | 3 | 60559 | 1840011414 |  | NM | 35 | 57 | 5 | B | Cold | Torrance |  |  | WestmontIL | TorranceNM
Clinton | Clinton | MS | Mississippi | 28049 | Hinds | 32.354 | -90.3403 | 24440 | 225 | polygon | FALSE | TRUE | America/Chicago | 3 | 39056 39058 | 1840014893 |  | NM | 35 | 59 | 4 | B | Mixed-Dry | Union |  |  | ClintonMS | UnionNM
Ashland | Ashland | CA | California | 6001 | Alameda | 37.6942 | -122.1159 | 24430 | 5132 | polygon | FALSE | FALSE | America/Los_Angeles | 2 | 94541 94580 94578 | 1840017619 |  | NM | 35 | 61 | 4 | B | Mixed-Dry | Valencia |  |  | AshlandCA | ValenciaNM
Opelousas | Opelousas | LA | Louisiana | 22097 | St. Landry | 30.528 | -92.0851 | 24423 | 775 | polygon | FALSE | TRUE | America/Chicago | 3 | 70570 70571 | 1840015014 |  | NV | 32 | 510 | 5 | B | Cold | Carson City (City) |  |  | OpelousasLA | Carson CityNV
Camas | Camas | WA | Washington | 53011 | Clark | 45.6005 | -122.4305 | 24418 | 669 | polygon | FALSE | TRUE | America/Los_Angeles | 3 | 98607 | 1840018524 |  | NV | 32 | 1 | 5 | B | Cold | Churchill |  |  | CamasWA | ChurchillNV
Harvey | Harvey | IL | Illinois | 17031 | Cook | 41.6076 | -87.6521 | 24408 | 1518 | polygon | FALSE | TRUE | America/Chicago | 3 | 60426 | 1840007029 |  | NV | 32 | 3 | 3 | B | Hot-Dry | Clark |  |  | HarveyIL | ClarkNV
Medford | Medford | NY | New York | 36103 | Suffolk | 40.822 | -72.9859 | 24406 | 872 | polygon | FALSE | FALSE | America/New_York | 3 | 11763 | 1840005043 |  | NV | 32 | 5 | 5 | B | Cold | Douglas |  |  | MedfordNY | DouglasNV
Trotwood | Trotwood | OH | Ohio | 39113 | Montgomery | 39.7927 | -84.3165 | 24403 | 309 | polygon | FALSE | TRUE | America/New_York | 3 | 45315 45426 45417 45416 | 1840010582 |  | NV | 32 | 7 | 5 | B | Cold | Elko |  |  | TrotwoodOH | ElkoNV
West Memphis | West Memphis | AR | Arkansas | 5035 | Crittenden | 35.1531 | -90.1995 | 24402 | 326 | polygon | FALSE | TRUE | America/Chicago | 3 | 72301 72364 72303 | 1840015448 |  | NV | 32 | 9 | 5 | B | Cold | Esmeralda |  |  | West MemphisAR | EsmeraldaNV
Collinsville | Collinsville | IL | Illinois | 17119 | Madison | 38.6769 | -90.0059 | 24395 | 638 | polygon | FALSE | TRUE | America/Chicago | 3 | 62234 | 1840007423 |  | NV | 32 | 11 | 5 | B | Cold | Eureka |  |  | CollinsvilleIL | EurekaNV
Mequon | Mequon | WI | Wisconsin | 55089 | Ozaukee | 43.2352 | -87.9838 | 24382 | 203 | polygon | FALSE | TRUE | America/Chicago | 3 | 53097 53092 | 1840037989 |  | NV | 32 | 13 | 5 | B | Cold | Humboldt |  |  | MequonWI | HumboldtNV
Ellensburg | Ellensburg | WA | Washington | 53037 | Kittitas | 46.9994 | -120.5477 | 24377 | 1074 | polygon | FALSE | TRUE | America/Los_Angeles | 3 | 98926 | 1840019841 |  | NV | 32 | 15 | 5 | B | Cold | Lander |  |  | EllensburgWA | LanderNV
Ottumwa | Ottumwa | IA | Iowa | 19179 | Wapello | 41.0196 | -92.4186 | 24368 | 593 | polygon | FALSE | TRUE | America/Chicago | 3 | 52501 | 1840009339 |  | NV | 32 | 17 | 5 | B | Cold | Lincoln |  |  | OttumwaIA | LincolnNV
Chantilly | Chantilly | VA | Virginia | 51059 | Fairfax | 38.8868 | -77.4453 | 24368 | 783 | polygon | FALSE | FALSE | America/New_York | 3 | 20151 20153 | 1840006016 |  | NV | 32 | 19 | 5 | B | Cold | Lyon |  |  | ChantillyVA | LyonNV
Shelbyville | Shelbyville | KY | Kentucky | 21211 | Shelby | 38.2069 | -85.2293 | 24351 | 731 | polygon | FALSE | TRUE | America/New_York | 3 | 40065 40066 | 1840015205 |  | NV | 32 | 21 | 5 | B | Cold | Mineral |  |  | ShelbyvilleKY | MineralNV
Woodlawn | Woodlawn | VA | Virginia | 51059 | Fairfax | 38.7332 | -77.1149 | 24351 | 4106 | polygon | FALSE | FALSE | America/New_York | 2 | 22309 | 1840145210 |  | NV | 32 | 23 | 5 | B | Cold | Nye |  |  | WoodlawnVA | NyeNV
Lodi | Lodi | NJ | New Jersey | 34003 | Bergen | 40.8784 | -74.0814 | 24347 | 4137 | polygon | FALSE | TRUE | America/New_York | 2 | 7644 | 1840003535 |  | NV | 32 | 27 | 5 | B | Cold | Pershing |  |  | LodiNJ | PershingNV
Orchards | Orchards | WA | Washington | 53011 | Clark | 45.689 | -122.5306 | 24335 | 1755 | polygon | FALSE | FALSE | America/Los_Angeles | 3 | 98682 | 1840018519 |  | NV | 32 | 29 | 5 | B | Cold | Storey |  |  | OrchardsWA | StoreyNV
Newport | Newport | RI | Rhode Island | 44005 | Newport | 41.4803 | -71.3205 | 24334 | 1226 | polygon | FALSE | TRUE | America/New_York | 3 | 02841 02840 | 1840003355 |  | NV | 32 | 31 | 5 | B | Cold | Washoe |  |  | NewportRI | WashoeNV
San Fernando | San Fernando | CA | California | 6037 | Los Angeles | 34.2886 | -118.4363 | 24322 | 3955 | polygon | FALSE | TRUE | America/Los_Angeles | 2 | 91340 91341 | 1840021861 |  | NV | 32 | 33 | 5 | B | Cold | White Pine |  |  | San FernandoCA | White PineNV
Saginaw | Saginaw | TX | Texas | 48439 | Tarrant | 32.8657 | -97.3654 | 24310 | 1226 | polygon | FALSE | TRUE | America/Chicago | 3 | 76131 76179 | 1840022046 |  | NY | 36 | 1 | 5 | A | Cold | Albany |  |  | SaginawTX | AlbanyNY
Peekskill | Peekskill | NY | New York | 36119 | Westchester | 41.2883 | -73.9227 | 24295 | 2147 | polygon | FALSE | TRUE | America/New_York | 2 | 10566 | 1840000783 |  | NY | 36 | 3 | 6 | A | Cold | Allegany |  |  | PeekskillNY | AlleganyNY
Port Angeles | Port Angeles | WA | Washington | 53009 | Clallam | 48.1142 | -123.4565 | 24293 | 729 | polygon | FALSE | TRUE | America/Los_Angeles | 3 | 98363 98362 | 1840019782 |  | NY | 36 | 5 | 4 | A | Mixed-Humid | Bronx |  |  | Port AngelesWA | BronxNY
Mill Creek East | Mill Creek East | WA | Washington | 53061 | Snohomish | 47.836 | -122.1877 | 24291 | 2107 | polygon | FALSE | TRUE | America/Los_Angeles | 2 | 98012 | 1840041996 |  | NY | 36 | 7 | 6 | A | Cold | Broome |  |  | Mill Creek EastWA | BroomeNY
Brandon | Brandon | MS | Mississippi | 28121 | Rankin | 32.2778 | -89.9896 | 24289 | 365 | polygon | FALSE | TRUE | America/Chicago | 3 | 39042 39043 | 1840013825 |  | NY | 36 | 9 | 6 | A | Cold | Cattaraugus |  |  | BrandonMS | CattaraugusNY
Sun City Center | Sun City Center | FL | Florida | 12057 | Hillsborough | 27.7149 | -82.3569 | 24286 | 595 | polygon | FALSE | FALSE | America/New_York | 3 | 33598 33573 | 1840001841 |  | NY | 36 | 11 | 5 | A | Cold | Cayuga |  |  | Sun City CenterFL | CayugaNY
Inkster | Inkster | MI | Michigan | 26163 | Wayne | 42.2935 | -83.3148 | 24284 | 1499 | polygon | FALSE | TRUE | America/Detroit | 3 | 48141 | 1840003983 |  | NY | 36 | 13 | 5 | A | Cold | Chautauqua |  |  | InksterMI | ChautauquaNY
Thomasville | Thomasville | GA | Georgia | 13275 | Thomas | 30.8394 | -83.9782 | 24275 | 476 | polygon | FALSE | TRUE | America/New_York | 3 | 31792 31758 31799 | 1840015893 |  | NY | 36 | 15 | 5 | A | Cold | Chemung |  |  | ThomasvilleGA | ChemungNY
Ponca City | Ponca City | OK | Oklahoma | 40071 | Kay | 36.7235 | -97.0679 | 24274 | 496 | polygon | FALSE | TRUE | America/Chicago | 3 | 74601 74604 74602 | 1840020345 |  | NY | 36 | 17 | 6 | A | Cold | Chenango |  |  | Ponca CityOK | ChenangoNY
CataÃ±o | Catano | PR | Puerto Rico | 72033 | CataÃ±o | 18.4415 | -66.1388 | 24271 | 1921 | polygon | FALSE | FALSE | America/Puerto_Rico | 3 | 00962 00965 00963 | 1630023554 |  | NY | 36 | 19 | 6 | A | Cold | Clinton |  |  | CataÃ±oPR | ClintonNY
Tysons | Tysons | VA | Virginia | 51059 | Fairfax | 38.9215 | -77.2273 | 24261 | 2196 | polygon | FALSE | FALSE | America/New_York | 2 | 22102 22182 | 1840006040 |  | NY | 36 | 21 | 5 | A | Cold | Columbia |  |  | TysonsVA | ColumbiaNY
West Melbourne | West Melbourne | FL | Florida | 12009 | Brevard | 28.0693 | -80.6734 | 24259 | 883 | polygon | FALSE | TRUE | America/New_York | 3 | 32904 | 1840015963 |  | NY | 36 | 23 | 5 | A | Cold | Cortland |  |  | West MelbourneFL | CortlandNY
Faribault | Faribault | MN | Minnesota | 27131 | Rice | 44.2985 | -93.2786 | 24250 | 608 | polygon | FALSE | TRUE | America/Chicago | 3 | 55021 | 1840007889 |  | NY | 36 | 25 | 6 | A | Cold | Delaware |  |  | FaribaultMN | DelawareNY
San Benito | San Benito | TX | Texas | 48061 | Cameron | 26.1298 | -97.644 | 24243 | 592 | polygon | FALSE | TRUE | America/Chicago | 3 | 78586 | 1840022260 |  | NY | 36 | 27 | 5 | A | Cold | Dutchess |  |  | San BenitoTX | DutchessNY
Fort Washington | Fort Washington | MD | Maryland | 24033 | Prince George's | 38.7339 | -77.0069 | 24237 | 678 | polygon | FALSE | FALSE | America/New_York | 3 | 20744 20749 | 1840005953 |  | NY | 36 | 29 | 5 | A | Cold | Erie |  |  | Fort WashingtonMD | ErieNY
Lincolnton | Lincolnton | NC | North Carolina | 37109 | Lincoln | 35.4747 | -81.2385 | 24229 | 499 | polygon | FALSE | TRUE | America/New_York | 3 | 28092 28093 | 1840015427 |  | NY | 36 | 31 | 6 | A | Cold | Essex |  |  | LincolntonNC | EssexNY
West Springfield | West Springfield | VA | Virginia | 51059 | Fairfax | 38.7771 | -77.2268 | 24223 | 1943 | polygon | FALSE | FALSE | America/New_York | 3 | 22152 | 1840006041 |  | NY | 36 | 33 | 6 | A | Cold | Franklin |  |  | West SpringfieldVA | FranklinNY
Simpsonville | Simpsonville | SC | South Carolina | 45045 | Greenville | 34.7287 | -82.2573 | 24221 | 1013 | polygon | FALSE | TRUE | America/New_York | 3 | 29680 29681 | 1840015477 |  | NY | 36 | 35 | 6 | A | Cold | Fulton |  |  | SimpsonvilleSC | FultonNY
Waverly | Waverly | MI | Michigan | 26045 | Eaton | 42.7401 | -84.6353 | 24201 | 1030 | polygon | FALSE | FALSE | America/Detroit | 3 | 48917 48908 | 1840006924 |  | NY | 36 | 37 | 5 | A | Cold | Genesee |  |  | WaverlyMI | GeneseeNY
Bailey's Crossroads | Bailey's Crossroads | VA | Virginia | 51059 | Fairfax | 38.8477 | -77.1305 | 24180 | 4551 | polygon | FALSE | TRUE | America/New_York | 2 | 22041 22311 | 1840037327 |  | NY | 36 | 39 | 5 | A | Cold | Greene |  |  | Bailey's CrossroadsVA | GreeneNY
Okemos | Okemos | MI | Michigan | 26065 | Ingham | 42.7057 | -84.4135 | 24141 | 552 | polygon | FALSE | FALSE | America/Detroit | 3 | 48864 48805 | 1840004502 |  | NY | 36 | 41 | 6 | A | Cold | Hamilton |  |  | OkemosMI | HamiltonNY
Ridgeland | Ridgeland | MS | Mississippi | 28089 | Madison | 32.4236 | -90.1481 | 24104 | 435 | polygon | FALSE | TRUE | America/Chicago | 3 | 39157 39158 | 1840014873 |  | NY | 36 | 43 | 6 | A | Cold | Herkimer |  |  | RidgelandMS | HerkimerNY
Elmwood Park | Elmwood Park | IL | Illinois | 17031 | Cook | 41.9225 | -87.8163 | 24098 | 4875 | polygon | FALSE | TRUE | America/Chicago | 2 | 60707 | 1840011272 |  | NY | 36 | 45 | 6 | A | Cold | Jefferson |  |  | Elmwood ParkIL | JeffersonNY
North Platte | North Platte | NE | Nebraska | 31111 | Lincoln | 41.1266 | -100.764 | 24098 | 689 | polygon | FALSE | TRUE | America/Chicago | 3 | 69101 69103 | 1840008251 |  | NY | 36 | 47 | 4 | A | Mixed-Humid | Kings |  |  | North PlatteNE | KingsNY
Charles Town | Charles Town | WV | West Virginia | 54037 | Jefferson | 39.2745 | -77.8632 | 24094 | 398 | polygon | FALSE | TRUE | America/New_York | 3 | 25414 | 1840005759 |  | NY | 36 | 49 | 6 | A | Cold | Lewis |  |  | Charles TownWV | LewisNY
Freeport | Freeport | IL | Illinois | 17177 | Stephenson | 42.2893 | -89.6347 | 24092 | 787 | polygon | FALSE | TRUE | America/Chicago | 3 | 61032 | 1840008083 |  | NY | 36 | 51 | 5 | A | Cold | Livingston |  |  | FreeportIL | LivingstonNY
Waukee | Waukee | IA | Iowa | 19049 | Dallas | 41.5984 | -93.8872 | 24089 | 448 | polygon | FALSE | TRUE | America/Chicago | 3 | 50263 50003 | 1840010181 |  | NY | 36 | 53 | 6 | A | Cold | Madison |  |  | WaukeeIA | MadisonNY
South Plainfield | South Plainfield | NJ | New Jersey | 34023 | Middlesex | 40.5748 | -74.4153 | 24052 | 1119 | polygon | FALSE | TRUE | America/New_York | 3 | 7080 | 1840001334 |  | NY | 36 | 55 | 5 | A | Cold | Monroe |  |  | South PlainfieldNJ | MonroeNY
Wadsworth | Wadsworth | OH | Ohio | 39103 | Medina | 41.0279 | -81.7324 | 24046 | 822 | polygon | FALSE | TRUE | America/New_York | 3 | 44281 44282 | 1840010294 |  | NY | 36 | 57 | 6 | A | Cold | Montgomery |  |  | WadsworthOH | MontgomeryNY
Tumwater | Tumwater | WA | Washington | 53067 | Thurston | 46.989 | -122.9173 | 24024 | 532 | polygon | FALSE | TRUE | America/Los_Angeles | 3 | 98501 98512 98511 | 1840021145 |  | NY | 36 | 59 | 4 | A | Mixed-Humid | Nassau |  |  | TumwaterWA | NassauNY
Fairfax | Fairfax | VA | Virginia | 51600 | Fairfax | 38.8531 | -77.2998 | 24019 | 1486 | polygon | FALSE | TRUE | America/New_York | 3 | 22030 22031 22037 | 1840001650 |  | NY | 36 | 61 | 4 | A | Mixed-Humid | New York |  |  | FairfaxVA | New YorkNY
Candler-McAfee | Candler-McAfee | GA | Georgia | 13089 | DeKalb | 33.7267 | -84.2723 | 24011 | 1331 | polygon | FALSE | TRUE | America/New_York | 3 | 30032 | 1840073846 |  | NY | 36 | 63 | 5 | A | Cold | Niagara |  |  | Candler-McAfeeGA | NiagaraNY
Oak Ridge | Oak Ridge | FL | Florida | 12095 | Orange | 28.4727 | -81.4169 | 24004 | 2611 | polygon | FALSE | FALSE | America/New_York | 2 | 32809 32839 | 1840029062 |  | NY | 36 | 65 | 6 | A | Cold | Oneida |  |  | Oak RidgeFL | OneidaNY
Venice | Venice | FL | Florida | 12115 | Sarasota | 27.1163 | -82.4135 | 23985 | 614 | polygon | FALSE | TRUE | America/New_York | 3 | 34285 34292 34275 | 1840015989 |  | NY | 36 | 67 | 5 | A | Cold | Onondaga |  |  | VeniceFL | OnondagaNY
Wright | Wright | FL | Florida | 12091 | Okaloosa | 30.4445 | -86.6419 | 23965 | 1684 | polygon | FALSE | FALSE | America/Chicago | 3 | 32547 | 1840013921 |  | NY | 36 | 69 | 5 | A | Cold | Ontario |  |  | WrightFL | OntarioNY
Lincolnia | Lincolnia | VA | Virginia | 51059 | Fairfax | 38.8158 | -77.1543 | 23933 | 1949 | polygon | FALSE | FALSE | America/New_York | 3 | 22312 | 1840006034 |  | NY | 36 | 71 | 5 | A | Cold | Orange |  |  | LincolniaVA | OrangeNY
Westchase | Westchase | FL | Florida | 12057 | Hillsborough | 28.0597 | -82.611 | 23923 | 929 | polygon | FALSE | FALSE | America/New_York | 3 | 33626 | 1840029017 |  | NY | 36 | 73 | 5 | A | Cold | Orleans |  |  | WestchaseFL | OrleansNY
Edgewater | Edgewater | FL | Florida | 12127 | Volusia | 28.9594 | -80.9407 | 23918 | 375 | polygon | FALSE | TRUE | America/New_York | 3 | 32141 32168 32132 | 1840014043 |  | NY | 36 | 75 | 5 | A | Cold | Oswego |  |  | EdgewaterFL | OswegoNY
North Potomac | North Potomac | MD | Maryland | 24031 | Montgomery | 39.0955 | -77.2372 | 23914 | 1415 | polygon | FALSE | FALSE | America/New_York | 3 | 20878 20850 | 1840005835 |  | NY | 36 | 77 | 6 | A | Cold | Otsego |  |  | North PotomacMD | OtsegoNY
Pelham | Pelham | AL | Alabama | 1117 | Shelby | 33.3114 | -86.7573 | 23911 | 237 | polygon | FALSE | TRUE | America/Chicago | 3 | 35043 35124 | 1840014826 |  | NY | 36 | 79 | 5 | A | Cold | Putnam |  |  | PelhamAL | PutnamNY
Corsicana | Corsicana | TX | Texas | 48349 | Navarro | 32.0824 | -96.4665 | 23906 | 401 | polygon | FALSE | TRUE | America/Chicago | 3 | 75110 75109 75151 | 1840019505 |  | NY | 36 | 81 | 4 | A | Mixed-Humid | Queens |  |  | CorsicanaTX | QueensNY
Seal Beach | Seal Beach | CA | California | 6059 | Orange | 33.7542 | -118.0714 | 23896 | 818 | polygon | FALSE | TRUE | America/Los_Angeles | 3 | 92649 90743 90740 | 1840021965 |  | NY | 36 | 83 | 5 | A | Cold | Rensselaer |  |  | Seal BeachCA | RensselaerNY
Fort Dodge | Fort Dodge | IA | Iowa | 19187 | Webster | 42.5098 | -94.1751 | 23888 | 574 | polygon | FALSE | TRUE | America/Chicago | 3 | 50501 | 1840000439 |  | NY | 36 | 85 | 4 | A | Mixed-Humid | Richmond |  |  | Fort DodgeIA | RichmondNY
Dunkirk | Dunkirk | NY | New York | 36013 | Chautauqua | 42.4803 | -79.3323 | 23874 | 1007 | polygon | FALSE | TRUE | America/New_York | 3 | 14048 | 1840000445 |  | NY | 36 | 87 | 5 | A | Cold | Rockland |  |  | DunkirkNY | RocklandNY
Calabasas | Calabasas | CA | California | 6037 | Los Angeles | 34.1375 | -118.6689 | 23853 | 673 | polygon | FALSE | TRUE | America/Los_Angeles | 3 | 91302 91372 | 1840019234 |  | NY | 36 | 91 | 5 | A | Cold | Saratoga |  |  | CalabasasCA | SaratogaNY
Chalmette | Chalmette | LA | Louisiana | 22087 | St. Bernard | 29.9437 | -89.9659 | 23851 | 1283 | polygon | FALSE | FALSE | America/Chicago | 3 | 70043 70044 | 1840014001 |  | NY | 36 | 93 | 5 | A | Cold | Schenectady |  |  | ChalmetteLA | SchenectadyNY
North Augusta | North Augusta | SC | South Carolina | 45003 | Aiken | 33.5214 | -81.9547 | 23845 | 448 | polygon | FALSE | TRUE | America/New_York | 3 | 29860 29841 29861 | 1840014788 |  | NY | 36 | 95 | 6 | A | Cold | Schoharie |  |  | North AugustaSC | SchoharieNY
Palm River-Clair Mel | Palm River-Clair Mel | FL | Florida | 12057 | Hillsborough | 27.9239 | -82.3791 | 23844 | 805 | polygon | FALSE | TRUE | America/New_York | 3 | 33619 33578 33660 | 1840073873 |  | NY | 36 | 97 | 6 | A | Cold | Schuyler |  |  | Palm River-Clair MelFL | SchuylerNY
Mount Pocono | Mount Pocono | PA | Pennsylvania | 42089 | Monroe | 41.1225 | -75.3582 | 23820 | 348 | polygon | FALSE | TRUE | America/New_York | 3 | 18344 | 1840003508 |  | NY | 36 | 99 | 5 | A | Cold | Seneca |  |  | Mount PoconoPA | SenecaNY
Farragut | Farragut | TN | Tennessee | 47093 | Knox | 35.8731 | -84.1822 | 23778 | 574 | polygon | FALSE | TRUE | America/New_York | 3 | 37934 | 1840016171 |  | NY | 36 | 89 | 6 | A | Cold | St. Lawrence |  |  | FarragutTN | St. LawrenceNY
Jenks | Jenks | OK | Oklahoma | 40143 | Tulsa | 35.9981 | -95.9737 | 23767 | 535 | polygon | FALSE | TRUE | America/Chicago | 3 | 74008 74037 | 1840019060 |  | NY | 36 | 101 | 6 | A | Cold | Steuben |  |  | JenksOK | SteubenNY
Palatka | Palatka | FL | Florida | 12107 | Putnam | 29.6493 | -81.6705 | 23738 | 413 | polygon | FALSE | TRUE | America/New_York | 3 | 32177 32178 | 1840015062 |  | NY | 36 | 103 | 4 | A | Mixed-Humid | Suffolk |  |  | PalatkaFL | SuffolkNY
Coronado | Coronado | CA | California | 6073 | San Diego | 32.664 | -117.16 | 23731 | 1149 | polygon | FALSE | TRUE | America/Los_Angeles | 3 | 92155 92135 92118 92178 | 1840019354 |  | NY | 36 | 105 | 6 | A | Cold | Sullivan |  |  | CoronadoCA | SullivanNY
Valinda | Valinda | CA | California | 6037 | Los Angeles | 34.0401 | -117.93 | 23705 | 4544 | polygon | FALSE | FALSE | America/Los_Angeles | 2 | 91744 | 1840019213 |  | NY | 36 | 107 | 5 | A | Cold | Tioga |  |  | ValindaCA | TiogaNY
Centerville | Centerville | OH | Ohio | 39113 | Montgomery | 39.6339 | -84.1449 | 23703 | 834 | polygon | FALSE | TRUE | America/New_York | 3 | 45459 45458 | 1840007308 |  | NY | 36 | 109 | 6 | A | Cold | Tompkins |  |  | CentervilleOH | TompkinsNY
Van Buren | Van Buren | AR | Arkansas | 5033 | Crawford | 35.448 | -94.3528 | 23683 | 593 | polygon | FALSE | TRUE | America/Chicago | 3 | 72956 72957 | 1840015397 |  | NY | 36 | 111 | 6 | A | Cold | Ulster |  |  | Van BurenAR | UlsterNY
Greeneville | Greeneville | TN | Tennessee | 47059 | Greene | 36.168 | -82.8197 | 23683 | 338 | polygon | FALSE | TRUE | America/New_York | 3 | 37745 37743 37744 | 1840016099 |  | NY | 36 | 113 | 6 | A | Cold | Warren |  |  | GreenevilleTN | WarrenNY
Waycross | Waycross | GA | Georgia | 13299 | Ware | 31.2108 | -82.3579 | 23671 | 438 | polygon | FALSE | TRUE | America/New_York | 3 | 31501 31503 31502 | 1840015871 |  | NY | 36 | 115 | 5 | A | Cold | Washington |  |  | WaycrossGA | WashingtonNY
Half Moon Bay | Half Moon Bay | CA | California | 6081 | San Mateo | 37.4688 | -122.4383 | 23653 | 776 | polygon | FALSE | TRUE | America/Los_Angeles | 3 | 94019 | 1840020303 |  | NY | 36 | 117 | 5 | A | Cold | Wayne |  |  | Half Moon BayCA | WayneNY
Belton | Belton | MO | Missouri | 29037 | Cass | 38.8193 | -94.5334 | 23642 | 645 | polygon | FALSE | TRUE | America/Chicago | 3 | 64012 | 1840007463 |  | NY | 36 | 119 | 4 | A | Mixed-Humid | Westchester |  |  | BeltonMO | WestchesterNY
Jacksonville Beach | Jacksonville Beach | FL | Florida | 12031 | Duval | 30.2782 | -81.4045 | 23628 | 1246 | polygon | FALSE | TRUE | America/New_York | 3 | 32250 32240 | 1840015032 |  | NY | 36 | 121 | 6 | A | Cold | Wyoming |  |  | Jacksonville BeachFL | WyomingNY
North Lynnwood | North Lynnwood | WA | Washington | 53061 | Snohomish | 47.8533 | -122.2762 | 23620 | 2916 | polygon | FALSE | FALSE | America/Los_Angeles | 2 | 98087 98037 | 1840037895 |  | NY | 36 | 123 | 5 | A | Cold | Yates |  |  | North LynnwoodWA | YatesNY
Ilion | Ilion | NY | New York | 36043 | Herkimer | 43.0114 | -75.0396 | 23608 | 1187 | polygon | FALSE | TRUE | America/New_York | 3 | 13357 | 1840004149 |  | OH | 39 | 1 | 4 | A | Mixed-Humid | Adams |  |  | IlionNY | AdamsOH
Rosemont | Rosemont | CA | California | 6067 | Sacramento | 38.5477 | -121.3553 | 23602 | 2084 | polygon | FALSE | FALSE | America/Los_Angeles | 2 | 95827 95826 | 1840018844 |  | OH | 39 | 3 | 5 | A | Cold | Allen |  |  | RosemontCA | AllenOH
Seymour | Seymour | IN | Indiana | 18071 | Jackson | 38.9476 | -85.891 | 23598 | 634 | polygon | FALSE | TRUE | America/Indiana/Indianapolis | 3 | 47274 | 1840009708 |  | OH | 39 | 5 | 5 | A | Cold | Ashland |  |  | SeymourIN | AshlandOH
Oakdale | Oakdale | CA | California | 6099 | Stanislaus | 37.7616 | -120.847 | 23596 | 1473 | polygon | FALSE | TRUE | America/Los_Angeles | 3 | 95361 | 1840020289 |  | OH | 39 | 7 | 5 | A | Cold | Ashtabula |  |  | OakdaleCA | AshtabulaOH
Madisonville | Madisonville | KY | Kentucky | 21107 | Hopkins | 37.3408 | -87.5034 | 23580 | 404 | polygon | FALSE | TRUE | America/Chicago | 3 | 42431 | 1840015244 |  | OH | 39 | 9 | 5 | A | Cold | Athens |  |  | MadisonvilleKY | AthensOH
Romulus | Romulus | MI | Michigan | 26163 | Wayne | 42.2237 | -83.366 | 23573 | 255 | polygon | FALSE | TRUE | America/Detroit | 3 | 48174 48242 | 1840003963 |  | OH | 39 | 11 | 5 | A | Cold | Auglaize |  |  | RomulusMI | AuglaizeOH
Cudahy | Cudahy | CA | California | 6037 | Los Angeles | 33.9631 | -118.183 | 23569 | 7739 | polygon | FALSE | TRUE | America/Los_Angeles | 2 | 90201 90096 | 1840019242 |  | OH | 39 | 13 | 5 | A | Cold | Belmont |  |  | CudahyCA | BelmontOH
Copiague | Copiague | NY | New York | 36103 | Suffolk | 40.6728 | -73.3932 | 23561 | 2941 | polygon | FALSE | FALSE | America/New_York | 2 | 11726 11757 11701 | 1840005031 |  | OH | 39 | 15 | 4 | A | Mixed-Humid | Brown |  |  | CopiagueNY | BrownOH
Winter Gardens | Winter Gardens | CA | California | 6073 | San Diego | 32.8376 | -116.9268 | 23545 | 2056 | polygon | FALSE | FALSE | America/Los_Angeles | 2 | 92021 92040 | 1840019351 |  | OH | 39 | 17 | 5 | A | Cold | Butler |  |  | Winter GardensCA | ButlerOH
Leland | Leland | NC | North Carolina | 37019 | Brunswick | 34.2044 | -78.0277 | 23544 | 459 | polygon | FALSE | TRUE | America/New_York | 3 | 28451 28479 | 1840016683 |  | OH | 39 | 19 | 5 | A | Cold | Carroll |  |  | LelandNC | CarrollOH
Rolling Meadows | Rolling Meadows | IL | Illinois | 17031 | Cook | 42.0747 | -88.0252 | 23532 | 1617 | polygon | FALSE | TRUE | America/Chicago | 3 | 60008 | 1840009185 |  | OH | 39 | 21 | 5 | A | Cold | Champaign |  |  | Rolling MeadowsIL | ChampaignOH
Wekiwa Springs | Wekiwa Springs | FL | Florida | 12117 | Seminole | 28.6984 | -81.4251 | 23512 | 1051 | polygon | FALSE | FALSE | America/New_York | 3 | 32779 32752 32791 | 1840029016 |  | OH | 39 | 23 | 5 | A | Cold | Clark |  |  | Wekiwa SpringsFL | ClarkOH
Northdale | Northdale | FL | Florida | 12057 | Hillsborough | 28.1058 | -82.5263 | 23510 | 1122 | polygon | FALSE | FALSE | America/New_York | 3 | 33624 33548 33558 | 1840029107 |  | OH | 39 | 25 | 4 | A | Mixed-Humid | Clermont |  |  | NorthdaleFL | ClermontOH
Fort Hood | Fort Hood | TX | Texas | 48027 | Bell | 31.1345 | -97.7797 | 23508 | 579 | polygon | TRUE | TRUE | America/Chicago | 3 | 76544 | 1840073932 |  | OH | 39 | 27 | 5 | A | Cold | Clinton |  |  | Fort HoodTX | ClintonOH
Benbrook | Benbrook | TX | Texas | 48439 | Tarrant | 32.6787 | -97.4638 | 23502 | 843 | polygon | FALSE | TRUE | America/Chicago | 3 | 76116 76126 | 1840019425 |  | OH | 39 | 29 | 5 | A | Cold | Columbiana |  |  | BenbrookTX | ColumbianaOH
Zion | Zion | IL | Illinois | 17097 | Lake | 42.4598 | -87.8509 | 23487 | 926 | polygon | FALSE | TRUE | America/Chicago | 3 | 60099 | 1840010114 |  | OH | 39 | 31 | 5 | A | Cold | Coshocton |  |  | ZionIL | CoshoctonOH
Watertown | Watertown | WI | Wisconsin | 55055 | Jefferson | 43.1893 | -88.7285 | 23479 | 750 | polygon | FALSE | TRUE | America/Chicago | 3 | 53098 53094 | 1840003000 |  | OH | 39 | 33 | 5 | A | Cold | Crawford |  |  | WatertownWI | CrawfordOH
Montrose | Montrose | CO | Colorado | 8085 | Montrose | 38.469 | -107.859 | 23478 | 413 | polygon | FALSE | TRUE | America/Denver | 3 | 81403 81401 81402 | 1840020251 |  | OH | 39 | 35 | 5 | A | Cold | Cuyahoga |  |  | MontroseCO | CuyahogaOH
Hialeah Gardens | Hialeah Gardens | FL | Florida | 12086 | Miami-Dade | 25.8878 | -80.3569 | 23474 | 2813 | polygon | FALSE | TRUE | America/New_York | 2 | 33016 33018 | 1840015158 |  | OH | 39 | 37 | 5 | A | Cold | Darke |  |  | Hialeah GardensFL | DarkeOH
Columbus | Columbus | NE | Nebraska | 31141 | Platte | 41.4368 | -97.3563 | 23468 | 859 | polygon | FALSE | TRUE | America/Chicago | 3 | 68601 68602 | 1840003345 |  | OH | 39 | 39 | 5 | A | Cold | Defiance |  |  | ColumbusNE | DefianceOH
Plainview | Plainview | TX | Texas | 48189 | Hale | 34.1911 | -101.7234 | 23424 | 560 | polygon | FALSE | TRUE | America/Chicago | 3 | 79072 79073 | 1840020538 |  | OH | 39 | 41 | 5 | A | Cold | Delaware |  |  | PlainviewTX | DelawareOH
Auburn | Auburn | ME | Maine | 23001 | Androscoggin | 44.085 | -70.2492 | 23414 | 152 | polygon | FALSE | TRUE | America/New_York | 3 | 04210 04211 04212 04223 | 1840000319 |  | OH | 39 | 43 | 5 | A | Cold | Erie |  |  | AuburnME | ErieOH
Carteret | Carteret | NJ | New Jersey | 34023 | Middlesex | 40.5848 | -74.2284 | 23408 | 2058 | polygon | FALSE | TRUE | America/New_York | 2 | 7008 | 1840001331 |  | OH | 39 | 45 | 5 | A | Cold | Fairfield |  |  | CarteretNJ | FairfieldOH
Arnold | Arnold | MD | Maryland | 24003 | Anne Arundel | 39.0437 | -76.4974 | 23406 | 835 | polygon | FALSE | FALSE | America/New_York | 3 | 21012 | 1840005907 |  | OH | 39 | 47 | 5 | A | Cold | Fayette |  |  | ArnoldMD | FayetteOH
Avon | Avon | OH | Ohio | 39093 | Lorain | 41.4485 | -82.0187 | 23399 | 434 | polygon | FALSE | TRUE | America/New_York | 3 | 44011 | 1840000641 |  | OH | 39 | 49 | 5 | A | Cold | Franklin |  |  | AvonOH | FranklinOH
West Puente Valley | West Puente Valley | CA | California | 6037 | Los Angeles | 34.0512 | -117.9681 | 23382 | 4829 | polygon | FALSE | FALSE | America/Los_Angeles | 2 | 91746 91744 | 1840028409 |  | OH | 39 | 51 | 5 | A | Cold | Fulton |  |  | West Puente ValleyCA | FultonOH
Loves Park | Loves Park | IL | Illinois | 17201 | Winnebago | 42.3364 | -88.9975 | 23371 | 549 | polygon | FALSE | TRUE | America/Chicago | 3 | 61111 61011 61130 61131 61132 | 1840009130 |  | OH | 39 | 53 | 4 | A | Mixed-Humid | Gallia |  |  | Loves ParkIL | GalliaOH
Vero Beach South | Vero Beach South | FL | Florida | 12061 | Indian River | 27.6164 | -80.413 | 23333 | 879 | polygon | FALSE | TRUE | America/New_York | 3 | 32960 32968 32966 32962 | 1840073853 |  | OH | 39 | 55 | 5 | A | Cold | Geauga |  |  | Vero Beach SouthFL | GeaugaOH
Lisle | Lisle | IL | Illinois | 17043 | DuPage | 41.7918 | -88.0888 | 23270 | 1302 | polygon | FALSE | TRUE | America/Chicago | 3 | 60532 | 1840011401 |  | OH | 39 | 57 | 5 | A | Cold | Greene |  |  | LisleIL | GreeneOH
Greenbelt | Greenbelt | MD | Maryland | 24033 | Prince George's | 38.9953 | -76.8885 | 23224 | 1438 | polygon | FALSE | TRUE | America/New_York | 3 | 20737 20770 20768 20771 | 1840005974 |  | OH | 39 | 59 | 5 | A | Cold | Guernsey |  |  | GreenbeltMD | GuernseyOH
Granite Bay | Granite Bay | CA | California | 6061 | Placer | 38.7601 | -121.1714 | 23183 | 416 | polygon | FALSE | FALSE | America/Los_Angeles | 3 | 95746 95650 | 1840017559 |  | OH | 39 | 61 | 4 | A | Mixed-Humid | Hamilton |  |  | Granite BayCA | HamiltonOH
Maywood | Maywood | IL | Illinois | 17031 | Cook | 41.8798 | -87.8442 | 23158 | 3291 | polygon | FALSE | TRUE | America/Chicago | 2 | 60153 | 1840011294 |  | OH | 39 | 63 | 5 | A | Cold | Hancock |  |  | MaywoodIL | HancockOH
Dickinson | Dickinson | ND | North Dakota | 38089 | Stark | 46.8917 | -102.7924 | 23133 | 631 | polygon | FALSE | TRUE | America/Denver | 3 | 58601 58602 | 1840000192 |  | OH | 39 | 65 | 5 | A | Cold | Hardin |  |  | DickinsonND | HardinOH
Oxford | Oxford | OH | Ohio | 39017 | Butler | 39.5061 | -84.7434 | 23113 | 1188 | polygon | FALSE | TRUE | America/New_York | 3 | 45056 | 1840009572 |  | OH | 39 | 67 | 5 | A | Cold | Harrison |  |  | OxfordOH | HarrisonOH
Kenmore | Kenmore | WA | Washington | 53033 | King | 47.7516 | -122.2489 | 23097 | 1450 | polygon | FALSE | TRUE | America/Los_Angeles | 3 | 98028 98034 | 1840018423 |  | OH | 39 | 69 | 5 | A | Cold | Henry |  |  | KenmoreWA | HenryOH
Allison Park | Allison Park | PA | Pennsylvania | 42003 | Allegheny | 40.573 | -79.9603 | 23092 | 644 | polygon | FALSE | FALSE | America/New_York | 3 | 15101 15091 | 1840026468 |  | OH | 39 | 71 | 5 | A | Cold | Highland |  |  | Allison ParkPA | HighlandOH
Farmington | Farmington | MN | Minnesota | 27037 | Dakota | 44.6573 | -93.1688 | 23091 | 609 | polygon | FALSE | TRUE | America/Chicago | 3 | 55024 | 1840007853 |  | OH | 39 | 73 | 5 | A | Cold | Hocking |  |  | FarmingtonMN | HockingOH
Monsey | Monsey | NY | New York | 36087 | Rockland | 41.1181 | -74.0681 | 23055 | 3923 | polygon | FALSE | FALSE | America/New_York | 2 | 10952 10977 | 1840004961 |  | OH | 39 | 75 | 5 | A | Cold | Holmes |  |  | MonseyNY | HolmesOH
Hastings | Hastings | MN | Minnesota | 27037 | Dakota | 44.7318 | -92.8538 | 23047 | 858 | polygon | FALSE | TRUE | America/Chicago | 3 | 55033 | 1840006770 |  | OH | 39 | 77 | 5 | A | Cold | Huron |  |  | HastingsMN | HuronOH
Rockingham | Rockingham | NC | North Carolina | 37153 | Richmond | 34.9386 | -79.7608 | 23016 | 437 | polygon | FALSE | TRUE | America/New_York | 3 | 28379 28380 | 1840014617 |  | OH | 39 | 79 | 5 | A | Cold | Jackson |  |  | RockinghamNC | JacksonOH
Greenfield | Greenfield | IN | Indiana | 18059 | Hancock | 39.7936 | -85.7737 | 23006 | 655 | polygon | FALSE | TRUE | America/Indiana/Indianapolis | 3 | 46140 | 1840014673 |  | OH | 39 | 81 | 5 | A | Cold | Jefferson |  |  | GreenfieldIN | JeffersonOH
Auburn | Auburn | IN | Indiana | 18033 | DeKalb | 41.3666 | -85.0559 | 22994 | 679 | polygon | FALSE | TRUE | America/Indiana/Indianapolis | 3 | 46706 | 1840007100 |  | OH | 39 | 83 | 5 | A | Cold | Knox |  |  | AuburnIN | KnoxOH
Frederickson | Frederickson | WA | Washington | 53053 | Pierce | 47.0914 | -122.3594 | 22994 | 767 | polygon | FALSE | FALSE | America/Los_Angeles | 3 | 98387 98375 98446 | 1840037551 |  | OH | 39 | 85 | 5 | A | Cold | Lake |  |  | FredericksonWA | LakeOH
Willoughby | Willoughby | OH | Ohio | 39085 | Lake | 41.646 | -81.4084 | 22977 | 865 | polygon | FALSE | TRUE | America/New_York | 3 | 44094 44096 | 1840000547 |  | OH | 39 | 87 | 4 | A | Mixed-Humid | Lawrence |  |  | WilloughbyOH | LawrenceOH
Mustang | Mustang | OK | Oklahoma | 40017 | Canadian | 35.3917 | -97.7246 | 22959 | 739 | polygon | FALSE | TRUE | America/Chicago | 3 | 73064 | 1840020421 |  | OH | 39 | 89 | 5 | A | Cold | Licking |  |  | MustangOK | LickingOH
Patterson | Patterson | CA | California | 6099 | Stanislaus | 37.4758 | -121.1535 | 22930 | 1115 | polygon | FALSE | TRUE | America/Los_Angeles | 3 | 95363 | 1840020290 |  | OH | 39 | 91 | 5 | A | Cold | Logan |  |  | PattersonCA | LoganOH
Gallup | Gallup | NM | New Mexico | 35031 | McKinley | 35.5183 | -108.7423 | 22917 | 415 | polygon | FALSE | TRUE | America/Denver | 3 | 87301 87322 | 1840020395 |  | OH | 39 | 93 | 5 | A | Cold | Lorain |  |  | GallupNM | LorainOH
Radcliff | Radcliff | KY | Kentucky | 21093 | Hardin | 37.8206 | -85.9366 | 22914 | 665 | polygon | FALSE | TRUE | America/New_York | 3 | 40160 42701 40159 | 1840014329 |  | OH | 39 | 95 | 5 | A | Cold | Lucas |  |  | RadcliffKY | LucasOH
West Rancho Dominguez | West Rancho Dominguez | CA | California | 6037 | Los Angeles | 33.9057 | -118.2682 | 22901 | 2225 | polygon | FALSE | FALSE | America/Los_Angeles | 2 | 90248 90061 90059 90220 | 1840028406 |  | OH | 39 | 97 | 5 | A | Cold | Madison |  |  | West Rancho DominguezCA | MadisonOH
Blue Island | Blue Island | IL | Illinois | 17031 | Cook | 41.6578 | -87.6812 | 22899 | 2171 | polygon | FALSE | TRUE | America/Chicago | 2 | 60406 | 1840007028 |  | OH | 39 | 99 | 5 | A | Cold | Mahoning |  |  | Blue IslandIL | MahoningOH
Crystal | Crystal | MN | Minnesota | 27053 | Hennepin | 45.0377 | -93.3599 | 22899 | 1527 | polygon | FALSE | TRUE | America/Chicago | 3 | 55422 55427 55429 55428 | 1840006745 |  | OH | 39 | 101 | 5 | A | Cold | Marion |  |  | CrystalMN | MarionOH
Belton | Belton | TX | Texas | 48027 | Bell | 31.0525 | -97.479 | 22885 | 437 | polygon | FALSE | TRUE | America/Chicago | 3 | 76513 | 1840019556 |  | OH | 39 | 103 | 5 | A | Cold | Medina |  |  | BeltonTX | MedinaOH
Pace | Pace | FL | Florida | 12113 | Santa Rosa | 30.6187 | -87.1667 | 22860 | 364 | polygon | FALSE | FALSE | America/Chicago | 3 | 32571 | 1840013919 |  | OH | 39 | 105 | 5 | A | Cold | Meigs |  |  | PaceFL | MeigsOH
Marshall | Marshall | TX | Texas | 48203 | Harrison | 32.537 | -94.3515 | 22831 | 297 | polygon | FALSE | TRUE | America/Chicago | 3 | 75672 75670 75671 | 1840020739 |  | OH | 39 | 107 | 5 | A | Cold | Mercer |  |  | MarshallTX | MercerOH
Laguna Beach | Laguna Beach | CA | California | 6059 | Orange | 33.5448 | -117.7612 | 22827 | 991 | polygon | FALSE | TRUE | America/Los_Angeles | 3 | 92651 92652 | 1840020587 |  | OH | 39 | 109 | 5 | A | Cold | Miami |  |  | Laguna BeachCA | MiamiOH
Webster Groves | Webster Groves | MO | Missouri | 29189 | St. Louis | 38.5866 | -90.3544 | 22819 | 1486 | polygon | FALSE | TRUE | America/Chicago | 3 | 63119 | 1840010744 |  | OH | 39 | 111 | 5 | A | Cold | Monroe |  |  | Webster GrovesMO | MonroeOH
Acworth | Acworth | GA | Georgia | 13067 | Cobb | 34.0566 | -84.6715 | 22818 | 980 | polygon | FALSE | TRUE | America/New_York | 3 | 30144 30101 | 1840013688 |  | OH | 39 | 113 | 5 | A | Cold | Montgomery |  |  | AcworthGA | MontgomeryOH
Griffin | Griffin | GA | Georgia | 13255 | Spalding | 33.2418 | -84.2747 | 22813 | 632 | polygon | FALSE | TRUE | America/New_York | 3 | 30224 30223 | 1840013776 |  | OH | 39 | 115 | 5 | A | Cold | Morgan |  |  | GriffinGA | MorganOH
Willowbrook | Willowbrook | CA | California | 6037 | Los Angeles | 33.9199 | -118.2362 | 22811 | 5694 | polygon | FALSE | FALSE | America/Los_Angeles | 2 | 90059 90222 | 1840019220 |  | OH | 39 | 117 | 5 | A | Cold | Morrow |  |  | WillowbrookCA | MorrowOH
Morton Grove | Morton Grove | IL | Illinois | 17031 | Cook | 42.0423 | -87.789 | 22796 | 1729 | polygon | FALSE | TRUE | America/Chicago | 3 | 60053 | 1840011299 |  | OH | 39 | 119 | 5 | A | Cold | Muskingum |  |  | Morton GroveIL | MuskingumOH
Keene | Keene | NH | New Hampshire | 33005 | Cheshire | 42.9494 | -72.2997 | 22786 | 237 | polygon | FALSE | TRUE | America/New_York | 3 | 03431 03435 | 1840003050 |  | OH | 39 | 121 | 5 | A | Cold | Noble |  |  | KeeneNH | NobleOH
Marina | Marina | CA | California | 6053 | Monterey | 36.6812 | -121.7895 | 22781 | 989 | polygon | FALSE | TRUE | America/Los_Angeles | 3 | 93933 | 1840020357 |  | OH | 39 | 123 | 5 | A | Cold | Ottawa |  |  | MarinaCA | OttawaOH
Solon | Solon | OH | Ohio | 39035 | Cuyahoga | 41.3864 | -81.4401 | 22779 | 431 | polygon | FALSE | TRUE | America/New_York | 3 | 44139 | 1840003413 |  | OH | 39 | 125 | 5 | A | Cold | Paulding |  |  | SolonOH | PauldingOH
New Brighton | New Brighton | MN | Minnesota | 27123 | Ramsey | 45.0658 | -93.206 | 22753 | 1352 | polygon | FALSE | TRUE | America/Chicago | 3 | 55112 | 1840007841 |  | OH | 39 | 127 | 5 | A | Cold | Perry |  |  | New BrightonMN | PerryOH
Mandan | Mandan | ND | North Dakota | 38059 | Morton | 46.829 | -100.887 | 22752 | 650 | polygon | FALSE | TRUE | America/North_Dakota/New_Salem | 3 | 58554 | 1840000199 |  | OH | 39 | 129 | 5 | A | Cold | Pickaway |  |  | MandanND | PickawayOH
Pittsburg | Pittsburg | KS | Kansas | 20037 | Crawford | 37.4129 | -94.6984 | 22711 | 592 | polygon | FALSE | TRUE | America/Chicago | 3 | 66762 | 1840001697 |  | OH | 39 | 131 | 4 | A | Mixed-Humid | Pike |  |  | PittsburgKS | PikeOH
Elizabeth City | Elizabeth City | NC | North Carolina | 37139 | Pasquotank | 36.2943 | -76.2361 | 22711 | 586 | polygon | FALSE | TRUE | America/New_York | 3 | 27909 27906 27907 | 1840013315 |  | OH | 39 | 133 | 5 | A | Cold | Portage |  |  | Elizabeth CityNC | PortageOH
Harriman | Harriman | TN | Tennessee | 47145 | Roane | 35.9307 | -84.5602 | 22708 | 225 | polygon | FALSE | TRUE | America/New_York | 3 | 37748 | 1840013385 |  | OH | 39 | 135 | 5 | A | Cold | Preble |  |  | HarrimanTN | PrebleOH
Ives Estates | Ives Estates | FL | Florida | 12086 | Miami-Dade | 25.9632 | -80.183 | 22707 | 3442 | polygon | FALSE | FALSE | America/New_York | 2 | 33179 | 1840028705 |  | OH | 39 | 137 | 5 | A | Cold | Putnam |  |  | Ives EstatesFL | PutnamOH
Greenfield | Greenfield | MA | Massachusetts | 25011 | Franklin | 42.614 | -72.5985 | 22703 | 311 | polygon | FALSE | TRUE | America/New_York | 3 | 1301 | 1840132426 |  | OH | 39 | 139 | 5 | A | Cold | Richland |  |  | GreenfieldMA | RichlandOH
Fairhope | Fairhope | AL | Alabama | 1003 | Baldwin | 30.5217 | -87.8815 | 22677 | 626 | polygon | FALSE | TRUE | America/Chicago | 3 | 36532 | 1840002039 |  | OH | 39 | 141 | 5 | A | Cold | Ross |  |  | FairhopeAL | RossOH
Cottage Lake | Cottage Lake | WA | Washington | 53033 | King | 47.7466 | -122.0755 | 22677 | 384 | polygon | FALSE | FALSE | America/Los_Angeles | 3 | 98072 98077 | 1840037848 |  | OH | 39 | 143 | 5 | A | Cold | Sandusky |  |  | Cottage LakeWA | SanduskyOH
Machesney Park | Machesney Park | IL | Illinois | 17201 | Winnebago | 42.3666 | -89.0266 | 22677 | 690 | polygon | FALSE | TRUE | America/Chicago | 3 | 61115 | 1840011123 |  | OH | 39 | 145 | 4 | A | Mixed-Humid | Scioto |  |  | Machesney ParkIL | SciotoOH
Braidwood | Braidwood | IL | Illinois | 17197 | Will | 41.2696 | -88.2235 | 22670 | 450 | polygon | FALSE | TRUE | America/Chicago | 3 | 60407 60408 60481 | 1840007090 |  | OH | 39 | 147 | 5 | A | Cold | Seneca |  |  | BraidwoodIL | SenecaOH
Hurricane | Hurricane | UT | Utah | 49053 | Washington | 37.1487 | -113.3517 | 22666 | 139 | polygon | FALSE | TRUE | America/Denver | 3 | 84737 | 1840018936 |  | OH | 39 | 149 | 5 | A | Cold | Shelby |  |  | HurricaneUT | ShelbyOH
Trussville | Trussville | AL | Alabama | 1073 | Jefferson | 33.6404 | -86.5819 | 22635 | 254 | polygon | FALSE | TRUE | America/Chicago | 3 | 35235 35173 | 1840015672 |  | OH | 39 | 151 | 5 | A | Cold | Stark |  |  | TrussvilleAL | StarkOH
Waynesboro | Waynesboro | VA | Virginia | 51820 | Waynesboro | 38.0674 | -78.9014 | 22630 | 583 | polygon | FALSE | TRUE | America/New_York | 3 | 22980 | 1840003848 |  | OH | 39 | 153 | 5 | A | Cold | Summit |  |  | WaynesboroVA | SummitOH
Johnston | Johnston | IA | Iowa | 19153 | Polk | 41.6857 | -93.7173 | 22582 | 520 | polygon | FALSE | TRUE | America/Chicago | 3 | 50131 | 1840008170 |  | OH | 39 | 155 | 5 | A | Cold | Trumbull |  |  | JohnstonIA | TrumbullOH
Corcoran | Corcoran | CA | California | 6031 | Kings | 36.0839 | -119.561 | 22581 | 1150 | polygon | FALSE | TRUE | America/Los_Angeles | 3 | 93212 | 1840019056 |  | OH | 39 | 157 | 5 | A | Cold | Tuscarawas |  |  | CorcoranCA | TuscarawasOH
Meadville | Meadville | PA | Pennsylvania | 42039 | Crawford | 41.6476 | -80.1468 | 22580 | 1117 | polygon | FALSE | TRUE | America/New_York | 3 | 16335 16388 | 1840000558 |  | OH | 39 | 159 | 5 | A | Cold | Union |  |  | MeadvillePA | UnionOH
Landover | Landover | MD | Maryland | 24033 | Prince George's | 38.9241 | -76.8875 | 22553 | 2177 | polygon | FALSE | FALSE | America/New_York | 2 | 20784 20785 | 1840005956 |  | OH | 39 | 161 | 5 | A | Cold | Van Wert |  |  | LandoverMD | Van WertOH
Happy Valley | Happy Valley | OR | Oregon | 41005 | Clackamas | 45.4362 | -122.5077 | 22553 | 765 | polygon | FALSE | TRUE | America/Los_Angeles | 3 | 97015 97089 97086 | 1840019950 |  | OH | 39 | 163 | 5 | A | Cold | Vinton |  |  | Happy ValleyOR | VintonOH
East Peoria | East Peoria | IL | Illinois | 17179 | Tazewell | 40.6734 | -89.5419 | 22546 | 430 | polygon | FALSE | TRUE | America/Chicago | 3 | 61611 61612 61635 | 1840008327 |  | OH | 39 | 165 | 5 | A | Cold | Warren |  |  | East PeoriaIL | WarrenOH
Hopewell | Hopewell | VA | Virginia | 51670 | Hopewell | 37.2915 | -77.2985 | 22529 | 840 | polygon | FALSE | TRUE | America/New_York | 3 | 23860 | 1840003859 |  | OH | 39 | 167 | 4 | A | Mixed-Humid | Washington |  |  | HopewellVA | WashingtonOH
Fort Walton Beach | Fort Walton Beach | FL | Florida | 12091 | Okaloosa | 30.4249 | -86.6194 | 22521 | 1136 | polygon | FALSE | TRUE | America/Chicago | 3 | 32548 32547 32549 | 1840013923 |  | OH | 39 | 169 | 5 | A | Cold | Wayne |  |  | Fort Walton BeachFL | WayneOH
Nixa | Nixa | MO | Missouri | 29043 | Christian | 37.0453 | -93.296 | 22515 | 953 | polygon | FALSE | TRUE | America/Chicago | 3 | 65714 | 1840008789 |  | OH | 39 | 171 | 5 | A | Cold | Williams |  |  | NixaMO | WilliamsOH
Clinton | Clinton | UT | Utah | 49011 | Davis | 41.1395 | -112.0656 | 22499 | 1464 | polygon | FALSE | TRUE | America/Denver | 3 | 84015 | 1840018736 |  | OH | 39 | 173 | 5 | A | Cold | Wood |  |  | ClintonUT | WoodOH
Munster | Munster | IN | Indiana | 18089 | Lake | 41.5469 | -87.504 | 22476 | 1150 | polygon | FALSE | TRUE | America/Chicago | 3 | 46321 | 1840009262 |  | OH | 39 | 175 | 5 | A | Cold | Wyandot |  |  | MunsterIN | WyandotOH
Christiansburg | Christiansburg | VA | Virginia | 51121 | Montgomery | 37.1411 | -80.4028 | 22473 | 615 | polygon | FALSE | TRUE | America/New_York | 3 | 24073 24068 | 1840006447 |  | OK | 40 | 1 | 3 | A | Mixed-Humid | Adair |  |  | ChristiansburgVA | AdairOK
Anthem | Anthem | AZ | Arizona | 4013 | Maricopa | 33.856 | -112.1168 | 22468 | 1096 | polygon | FALSE | FALSE | America/Phoenix | 3 | 85086 | 1840022919 |  | OK | 40 | 3 | 3 | A | Mixed-Humid | Alfalfa |  |  | AnthemAZ | AlfalfaOK
Roselle | Roselle | IL | Illinois | 17043 | DuPage | 41.9807 | -88.0861 | 22463 | 1585 | polygon | FALSE | TRUE | America/Chicago | 3 | 60172 | 1840011407 |  | OK | 40 | 5 | 3 | A | Mixed-Humid | Atoka |  |  | RoselleIL | AtokaOK
Garden City | Garden City | NY | New York | 36059 | Nassau | 40.7266 | -73.6447 | 22454 | 1626 | polygon | FALSE | TRUE | America/New_York | 3 | 11530 11531 11599 | 1840005289 |  | OK | 40 | 7 | 4 | B | Mixed-Dry | Beaver |  |  | Garden CityNY | BeaverOK
The Crossings | The Crossings | FL | Florida | 12086 | Miami-Dade | 25.6708 | -80.4018 | 22441 | 2508 | polygon | FALSE | FALSE | America/New_York | 2 | 33186 | 1840029008 |  | OK | 40 | 9 | 3 | A | Mixed-Humid | Beckham |  |  | The CrossingsFL | BeckhamOK
Warrensburg | Warrensburg | MO | Missouri | 29101 | Johnson | 38.7627 | -93.726 | 22410 | 838 | polygon | FALSE | TRUE | America/Chicago | 3 | 64093 | 1840010721 |  | OK | 40 | 11 | 3 | A | Mixed-Humid | Blaine |  |  | WarrensburgMO | BlaineOK
Kihei | Kihei | HI | Hawaii | 15009 | Maui | 20.7653 | -156.4454 | 22402 | 923 | polygon | FALSE | FALSE | Pacific/Honolulu | 3 | 96753 | 1840029507 |  | OK | 40 | 13 | 3 | A | Mixed-Humid | Bryan |  |  | KiheiHI | BryanOK
Union City | Union City | GA | Georgia | 13121 | Fulton | 33.5941 | -84.5629 | 22399 | 439 | polygon | FALSE | TRUE | America/New_York | 3 | 30349 30291 30213 31192 | 1840015610 |  | OK | 40 | 15 | 3 | A | Mixed-Humid | Caddo |  |  | Union CityGA | CaddoOK
Millbrae | Millbrae | CA | California | 6081 | San Mateo | 37.5994 | -122.4023 | 22394 | 2659 | polygon | FALSE | TRUE | America/Los_Angeles | 2 | 94030 | 1840020306 |  | OK | 40 | 17 | 3 | A | Mixed-Humid | Canadian |  |  | MillbraeCA | CanadianOK
Florida Ridge | Florida Ridge | FL | Florida | 12061 | Indian River | 27.5805 | -80.3848 | 22372 | 802 | polygon | FALSE | FALSE | America/New_York | 3 | 32962 | 1840029035 |  | OK | 40 | 19 | 3 | A | Mixed-Humid | Carter |  |  | Florida RidgeFL | CarterOK
Silver Firs | Silver Firs | WA | Washington | 53061 | Snohomish | 47.8635 | -122.1497 | 22358 | 1259 | polygon | FALSE | FALSE | America/Los_Angeles | 3 | 98296 98012 98208 | 1840037898 |  | OK | 40 | 21 | 3 | A | Mixed-Humid | Cherokee |  |  | Silver FirsWA | CherokeeOK
Dolton | Dolton | IL | Illinois | 17031 | Cook | 41.6284 | -87.5979 | 22348 | 1887 | polygon | FALSE | TRUE | America/Chicago | 3 | 60419 | 1840011269 |  | OK | 40 | 23 | 3 | A | Mixed-Humid | Choctaw |  |  | DoltonIL | ChoctawOK
Duncan | Duncan | OK | Oklahoma | 40137 | Stephens | 34.5424 | -97.919 | 22344 | 201 | polygon | FALSE | TRUE | America/Chicago | 3 | 73533 73055 73534 | 1840019253 |  | OK | 40 | 25 | 4 | B | Mixed-Dry | Cimarron |  |  | DuncanOK | CimarronOK
Brent | Brent | FL | Florida | 12033 | Escambia | 30.4729 | -87.2496 | 22337 | 831 | polygon | FALSE | FALSE | America/Chicago | 3 | 32505 32503 32520 | 1840013913 |  | OK | 40 | 27 | 3 | A | Mixed-Humid | Cleveland |  |  | BrentFL | ClevelandOK
Northfield | Northfield | MN | Minnesota | 27131 | Rice | 44.455 | -93.1698 | 22325 | 942 | polygon | FALSE | TRUE | America/Chicago | 3 | 55057 | 1840007891 |  | OK | 40 | 29 | 3 | A | Mixed-Humid | Coal |  |  | NorthfieldMN | CoalOK
Highland | Highland | IN | Indiana | 18089 | Lake | 41.5485 | -87.4587 | 22316 | 1234 | polygon | FALSE | TRUE | America/Chicago | 3 | 46322 | 1840010226 |  | OK | 40 | 31 | 3 | A | Mixed-Humid | Comanche |  |  | HighlandIN | ComancheOK
Sequim | Sequim | WA | Washington | 53009 | Clallam | 48.0746 | -123.0944 | 22304 | 466 | polygon | FALSE | TRUE | America/Los_Angeles | 3 | 98382 | 1840021076 |  | OK | 40 | 33 | 3 | A | Mixed-Humid | Cotton |  |  | SequimWA | CottonOK
Prairie Village | Prairie Village | KS | Kansas | 20091 | Johnson | 38.9874 | -94.6361 | 22295 | 1386 | polygon | FALSE | TRUE | America/Chicago | 3 | 66208 66207 | 1840001644 |  | OK | 40 | 35 | 3 | A | Mixed-Humid | Craig |  |  | Prairie VillageKS | CraigOK
Kuna | Kuna | ID | Idaho | 16001 | Ada | 43.4869 | -116.3986 | 22292 | 434 | polygon | FALSE | TRUE | America/Boise | 3 | 83634 83642 | 1840020047 |  | OK | 40 | 37 | 3 | A | Mixed-Humid | Creek |  |  | KunaID | CreekOK
Coralville | Coralville | IA | Iowa | 19103 | Johnson | 41.699 | -91.5967 | 22290 | 685 | polygon | FALSE | TRUE | America/Chicago | 3 | 52241 | 1840007076 |  | OK | 40 | 39 | 3 | A | Mixed-Humid | Custer |  |  | CoralvilleIA | CusterOK
Fort Mill | Fort Mill | SC | South Carolina | 45091 | York | 35.0062 | -80.9388 | 22284 | 441 | polygon | FALSE | TRUE | America/New_York | 3 | 29715 29716 | 1840016479 |  | OK | 40 | 41 | 3 | A | Mixed-Humid | Delaware |  |  | Fort MillSC | DelawareOK
Rose Hill | Rose Hill | VA | Virginia | 51059 | Fairfax | 38.7872 | -77.1085 | 22252 | 1529 | polygon | FALSE | FALSE | America/New_York | 3 | 22303 22310 | 1840133323 |  | OK | 40 | 43 | 3 | A | Mixed-Humid | Dewey |  |  | Rose HillVA | DeweyOK
Hudson | Hudson | OH | Ohio | 39153 | Summit | 41.2399 | -81.4408 | 22237 | 335 | polygon | FALSE | TRUE | America/New_York | 3 | 44236 44237 | 1840007138 |  | OK | 40 | 45 | 3 | A | Mixed-Humid | Ellis |  |  | HudsonOH | EllisOK
Lutz | Lutz | FL | Florida | 12057 | Hillsborough | 28.1396 | -82.4467 | 22235 | 351 | polygon | FALSE | FALSE | America/New_York | 3 | 33548 33549 33559 33647 33675 | 1840014156 |  | OK | 40 | 47 | 3 | A | Mixed-Humid | Garfield |  |  | LutzFL | GarfieldOK
Taylors | Taylors | SC | South Carolina | 45045 | Greenville | 34.9157 | -82.3124 | 22230 | 812 | polygon | FALSE | FALSE | America/New_York | 3 | 29687 | 1840013498 |  | OK | 40 | 49 | 3 | A | Mixed-Humid | Garvin |  |  | TaylorsSC | GarvinOK
Roanoke Rapids | Roanoke Rapids | NC | North Carolina | 37083 | Halifax | 36.4452 | -77.6491 | 22225 | 557 | polygon | FALSE | TRUE | America/New_York | 3 | 27870 | 1840014437 |  | OK | 40 | 51 | 3 | A | Mixed-Humid | Grady |  |  | Roanoke RapidsNC | GradyOK
Vega Baja | Vega Baja | PR | Puerto Rico | 72145 | Vega Baja | 18.441 | -66.3993 | 22211 | 1376 | polygon | FALSE | FALSE | America/Puerto_Rico | 3 | 693 | 1630023572 |  | OK | 40 | 53 | 3 | A | Mixed-Humid | Grant |  |  | Vega BajaPR | GrantOK
Raymore | Raymore | MO | Missouri | 29037 | Cass | 38.8029 | -94.4583 | 22194 | 494 | polygon | FALSE | TRUE | America/Chicago | 3 | 64083 | 1840009787 |  | OK | 40 | 55 | 3 | A | Mixed-Humid | Greer |  |  | RaymoreMO | GreerOK
Ensley | Ensley | FL | Florida | 12033 | Escambia | 30.5261 | -87.2735 | 22194 | 703 | polygon | FALSE | FALSE | America/Chicago | 3 | 32514 32534 | 1840013104 |  | OK | 40 | 57 | 3 | A | Mixed-Humid | Harmon |  |  | EnsleyFL | HarmonOK
Fremont | Fremont | OH | Ohio | 39143 | Sandusky | 41.3536 | -83.1148 | 22191 | 720 | polygon | FALSE | TRUE | America/New_York | 3 | 43420 | 1840000653 |  | OK | 40 | 59 | 3 | A | Mixed-Humid | Harper |  |  | FremontOH | HarperOK
Mukwonago | Mukwonago | WI | Wisconsin | 55133 | Waukesha | 42.8566 | -88.3269 | 22185 | 383 | polygon | FALSE | TRUE | America/Chicago | 3 | 53149 53120 | 1840003022 |  | OK | 40 | 61 | 3 | A | Mixed-Humid | Haskell |  |  | MukwonagoWI | HaskellOK
Watertown | Watertown | SD | South Dakota | 46029 | Codington | 44.9094 | -97.1531 | 22174 | 472 | polygon | FALSE | TRUE | America/Chicago | 3 | 57201 | 1840002156 |  | OK | 40 | 63 | 3 | A | Mixed-Humid | Hughes |  |  | WatertownSD | HughesOK
East Patchogue | East Patchogue | NY | New York | 36103 | Suffolk | 40.7704 | -72.9817 | 22172 | 1028 | polygon | FALSE | FALSE | America/New_York | 3 | 11772 | 1840005040 |  | OK | 40 | 65 | 3 | A | Mixed-Humid | Jackson |  |  | East PatchogueNY | JacksonOK
Lebanon | Lebanon | OR | Oregon | 41043 | Linn | 44.5317 | -122.9071 | 22160 | 964 | polygon | FALSE | TRUE | America/Los_Angeles | 3 | 97355 | 1840019991 |  | OK | 40 | 67 | 3 | A | Mixed-Humid | Jefferson |  |  | LebanonOR | JeffersonOK
Pickerington | Pickerington | OH | Ohio | 39045 | Fairfield | 39.889 | -82.7678 | 22158 | 868 | polygon | FALSE | TRUE | America/New_York | 3 | 43147 | 1840009528 |  | OK | 40 | 69 | 3 | A | Mixed-Humid | Johnston |  |  | PickeringtonOH | JohnstonOK
Lexington | Lexington | SC | South Carolina | 45063 | Lexington | 33.989 | -81.2202 | 22157 | 722 | polygon | FALSE | TRUE | America/New_York | 3 | 29072 29071 | 1840016724 |  | OK | 40 | 71 | 3 | A | Mixed-Humid | Kay |  |  | LexingtonSC | KayOK
Arvin | Arvin | CA | California | 6029 | Kern | 35.1944 | -118.8306 | 22155 | 1750 | polygon | FALSE | TRUE | America/Los_Angeles | 3 | 93203 | 1840019147 |  | OK | 40 | 73 | 3 | A | Mixed-Humid | Kingfisher |  |  | ArvinCA | KingfisherOK
Lino Lakes | Lino Lakes | MN | Minnesota | 27003 | Anoka | 45.1679 | -93.083 | 22119 | 302 | polygon | FALSE | TRUE | America/Chicago | 3 | 55014 55038 | 1840008902 |  | OK | 40 | 75 | 3 | A | Mixed-Humid | Kiowa |  |  | Lino LakesMN | KiowaOK
Augusta | Augusta | ME | Maine | 23011 | Kennebec | 44.3341 | -69.7319 | 22116 | 130 | polygon | FALSE | TRUE | America/New_York | 3 | 04330 04332 04333 04336 04338 | 1840000302 |  | OK | 40 | 77 | 3 | A | Mixed-Humid | Latimer |  |  | AugustaME | LatimerOK
Milford | Milford | DE | Delaware | 10005 | Sussex | 38.9091 | -75.4224 | 22102 | 463 | polygon | FALSE | TRUE | America/New_York | 3 | 19963 | 1840006069 |  | OK | 40 | 79 | 3 | A | Mixed-Humid | Le Flore |  |  | MilfordDE | Le FloreOK
Shelbyville | Shelbyville | TN | Tennessee | 47003 | Bedford | 35.4987 | -86.4516 | 22101 | 462 | polygon | FALSE | TRUE | America/Chicago | 3 | 37160 37161 37162 | 1840015412 |  | OK | 40 | 81 | 3 | A | Mixed-Humid | Lincoln |  |  | ShelbyvilleTN | LincolnOK
Corinth | Corinth | TX | Texas | 48121 | Denton | 33.1435 | -97.0681 | 22099 | 1095 | polygon | FALSE | TRUE | America/Chicago | 3 | 76208 76210 | 1840019389 |  | OK | 40 | 83 | 3 | A | Mixed-Humid | Logan |  |  | CorinthTX | LoganOK
Naples | Naples | FL | Florida | 12021 | Collier | 26.1504 | -81.7936 | 22088 | 693 | polygon | FALSE | TRUE | America/New_York | 3 | 34103 34102 34101 34105 34104 34106 | 1840015131 |  | OK | 40 | 85 | 3 | A | Mixed-Humid | Love |  |  | NaplesFL | LoveOK
West Carson | West Carson | CA | California | 6037 | Los Angeles | 33.8229 | -118.2931 | 22079 | 3762 | polygon | FALSE | FALSE | America/Los_Angeles | 2 | 90710 90502 | 1840028405 |  | OK | 40 | 93 | 3 | A | Mixed-Humid | Major |  |  | West CarsonCA | MajorOK
Maple Heights | Maple Heights | OH | Ohio | 39035 | Cuyahoga | 41.4094 | -81.5625 | 22078 | 1648 | polygon | FALSE | TRUE | America/New_York | 3 | 44137 | 1840000611 |  | OK | 40 | 95 | 3 | A | Mixed-Humid | Marshall |  |  | Maple HeightsOH | MarshallOK
Lealman | Lealman | FL | Florida | 12103 | Pinellas | 27.8197 | -82.6847 | 22034 | 2112 | polygon | FALSE | FALSE | America/New_York | 2 | 33702 33709 33714 33784 | 1840025161 |  | OK | 40 | 97 | 3 | A | Mixed-Humid | Mayes |  |  | LealmanFL | MayesOK
Chester | Chester | VA | Virginia | 51041 | Chesterfield | 37.3531 | -77.4342 | 22032 | 644 | polygon | FALSE | FALSE | America/New_York | 3 | 23831 | 1840006410 |  | OK | 40 | 87 | 3 | A | Mixed-Humid | McClain |  |  | ChesterVA | McClainOK
Gardner | Gardner | KS | Kansas | 20091 | Johnson | 38.8158 | -94.93 | 22031 | 826 | polygon | FALSE | TRUE | America/Chicago | 3 | 66030 | 1840001636 |  | OK | 40 | 89 | 3 | A | Mixed-Humid | McCurtain |  |  | GardnerKS | McCurtainOK
Union Hill-Novelty Hill | Union Hill-Novelty Hill | WA | Washington | 53033 | King | 47.6788 | -122.0284 | 21992 | 350 | polygon | FALSE | TRUE | America/Los_Angeles | 3 | 98053 98077 | 1840074663 |  | OK | 40 | 91 | 3 | A | Mixed-Humid | McIntosh |  |  | Union Hill-Novelty HillWA | McIntoshOK
Hayesville | Hayesville | OR | Oregon | 41047 | Marion | 44.9794 | -122.9739 | 21979 | 2802 | polygon | FALSE | FALSE | America/Los_Angeles | 2 | 97305 | 1840034726 |  | OK | 40 | 99 | 3 | A | Mixed-Humid | Murray |  |  | HayesvilleOR | MurrayOK
Siloam Springs | Siloam Springs | AR | Arkansas | 5007 | Benton | 36.1844 | -94.5318 | 21975 | 580 | polygon | FALSE | TRUE | America/Chicago | 3 | 72761 | 1840015288 |  | OK | 40 | 101 | 3 | A | Mixed-Humid | Muskogee |  |  | Siloam SpringsAR | MuskogeeOK
Piqua | Piqua | OH | Ohio | 39109 | Miami | 40.1505 | -84.2441 | 21936 | 707 | polygon | FALSE | TRUE | America/New_York | 3 | 45356 | 1840009467 |  | OK | 40 | 103 | 3 | A | Mixed-Humid | Noble |  |  | PiquaOH | NobleOK
Fish Hawk | Fish Hawk | FL | Florida | 12057 | Hillsborough | 27.8511 | -82.2164 | 21929 | 522 | polygon | FALSE | FALSE | America/New_York | 3 | 33547 33569 | 1840028982 |  | OK | 40 | 105 | 3 | A | Mixed-Humid | Nowata |  |  | Fish HawkFL | NowataOK
Port Hueneme | Port Hueneme | CA | California | 6111 | Ventura | 34.1617 | -119.2036 | 21926 | 1913 | polygon | FALSE | TRUE | America/Los_Angeles | 3 | 93041 93043 93044 | 1840020475 |  | OK | 40 | 107 | 3 | A | Mixed-Humid | Okfuskee |  |  | Port HuenemeCA | OkfuskeeOK
Lakeside | Lakeside | CA | California | 6073 | San Diego | 32.856 | -116.904 | 21917 | 1221 | polygon | FALSE | FALSE | America/Los_Angeles | 3 | 92021 92040 | 1840018025 |  | OK | 40 | 109 | 3 | A | Mixed-Humid | Oklahoma |  |  | LakesideCA | OklahomaOK
Summit | Summit | NJ | New Jersey | 34039 | Union | 40.7154 | -74.3647 | 21897 | 1410 | polygon | FALSE | TRUE | America/New_York | 3 | 07901 07902 | 1840000999 |  | OK | 40 | 111 | 3 | A | Mixed-Humid | Okmulgee |  |  | SummitNJ | OkmulgeeOK
Secaucus | Secaucus | NJ | New Jersey | 34017 | Hudson | 40.781 | -74.0659 | 21893 | 1450 | polygon | FALSE | TRUE | America/New_York | 3 | 07094 07096 | 1840001033 |  | OK | 40 | 113 | 3 | A | Mixed-Humid | Osage |  |  | SecaucusNJ | OsageOK
Golden Valley | Golden Valley | MN | Minnesota | 27053 | Hennepin | 44.9901 | -93.3591 | 21886 | 828 | polygon | FALSE | TRUE | America/Chicago | 3 | 55422 55427 55426 55416 | 1840007824 |  | OK | 40 | 115 | 3 | A | Mixed-Humid | Ottawa |  |  | Golden ValleyMN | OttawaOK
Jasmine Estates | Jasmine Estates | FL | Florida | 12101 | Pasco | 28.293 | -82.6907 | 21865 | 2378 | polygon | FALSE | FALSE | America/New_York | 2 | 34668 | 1840014116 |  | OK | 40 | 117 | 3 | A | Mixed-Humid | Pawnee |  |  | Jasmine EstatesFL | PawneeOK
Mount Vernon | Mount Vernon | OH | Ohio | 39083 | Knox | 40.3854 | -82.4734 | 21864 | 676 | polygon | FALSE | TRUE | America/New_York | 3 | 43050 | 1840001343 |  | OK | 40 | 119 | 3 | A | Mixed-Humid | Payne |  |  | Mount VernonOH | PayneOK
Bloomington | Bloomington | CA | California | 6071 | San Bernardino | 34.0601 | -117.4013 | 21847 | 1389 | polygon | FALSE | FALSE | America/Los_Angeles | 3 | 92316 | 1840017799 |  | OK | 40 | 121 | 3 | A | Mixed-Humid | Pittsburg |  |  | BloomingtonCA | PittsburgOK
Camp Springs | Camp Springs | MD | Maryland | 24033 | Prince George's | 38.8052 | -76.9198 | 21841 | 1098 | polygon | FALSE | FALSE | America/New_York | 3 | 20744 20746 20748 | 1840005947 |  | OK | 40 | 123 | 3 | A | Mixed-Humid | Pontotoc |  |  | Camp SpringsMD | PontotocOK
Lennox | Lennox | CA | California | 6037 | Los Angeles | 33.938 | -118.3586 | 21818 | 7703 | polygon | FALSE | FALSE | America/Los_Angeles | 2 | 90304 | 1840017923 |  | OK | 40 | 125 | 3 | A | Mixed-Humid | Pottawatomie |  |  | LennoxCA | PottawatomieOK
Roselle | Roselle | NJ | New Jersey | 34039 | Union | 40.6527 | -74.2599 | 21811 | 3195 | polygon | FALSE | TRUE | America/New_York | 2 | 7203 | 1840001092 |  | OK | 40 | 127 | 3 | A | Mixed-Humid | Pushmataha |  |  | RoselleNJ | PushmatahaOK
Geneva | Geneva | IL | Illinois | 17089 | Kane | 41.8832 | -88.3242 | 21809 | 848 | polygon | FALSE | TRUE | America/Chicago | 3 | 60134 | 1840008135 |  | OK | 40 | 129 | 3 | A | Mixed-Humid | Roger Mills |  |  | GenevaIL | Roger MillsOK
Sunny Isles Beach | Sunny Isles Beach | FL | Florida | 12086 | Miami-Dade | 25.9385 | -80.1246 | 21804 | 8330 | polygon | FALSE | TRUE | America/New_York | 2 | 33160 | 1840016007 |  | OK | 40 | 131 | 3 | A | Mixed-Humid | Rogers |  |  | Sunny Isles BeachFL | RogersOK
Rancho San Diego | Rancho San Diego | CA | California | 6073 | San Diego | 32.7624 | -116.9197 | 21799 | 967 | polygon | FALSE | FALSE | America/Los_Angeles | 3 | 92019 | 1840019347 |  | OK | 40 | 133 | 3 | A | Mixed-Humid | Seminole |  |  | Rancho San DiegoCA | SeminoleOK
Massapequa | Massapequa | NY | New York | 36059 | Nassau | 40.6676 | -73.4706 | 21784 | 2363 | polygon | FALSE | FALSE | America/New_York | 2 | 11758 | 1840005274 |  | OK | 40 | 135 | 3 | A | Mixed-Humid | Sequoyah |  |  | MassapequaNY | SequoyahOK
Bloomingdale | Bloomingdale | IL | Illinois | 17043 | DuPage | 41.9497 | -88.0895 | 21779 | 1243 | polygon | FALSE | TRUE | America/Chicago | 3 | 60108 60117 | 1840011399 |  | OK | 40 | 137 | 3 | A | Mixed-Humid | Stephens |  |  | BloomingdaleIL | StephensOK
Shafter | Shafter | CA | California | 6029 | Kern | 35.4794 | -119.2013 | 21734 | 203 | polygon | FALSE | TRUE | America/Los_Angeles | 3 | 93263 93314 | 1840021735 |  | OK | 40 | 139 | 4 | B | Mixed-Dry | Texas |  |  | ShafterCA | TexasOK
Eastmont | Eastmont | WA | Washington | 53061 | Snohomish | 47.8968 | -122.1817 | 21733 | 1640 | polygon | FALSE | FALSE | America/Los_Angeles | 3 | 98208 | 1840139116 |  | OK | 40 | 141 | 3 | A | Mixed-Humid | Tillman |  |  | EastmontWA | TillmanOK
Katy | Katy | TX | Texas | 48201 | Harris | 29.7904 | -95.8353 | 21729 | 576 | polygon | FALSE | TRUE | America/Chicago | 3 | 77493 77494 77491 | 1840019648 |  | OK | 40 | 143 | 3 | A | Mixed-Humid | Tulsa |  |  | KatyTX | TulsaOK
Brownwood | Brownwood | TX | Texas | 48049 | Brown | 31.7127 | -98.9767 | 21729 | 476 | polygon | FALSE | TRUE | America/Chicago | 3 | 76801 76802 76803 | 1840019519 |  | OK | 40 | 145 | 3 | A | Mixed-Humid | Wagoner |  |  | BrownwoodTX | WagonerOK
Del City | Del City | OK | Oklahoma | 40109 | Oklahoma | 35.4483 | -97.4408 | 21712 | 1115 | polygon | FALSE | TRUE | America/Chicago | 3 | 73115 73117 | 1840019154 |  | OK | 40 | 147 | 3 | A | Mixed-Humid | Washington |  |  | Del CityOK | WashingtonOK
Jacksonville | Jacksonville | IL | Illinois | 17137 | Morgan | 39.7292 | -90.2318 | 21685 | 680 | polygon | FALSE | TRUE | America/Chicago | 3 | 62650 62651 | 1840008438 |  | OK | 40 | 149 | 3 | A | Mixed-Humid | Washita |  |  | JacksonvilleIL | WashitaOK
North Bay Shore | North Bay Shore | NY | New York | 36103 | Suffolk | 40.7601 | -73.2618 | 21679 | 2604 | polygon | FALSE | TRUE | America/New_York | 2 | 11706 | 1840005055 |  | OK | 40 | 151 | 3 | A | Mixed-Humid | Woods |  |  | North Bay ShoreNY | WoodsOK
Silverdale | Silverdale | WA | Washington | 53035 | Kitsap | 47.6663 | -122.6828 | 21677 | 662 | polygon | FALSE | FALSE | America/Los_Angeles | 3 | 98311 98370 98383 | 1840018406 |  | OK | 40 | 153 | 3 | A | Mixed-Humid | Woodward |  |  | SilverdaleWA | WoodwardOK
Kapolei | Kapolei | HI | Hawaii | 15003 | Honolulu | 21.3403 | -158.0665 | 21674 | 2022 | polygon | FALSE | FALSE | Pacific/Honolulu | 2 | 96707 | 1840025211 |  | OR | 41 | 1 | 5 | B | Cold | Baker |  |  | KapoleiHI | BakerOR
Allendale | Allendale | MI | Michigan | 26139 | Ottawa | 42.9851 | -85.9509 | 21672 | 368 | polygon | FALSE | FALSE | America/Detroit | 3 | 49460 49401 | 1840004345 |  | OR | 41 | 3 | 4 | C | Marine | Benton |  |  | AllendaleMI | BentonOR
Darien | Darien | IL | Illinois | 17043 | DuPage | 41.7447 | -87.9823 | 21628 | 1346 | polygon | FALSE | TRUE | America/Chicago | 3 | 60561 | 1840007045 |  | OR | 41 | 5 | 4 | C | Marine | Clackamas |  |  | DarienIL | ClackamasOR
Perrysburg | Perrysburg | OH | Ohio | 39173 | Wood | 41.5377 | -83.6413 | 21626 | 702 | polygon | FALSE | TRUE | America/New_York | 3 | 43551 43552 | 1840000623 |  | OR | 41 | 7 | 4 | C | Marine | Clatsop |  |  | PerrysburgOH | ClatsopOR
Lewistown | Lewistown | PA | Pennsylvania | 42087 | Mifflin | 40.5964 | -77.573 | 21614 | 1545 | polygon | FALSE | TRUE | America/New_York | 3 | 17044 | 1840003592 |  | OR | 41 | 9 | 4 | C | Marine | Columbia |  |  | LewistownPA | ColumbiaOR
Hamtramck | Hamtramck | MI | Michigan | 26163 | Wayne | 42.3954 | -83.056 | 21599 | 3980 | polygon | FALSE | TRUE | America/Detroit | 2 | 48211 48212 | 1840003980 |  | OR | 41 | 11 | 4 | C | Marine | Coos |  |  | HamtramckMI | CoosOR
La Porte | La Porte | IN | Indiana | 18091 | LaPorte | 41.6077 | -86.7136 | 21569 | 713 | polygon | FALSE | TRUE | America/Chicago | 3 | 46350 46352 | 1840030063 |  | OR | 41 | 13 | 5 | B | Cold | Crook |  |  | La PorteIN | CrookOR
Clarksville | Clarksville | IN | Indiana | 18019 | Clark | 38.3221 | -85.7673 | 21558 | 835 | polygon | FALSE | TRUE | America/Kentucky/Louisville | 3 | 47129 47172 | 1840009665 |  | OR | 41 | 15 | 4 | C | Marine | Curry |  |  | ClarksvilleIN | CurryOR
New Castle | New Castle | IN | Indiana | 18065 | Henry | 39.919 | -85.3697 | 21555 | 898 | polygon | FALSE | TRUE | America/Indiana/Indianapolis | 3 | 47362 | 1840008396 |  | OR | 41 | 17 | 5 | B | Cold | Deschutes |  |  | New CastleIN | DeschutesOR
Bellview | Bellview | FL | Florida | 12033 | Escambia | 30.462 | -87.312 | 21515 | 713 | polygon | FALSE | FALSE | America/Chicago | 3 | 32526 | 1840013912 |  | OR | 41 | 19 | 4 | C | Marine | Douglas |  |  | BellviewFL | DouglasOR
Biddeford | Biddeford | ME | Maine | 23031 | York | 43.4674 | -70.4512 | 21504 | 275 | polygon | FALSE | TRUE | America/New_York | 3 | 04005 04006 04007 | 1840000342 |  | OR | 41 | 21 | 5 | B | Cold | Gilliam |  |  | BiddefordME | GilliamOR
McNair | McNair | VA | Virginia | 51059 | Fairfax | 38.9513 | -77.4116 | 21485 | 4062 | polygon | FALSE | TRUE | America/New_York | 2 | 20171 | 1840041794 |  | OR | 41 | 23 | 5 | B | Cold | Grant |  |  | McNairVA | GrantOR
Villa Park | Villa Park | IL | Illinois | 17043 | DuPage | 41.8864 | -87.9779 | 21483 | 1757 | polygon | FALSE | TRUE | America/Chicago | 3 | 60181 | 1840011412 |  | OR | 41 | 25 | 5 | B | Cold | Harney |  |  | Villa ParkIL | HarneyOR
Fernley | Fernley | NV | Nevada | 32019 | Lyon | 39.5611 | -119.1926 | 21476 | 67 | polygon | FALSE | TRUE | America/Los_Angeles | 3 | 89408 | 1840020214 |  | OR | 41 | 27 | 5 | B | Cold | Hood River |  |  | FernleyNV | Hood RiverOR
Elkridge | Elkridge | MD | Maryland | 24027 | Howard | 39.1941 | -76.7427 | 21458 | 987 | polygon | FALSE | FALSE | America/New_York | 3 | 21075 | 1840005801 |  | OR | 41 | 29 | 4 | C | Marine | Jackson |  |  | ElkridgeMD | JacksonOR
Mukilteo | Mukilteo | WA | Washington | 53061 | Snohomish | 47.9096 | -122.3035 | 21441 | 1323 | polygon | FALSE | TRUE | America/Los_Angeles | 3 | 98275 | 1840019793 |  | OR | 41 | 31 | 5 | B | Cold | Jefferson |  |  | MukilteoWA | JeffersonOR
Atoka | Atoka | TN | Tennessee | 47167 | Tipton | 35.4239 | -89.7861 | 21428 | 303 | polygon | FALSE | TRUE | America/Chicago | 3 | 38004 38071 | 1840015416 |  | OR | 41 | 33 | 4 | C | Marine | Josephine |  |  | AtokaTN | JosephineOR
Prichard | Prichard | AL | Alabama | 1097 | Mobile | 30.7735 | -88.1301 | 21428 | 326 | polygon | FALSE | TRUE | America/Chicago | 3 | 36616 36610 36613 36612 36663 | 1840014990 |  | OR | 41 | 35 | 5 | B | Cold | Klamath |  |  | PrichardAL | KlamathOR
Hays | Hays | KS | Kansas | 20051 | Ellis | 38.8815 | -99.3218 | 21421 | 955 | polygon | FALSE | TRUE | America/Chicago | 3 | 67601 | 1840001628 |  | OR | 41 | 37 | 5 | B | Cold | Lake |  |  | HaysKS | LakeOR
Birmingham | Birmingham | MI | Michigan | 26125 | Oakland | 42.5447 | -83.2166 | 21389 | 1721 | polygon | FALSE | TRUE | America/Detroit | 3 | 48009 48012 | 1840002438 |  | OR | 41 | 39 | 4 | C | Marine | Lane |  |  | BirminghamMI | LaneOR
Easley | Easley | SC | South Carolina | 45077 | Pickens | 34.819 | -82.5828 | 21364 | 661 | polygon | FALSE | TRUE | America/New_York | 3 | 29642 29640 | 1840013526 |  | OR | 41 | 41 | 4 | C | Marine | Lincoln |  |  | EasleySC | LincolnOR
Brambleton | Brambleton | VA | Virginia | 51107 | Loudoun | 38.9802 | -77.5323 | 21358 | 1433 | polygon | FALSE | FALSE | America/New_York | 3 | 20148 | 1840024497 |  | OR | 41 | 43 | 4 | C | Marine | Linn |  |  | BrambletonVA | LinnOR
Mountlake Terrace | Mountlake Terrace | WA | Washington | 53061 | Snohomish | 47.7921 | -122.3076 | 21338 | 2031 | polygon | FALSE | TRUE | America/Los_Angeles | 2 | 98043 | 1840019792 |  | OR | 41 | 45 | 5 | B | Cold | Malheur |  |  | Mountlake TerraceWA | MalheurOR
Ramona | Ramona | CA | California | 6073 | San Diego | 33.0474 | -116.8767 | 21323 | 214 | polygon | FALSE | FALSE | America/Los_Angeles | 3 | 92065 | 1840019346 |  | OR | 41 | 47 | 4 | C | Marine | Marion |  |  | RamonaCA | MarionOR
Owosso | Owosso | MI | Michigan | 26155 | Shiawassee | 42.9955 | -84.176 | 21315 | 1062 | polygon | FALSE | TRUE | America/Detroit | 3 | 48867 | 1840003068 |  | OR | 41 | 49 | 5 | B | Cold | Morrow |  |  | OwossoMI | MorrowOR
King of Prussia | King of Prussia | PA | Pennsylvania | 42091 | Montgomery | 40.0963 | -75.382 | 21313 | 969 | polygon | FALSE | FALSE | America/New_York | 3 | 19406 19484 | 1840005464 |  | OR | 41 | 51 | 4 | C | Marine | Multnomah |  |  | King of PrussiaPA | MultnomahOR
DeBary | DeBary | FL | Florida | 12127 | Volusia | 28.8815 | -81.324 | 21305 | 433 | polygon | FALSE | TRUE | America/New_York | 3 | 32713 32753 | 1840015070 |  | OR | 41 | 53 | 4 | C | Marine | Polk |  |  | DeBaryFL | PolkOR
Eustis | Eustis | FL | Florida | 12069 | Lake | 28.856 | -81.6781 | 21303 | 784 | polygon | FALSE | TRUE | America/New_York | 3 | 32726 32736 32727 | 1840014054 |  | OR | 41 | 55 | 5 | B | Cold | Sherman |  |  | EustisFL | ShermanOR
South Euclid | South Euclid | OH | Ohio | 39035 | Cuyahoga | 41.5239 | -81.5245 | 21297 | 1768 | polygon | FALSE | TRUE | America/New_York | 3 | 44121 44143 | 1840003414 |  | OR | 41 | 57 | 4 | C | Marine | Tillamook |  |  | South EuclidOH | TillamookOR
South Holland | South Holland | IL | Illinois | 17031 | Cook | 41.5977 | -87.6022 | 21296 | 1136 | polygon | FALSE | TRUE | America/Chicago | 3 | 60473 | 1840011324 |  | OR | 41 | 59 | 5 | B | Cold | Umatilla |  |  | South HollandIL | UmatillaOR
Palm Valley | Palm Valley | FL | Florida | 12109 | St. Johns | 30.2011 | -81.3949 | 21292 | 675 | polygon | FALSE | FALSE | America/New_York | 3 | 32082 | 1840013971 |  | OR | 41 | 61 | 5 | B | Cold | Union |  |  | Palm ValleyFL | UnionOR
North Plainfield | North Plainfield | NJ | New Jersey | 34035 | Somerset | 40.6209 | -74.4386 | 21289 | 2927 | polygon | FALSE | TRUE | America/New_York | 2 | 07063 07060 | 1840001059 |  | OR | 41 | 63 | 5 | B | Cold | Wallowa |  |  | North PlainfieldNJ | WallowaOR
Ashland | Ashland | OR | Oregon | 41029 | Jackson | 42.1905 | -122.6992 | 21281 | 1238 | polygon | FALSE | TRUE | America/Los_Angeles | 3 | 97520 | 1840018674 |  | OR | 41 | 65 | 5 | B | Cold | Wasco |  |  | AshlandOR | WascoOR
Sapulpa | Sapulpa | OK | Oklahoma | 40037 | Creek | 36.0089 | -96.1006 | 21278 | 348 | polygon | FALSE | TRUE | America/Chicago | 3 | 74131 74066 74067 | 1840021691 |  | OR | 41 | 67 | 4 | C | Marine | Washington |  |  | SapulpaOK | WashingtonOR
Duarte | Duarte | CA | California | 6037 | Los Angeles | 34.161 | -117.9504 | 21271 | 1224 | polygon | FALSE | TRUE | America/Los_Angeles | 3 | 91010 91009 | 1840019246 |  | OR | 41 | 69 | 5 | B | Cold | Wheeler |  |  | DuarteCA | WheelerOR
Marietta | Marietta | OH | Ohio | 39167 | Washington | 39.4241 | -81.4465 | 21267 | 611 | polygon | FALSE | TRUE | America/New_York | 3 | 45750 | 1840001545 |  | OR | 41 | 71 | 4 | C | Marine | Yamhill |  |  | MariettaOH | YamhillOR
Battle Ground | Battle Ground | WA | Washington | 53011 | Clark | 45.7765 | -122.5413 | 21252 | 964 | polygon | FALSE | TRUE | America/Los_Angeles | 3 | 98604 | 1840018523 |  | PA | 42 | 1 | 5 | A | Cold | Adams |  |  | Battle GroundWA | AdamsPA
Stephenville | Stephenville | TX | Texas | 48143 | Erath | 32.2148 | -98.2205 | 21247 | 690 | polygon | FALSE | TRUE | America/Chicago | 3 | 76401 76402 | 1840022097 |  | PA | 42 | 3 | 5 | A | Cold | Allegheny |  |  | StephenvilleTX | AlleghenyPA
Amsterdam | Amsterdam | NY | New York | 36057 | Montgomery | 42.942 | -74.1907 | 21241 | 1168 | polygon | FALSE | TRUE | America/New_York | 3 | 12010 | 1840000391 |  | PA | 42 | 5 | 5 | A | Cold | Armstrong |  |  | AmsterdamNY | ArmstrongPA
Oxford | Oxford | AL | Alabama | 1015 | Calhoun | 33.5967 | -85.8687 | 21225 | 257 | polygon | FALSE | TRUE | America/Chicago | 3 | 36260 36203 36253 | 1840014780 |  | PA | 42 | 7 | 5 | A | Cold | Beaver |  |  | OxfordAL | BeaverPA
Park Forest | Park Forest | IL | Illinois | 17031 | Cook | 41.4817 | -87.6868 | 21210 | 1650 | polygon | FALSE | TRUE | America/Chicago | 3 | 60466 | 1840011313 |  | PA | 42 | 9 | 5 | A | Cold | Bedford |  |  | Park ForestIL | BedfordPA
Evans | Evans | CO | Colorado | 8123 | Weld | 40.366 | -104.7389 | 21205 | 804 | polygon | FALSE | TRUE | America/Denver | 3 | 80645 80634 80620 | 1840020147 |  | PA | 42 | 11 | 5 | A | Cold | Berks |  |  | EvansCO | BerksPA
Alexandria | Alexandria | MN | Minnesota | 27041 | Douglas | 45.8777 | -95.3766 | 21204 | 310 | polygon | FALSE | TRUE | America/Chicago | 3 | 56308 | 1840006680 |  | PA | 42 | 13 | 5 | A | Cold | Blair |  |  | AlexandriaMN | BlairPA
Fort Atkinson | Fort Atkinson | WI | Wisconsin | 55055 | Jefferson | 42.9253 | -88.8441 | 21196 | 847 | polygon | FALSE | TRUE | America/Chicago | 3 | 53538 | 1840003004 |  | PA | 42 | 15 | 5 | A | Cold | Bradford |  |  | Fort AtkinsonWI | BradfordPA
Hazel Dell | Hazel Dell | WA | Washington | 53011 | Clark | 45.6797 | -122.6553 | 21196 | 1692 | polygon | FALSE | FALSE | America/Los_Angeles | 3 | 98665 | 1840037662 |  | PA | 42 | 17 | 4 | A | Mixed-Humid | Bucks |  |  | Hazel DellWA | BucksPA
Carrboro | Carrboro | NC | North Carolina | 37135 | Orange | 35.926 | -79.0878 | 21190 | 1263 | polygon | FALSE | TRUE | America/New_York | 3 | 27516 27510 | 1840015334 |  | PA | 42 | 19 | 5 | A | Cold | Butler |  |  | CarrboroNC | ButlerPA
Bardstown | Bardstown | KY | Kentucky | 21179 | Nelson | 37.8174 | -85.4548 | 21184 | 420 | polygon | FALSE | TRUE | America/New_York | 3 | 40004 | 1840013219 |  | PA | 42 | 21 | 5 | A | Cold | Cambria |  |  | BardstownKY | CambriaPA
East Ridge | East Ridge | TN | Tennessee | 47065 | Hamilton | 34.9973 | -85.2284 | 21182 | 987 | polygon | FALSE | TRUE | America/New_York | 3 | 37412 | 1840013452 |  | PA | 42 | 23 | 6 | A | Cold | Cameron |  |  | East RidgeTN | CameronPA
Elko | Elko | NV | Nevada | 32007 | Elko | 40.8387 | -115.7674 | 21179 | 442 | polygon | FALSE | TRUE | America/Los_Angeles | 3 | 89801 | 1840020120 |  | PA | 42 | 25 | 5 | A | Cold | Carbon |  |  | ElkoNV | CarbonPA
Covington | Covington | WA | Washington | 53033 | King | 47.3668 | -122.1044 | 21175 | 1378 | polygon | FALSE | TRUE | America/Los_Angeles | 3 | 98042 | 1840018425 |  | PA | 42 | 27 | 5 | A | Cold | Centre |  |  | CovingtonWA | CentrePA
Gaffney | Gaffney | SC | South Carolina | 45021 | Cherokee | 35.0742 | -81.6558 | 21169 | 583 | polygon | FALSE | TRUE | America/New_York | 3 | 29341 29340 | 1840013515 |  | PA | 42 | 29 | 4 | A | Mixed-Humid | Chester |  |  | GaffneySC | ChesterPA
Sun Valley | Sun Valley | NV | Nevada | 32031 | Washoe | 39.6106 | -119.7765 | 21159 | 549 | polygon | FALSE | FALSE | America/Los_Angeles | 3 | 89433 | 1840018711 |  | PA | 42 | 31 | 5 | A | Cold | Clarion |  |  | Sun ValleyNV | ClarionPA
Sidney | Sidney | OH | Ohio | 39149 | Shelby | 40.2891 | -84.1667 | 21148 | 659 | polygon | FALSE | TRUE | America/New_York | 3 | 45365 45367 | 1840009429 |  | PA | 42 | 33 | 6 | A | Cold | Clearfield |  |  | SidneyOH | ClearfieldPA
Bonney Lake | Bonney Lake | WA | Washington | 53053 | Pierce | 47.1791 | -122.17 | 21148 | 993 | polygon | FALSE | TRUE | America/Los_Angeles | 3 | 98391 | 1840018454 |  | PA | 42 | 35 | 5 | A | Cold | Clinton |  |  | Bonney LakeWA | ClintonPA
Dickinson | Dickinson | TX | Texas | 48167 | Galveston | 29.4546 | -95.0583 | 21129 | 806 | polygon | FALSE | TRUE | America/Chicago | 3 | 77539 | 1840019667 |  | PA | 42 | 37 | 5 | A | Cold | Columbia |  |  | DickinsonTX | ColumbiaPA
Martha Lake | Martha Lake | WA | Washington | 53061 | Snohomish | 47.8479 | -122.2327 | 21129 | 1791 | polygon | FALSE | FALSE | America/Los_Angeles | 3 | 98087 98012 98208 | 1840037875 |  | PA | 42 | 39 | 5 | A | Cold | Crawford |  |  | Martha LakeWA | CrawfordPA
Bothell West | Bothell West | WA | Washington | 53061 | Snohomish | 47.8056 | -122.2401 | 21115 | 1965 | polygon | FALSE | TRUE | America/Los_Angeles | 3 | 98021 98036 98012 | 1840041906 |  | PA | 42 | 41 | 5 | A | Cold | Cumberland |  |  | Bothell WestWA | CumberlandPA
Arnold | Arnold | MO | Missouri | 29099 | Jefferson | 38.4296 | -90.3733 | 21091 | 706 | polygon | FALSE | TRUE | America/Chicago | 3 | 63010 | 1840007506 |  | PA | 42 | 43 | 5 | A | Cold | Dauphin |  |  | ArnoldMO | DauphinPA
Ballenger Creek | Ballenger Creek | MD | Maryland | 24021 | Frederick | 39.3807 | -77.4205 | 21080 | 753 | polygon | FALSE | FALSE | America/New_York | 3 | 21704 21703 | 1840031490 |  | PA | 42 | 45 | 4 | A | Mixed-Humid | Delaware |  |  | Ballenger CreekMD | DelawarePA
Rolla | Rolla | MO | Missouri | 29161 | Phelps | 37.9458 | -91.7608 | 21059 | 650 | polygon | FALSE | TRUE | America/Chicago | 3 | 65401 65402 65409 | 1840009849 |  | PA | 42 | 47 | 6 | A | Cold | Elk |  |  | RollaMO | ElkPA
West Pensacola | West Pensacola | FL | Florida | 12033 | Escambia | 30.4263 | -87.2679 | 21056 | 1133 | polygon | FALSE | FALSE | America/Chicago | 3 | 32505 32506 32507 | 1840013915 |  | PA | 42 | 49 | 5 | A | Cold | Erie |  |  | West PensacolaFL | EriePA
Harvey | Harvey | LA | Louisiana | 22051 | Jefferson | 29.8876 | -90.0666 | 21054 | 1253 | polygon | FALSE | FALSE | America/Chicago | 3 | 70058 70059 70060 | 1840013985 |  | PA | 42 | 51 | 5 | A | Cold | Fayette |  |  | HarveyLA | FayettePA
Johnstown | Johnstown | CO | Colorado | 8123 | Weld | 40.3499 | -104.9481 | 21048 | 426 | polygon | FALSE | TRUE | America/Denver | 3 | 80534 | 1840021369 |  | PA | 42 | 53 | 5 | A | Cold | Forest |  |  | JohnstownCO | ForestPA
Cockeysville | Cockeysville | MD | Maryland | 24005 | Baltimore | 39.4793 | -76.63 | 21038 | 713 | polygon | FALSE | FALSE | America/New_York | 3 | 21031 21030 21093 21065 | 1840005680 |  | PA | 42 | 55 | 5 | A | Cold | Franklin |  |  | CockeysvilleMD | FranklinPA
Pleasant Prairie | Pleasant Prairie | WI | Wisconsin | 55059 | Kenosha | 42.5266 | -87.8895 | 21034 | 243 | polygon | FALSE | TRUE | America/Chicago | 3 | 53142 53158 | 1840003163 |  | PA | 42 | 57 | 5 | A | Cold | Fulton |  |  | Pleasant PrairieWI | FultonPA
Shelbyville | Shelbyville | IN | Indiana | 18145 | Shelby | 39.535 | -85.7792 | 21028 | 602 | polygon | FALSE | TRUE | America/Indiana/Indianapolis | 3 | 46176 | 1840009561 |  | PA | 42 | 59 | 5 | A | Cold | Greene |  |  | ShelbyvilleIN | GreenePA
Sweetwater | Sweetwater | FL | Florida | 12086 | Miami-Dade | 25.7786 | -80.376 | 20994 | 3699 | polygon | FALSE | TRUE | America/New_York | 2 | 33172 33174 | 1840016008 |  | PA | 42 | 61 | 5 | A | Cold | Huntingdon |  |  | SweetwaterFL | HuntingdonPA
St. Andrews | St. Andrews | SC | South Carolina | 45079 | Richland | 34.051 | -81.1057 | 20990 | 1308 | polygon | FALSE | FALSE | America/New_York | 3 | 29212 29210 29221 | 1840135211 |  | PA | 42 | 63 | 5 | A | Cold | Indiana |  |  | St. AndrewsSC | IndianaPA
Milwaukie | Milwaukie | OR | Oregon | 41005 | Clackamas | 45.4447 | -122.6221 | 20990 | 1653 | polygon | FALSE | TRUE | America/Los_Angeles | 3 | 97222 97269 | 1840019952 |  | PA | 42 | 65 | 5 | A | Cold | Jefferson |  |  | MilwaukieOR | JeffersonPA
Bryant | Bryant | AR | Arkansas | 5125 | Saline | 34.6152 | -92.4914 | 20968 | 395 | polygon | FALSE | TRUE | America/Chicago | 3 | 72002 72022 72089 | 1840013573 |  | PA | 42 | 67 | 5 | A | Cold | Juniata |  |  | BryantAR | JuniataPA
Salmon Creek | Salmon Creek | WA | Washington | 53011 | Clark | 45.7099 | -122.6632 | 20956 | 1274 | polygon | FALSE | FALSE | America/Los_Angeles | 3 | 98686 98685 | 1840018520 |  | PA | 42 | 69 | 5 | A | Cold | Lackawanna |  |  | Salmon CreekWA | LackawannaPA
Kill Devil Hills | Kill Devil Hills | NC | North Carolina | 37055 | Dare | 36.0167 | -75.6699 | 20951 | 503 | polygon | FALSE | TRUE | America/New_York | 3 | 27948 | 1840016154 |  | PA | 42 | 71 | 5 | A | Cold | Lancaster |  |  | Kill Devil HillsNC | LancasterPA
North Salt Lake | North Salt Lake | UT | Utah | 49011 | Davis | 40.8439 | -111.9187 | 20948 | 955 | polygon | FALSE | TRUE | America/Denver | 3 | 84054 | 1840020144 |  | PA | 42 | 73 | 5 | A | Cold | Lawrence |  |  | North Salt LakeUT | LawrencePA
Apollo Beach | Apollo Beach | FL | Florida | 12057 | Hillsborough | 27.7618 | -82.4002 | 20947 | 408 | polygon | FALSE | FALSE | America/New_York | 3 | 33573 33572 | 1840014149 |  | PA | 42 | 75 | 5 | A | Cold | Lebanon |  |  | Apollo BeachFL | LebanonPA
Guayama | Guayama | PR | Puerto Rico | 72057 | Guayama | 17.9744 | -66.1104 | 20913 | 2208 | polygon | FALSE | FALSE | America/Puerto_Rico | 2 | 00784 00785 | 1630035675 |  | PA | 42 | 77 | 5 | A | Cold | Lehigh |  |  | GuayamaPR | LehighPA
Cornelia | Cornelia | GA | Georgia | 13137 | Habersham | 34.517 | -83.531 | 20913 | 435 | polygon | FALSE | TRUE | America/New_York | 3 | 30531 | 1840014661 |  | PA | 42 | 79 | 5 | A | Cold | Luzerne |  |  | CorneliaGA | LuzernePA
Suwanee | Suwanee | GA | Georgia | 13135 | Gwinnett | 34.0506 | -84.0687 | 20907 | 742 | polygon | FALSE | TRUE | America/New_York | 3 | 30024 | 1840015616 |  | PA | 42 | 81 | 5 | A | Cold | Lycoming |  |  | SuwaneeGA | LycomingPA
New Hope | New Hope | MN | Minnesota | 27053 | Hennepin | 45.0374 | -93.3869 | 20907 | 1596 | polygon | FALSE | TRUE | America/Chicago | 3 | 55427 55428 | 1840007829 |  | PA | 42 | 83 | 6 | A | Cold | McKean |  |  | New HopeMN | McKeanPA
Wade Hampton | Wade Hampton | SC | South Carolina | 45045 | Greenville | 34.8821 | -82.3336 | 20906 | 906 | polygon | FALSE | FALSE | America/New_York | 3 | 29615 29609 29687 29606 | 1840035800 |  | PA | 42 | 85 | 5 | A | Cold | Mercer |  |  | Wade HamptonSC | MercerPA
Green Valley | Green Valley | AZ | Arizona | 4019 | Pima | 31.8436 | -111.0174 | 20902 | 251 | polygon | FALSE | FALSE | America/Phoenix | 3 | 85622 85614 | 1840018111 |  | PA | 42 | 87 | 5 | A | Cold | Mifflin |  |  | Green ValleyAZ | MifflinPA
Mill Creek | Mill Creek | WA | Washington | 53061 | Snohomish | 47.8631 | -122.2037 | 20897 | 1737 | polygon | FALSE | TRUE | America/Los_Angeles | 3 | 98012 98082 | 1840019790 |  | PA | 42 | 89 | 5 | A | Cold | Monroe |  |  | Mill CreekWA | MonroePA
Universal City | Universal City | TX | Texas | 48029 | Bexar | 29.5521 | -98.3074 | 20890 | 1448 | polygon | FALSE | TRUE | America/Chicago | 3 | 78148 | 1840022225 |  | PA | 42 | 91 | 4 | A | Mixed-Humid | Montgomery |  |  | Universal CityTX | MontgomeryPA
Montclair | Montclair | VA | Virginia | 51153 | Prince William | 38.6111 | -77.34 | 20881 | 1341 | polygon | FALSE | FALSE | America/New_York | 3 | 22193 22025 | 1840006095 |  | PA | 42 | 93 | 5 | A | Cold | Montour |  |  | MontclairVA | MontourPA
Lorton | Lorton | VA | Virginia | 51059 | Fairfax | 38.6984 | -77.2163 | 20871 | 1507 | polygon | FALSE | FALSE | America/New_York | 3 | 22079 22199 | 1840006035 |  | PA | 42 | 95 | 5 | A | Cold | Northampton |  |  | LortonVA | NorthamptonPA
Clemmons | Clemmons | NC | North Carolina | 37067 | Forsyth | 36.0319 | -80.3861 | 20867 | 678 | polygon | FALSE | TRUE | America/New_York | 3 | 27012 27103 | 1840017728 |  | PA | 42 | 97 | 5 | A | Cold | Northumberland |  |  | ClemmonsNC | NorthumberlandPA
Rosamond | Rosamond | CA | California | 6029 | Kern | 34.8658 | -118.2154 | 20851 | 154 | polygon | FALSE | FALSE | America/Los_Angeles | 3 | 93560 | 1840019140 |  | PA | 42 | 99 | 5 | A | Cold | Perry |  |  | RosamondCA | PerryPA
Bear | Bear | DE | Delaware | 10003 | New Castle | 39.6188 | -75.6804 | 20850 | 1409 | polygon | FALSE | FALSE | America/New_York | 3 | 19701 19702 | 1840005568 |  | PA | 42 | 101 | 4 | A | Mixed-Humid | Philadelphia |  |  | BearDE | PhiladelphiaPA
Dyersburg | Dyersburg | TN | Tennessee | 47045 | Dyer | 36.0465 | -89.3777 | 20839 | 363 | polygon | FALSE | TRUE | America/Chicago | 3 | 38024 38025 | 1840013372 |  | PA | 42 | 103 | 5 | A | Cold | Pike |  |  | DyersburgTN | PikePA
Oneida | Oneida | NY | New York | 36053 | Madison | 43.0769 | -75.6621 | 20828 | 190 | polygon | FALSE | TRUE | America/New_York | 3 | 13421 | 1840000384 |  | PA | 42 | 105 | 6 | A | Cold | Potter |  |  | OneidaNY | PotterPA
Hunters Creek | Hunters Creek | FL | Florida | 12095 | Orange | 28.3611 | -81.4357 | 20817 | 1142 | polygon | FALSE | FALSE | America/New_York | 3 | 32837 | 1840028986 |  | PA | 42 | 107 | 5 | A | Cold | Schuylkill |  |  | Hunters CreekFL | SchuylkillPA
Holiday | Holiday | FL | Florida | 12101 | Pasco | 28.1864 | -82.7429 | 20816 | 1509 | polygon | FALSE | FALSE | America/New_York | 3 | 34691 34690 34692 | 1840014114 |  | PA | 42 | 109 | 5 | A | Cold | Snyder |  |  | HolidayFL | SnyderPA
Louisville | Louisville | CO | Colorado | 8013 | Boulder | 39.9709 | -105.1441 | 20816 | 1007 | polygon | FALSE | TRUE | America/Denver | 3 | 80027 | 1840020179 |  | PA | 42 | 111 | 5 | A | Cold | Somerset |  |  | LouisvilleCO | SomersetPA
Dixon | Dixon | CA | California | 6095 | Solano | 38.4468 | -121.8249 | 20803 | 1131 | polygon | FALSE | TRUE | America/Los_Angeles | 3 | 95620 | 1840018859 |  | PA | 42 | 113 | 5 | A | Cold | Sullivan |  |  | DixonCA | SullivanPA
Murray | Murray | KY | Kentucky | 21035 | Calloway | 36.6146 | -88.3206 | 20776 | 642 | polygon | FALSE | TRUE | America/Chicago | 3 | 42071 | 1840014410 |  | PA | 42 | 115 | 6 | A | Cold | Susquehanna |  |  | MurrayKY | SusquehannaPA
Golden | Golden | CO | Colorado | 8059 | Jefferson | 39.7406 | -105.2118 | 20767 | 831 | polygon | FALSE | TRUE | America/Denver | 3 | 80401 80403 80419 80402 | 1840020197 |  | PA | 42 | 117 | 6 | A | Cold | Tioga |  |  | GoldenCO | TiogaPA
Olean | Olean | NY | New York | 36009 | Cattaraugus | 42.0819 | -78.4321 | 20755 | 879 | polygon | FALSE | TRUE | America/New_York | 3 | 14760 | 1840000452 |  | PA | 42 | 119 | 5 | A | Cold | Union |  |  | OleanNY | UnionPA
Clifton | Clifton | CO | Colorado | 8077 | Mesa | 39.0763 | -108.4606 | 20748 | 1324 | polygon | FALSE | FALSE | America/Denver | 3 | 81520 81504 | 1840017556 |  | PA | 42 | 121 | 5 | A | Cold | Venango |  |  | CliftonCO | VenangoPA
Grayslake | Grayslake | IL | Illinois | 17097 | Lake | 42.3402 | -88.0338 | 20725 | 728 | polygon | FALSE | TRUE | America/Chicago | 3 | 60030 | 1840011150 |  | PA | 42 | 123 | 5 | A | Cold | Warren |  |  | GrayslakeIL | WarrenPA
North Bellmore | North Bellmore | NY | New York | 36059 | Nassau | 40.6904 | -73.539 | 20718 | 3052 | polygon | FALSE | FALSE | America/New_York | 2 | 11710 | 1840005240 |  | PA | 42 | 125 | 5 | A | Cold | Washington |  |  | North BellmoreNY | WashingtonPA
Palisades Park | Palisades Park | NJ | New Jersey | 34003 | Bergen | 40.8472 | -73.9967 | 20715 | 6455 | polygon | FALSE | TRUE | America/New_York | 2 | 7650 | 1840000915 |  | PA | 42 | 127 | 6 | A | Cold | Wayne |  |  | Palisades ParkNJ | WaynePA
South Milwaukee | South Milwaukee | WI | Wisconsin | 55079 | Milwaukee | 42.912 | -87.8627 | 20696 | 1654 | polygon | FALSE | TRUE | America/Chicago | 3 | 53172 | 1840003032 |  | PA | 42 | 129 | 5 | A | Cold | Westmoreland |  |  | South MilwaukeeWI | WestmorelandPA
Gardner | Gardner | MA | Massachusetts | 25027 | Worcester | 42.5845 | -71.9867 | 20683 | 361 | polygon | FALSE | TRUE | America/New_York | 3 | 01440 01441 | 1840000436 |  | PA | 42 | 131 | 5 | A | Cold | Wyoming |  |  | GardnerMA | WyomingPA
Havelock | Havelock | NC | North Carolina | 37049 | Craven | 34.9078 | -76.8987 | 20677 | 448 | polygon | FALSE | TRUE | America/New_York | 3 | 28533 28532 | 1840014592 |  | PA | 42 | 133 | 4 | A | Mixed-Humid | York |  |  | HavelockNC | YorkPA
Lake Ronkonkoma | Lake Ronkonkoma | NY | New York | 36103 | Suffolk | 40.8308 | -73.1112 | 20667 | 1616 | polygon | FALSE | FALSE | America/New_York | 3 | 11767 11779 | 1840005086 |  | PR | 72 | 1 | 1 | A | Hot-Humid | Adjuntas |  |  | Lake RonkonkomaNY | AdjuntasPR
Lebanon | Lebanon | OH | Ohio | 39165 | Warren | 39.4251 | -84.2135 | 20659 | 622 | polygon | FALSE | TRUE | America/New_York | 3 | 45036 | 1840001546 |  | PR | 72 | 3 | 1 | A | Hot-Humid | Aguada |  |  | LebanonOH | AguadaPR
East Moline | East Moline | IL | Illinois | 17161 | Rock Island | 41.5199 | -90.3879 | 20645 | 545 | polygon | FALSE | TRUE | America/Chicago | 3 | 61244 61236 61257 | 1840008180 |  | PR | 72 | 5 | 1 | A | Hot-Humid | Aguadilla |  |  | East MolineIL | AguadillaPR
Norwalk | Norwalk | OH | Ohio | 39077 | Huron | 41.2443 | -82.6088 | 20629 | 734 | polygon | FALSE | TRUE | America/New_York | 3 | 44857 | 1840000817 |  | PR | 72 | 7 | 1 | A | Hot-Humid | Aguas Buenas |  |  | NorwalkOH | Aguas BuenasPR
Yorkville | Yorkville | IL | Illinois | 17093 | Kendall | 41.6562 | -88.4507 | 20613 | 398 | polygon | FALSE | TRUE | America/Chicago | 3 | 60560 60512 | 1840010216 |  | PR | 72 | 9 | 1 | A | Hot-Humid | Aibonito |  |  | YorkvilleIL | AibonitoPR
Logansport | Logansport | IN | Indiana | 18017 | Cass | 40.7472 | -86.3519 | 20608 | 648 | polygon | FALSE | TRUE | America/Indiana/Indianapolis | 3 | 46947 | 1840013861 |  | PR | 72 | 11 | 1 | A | Hot-Humid | Anasco |  |  | LogansportIN | AnascoPR
Dublin | Dublin | GA | Georgia | 13175 | Laurens | 32.5359 | -82.928 | 20583 | 385 | polygon | FALSE | TRUE | America/New_York | 3 | 31021 31040 | 1840013813 |  | PR | 72 | 13 | 1 | A | Hot-Humid | Arecibo |  |  | DublinGA | AreciboPR
North Ogden | North Ogden | UT | Utah | 49057 | Weber | 41.3123 | -111.9585 | 20582 | 1066 | polygon | FALSE | TRUE | America/Denver | 3 | 84414 | 1840020134 |  | PR | 72 | 15 | 1 | A | Hot-Humid | Arroyo |  |  | North OgdenUT | ArroyoPR
South El Monte | South El Monte | CA | California | 6037 | Los Angeles | 34.0493 | -118.0484 | 20574 | 2793 | polygon | FALSE | TRUE | America/Los_Angeles | 2 | 91733 | 1840021869 |  | PR | 72 | 17 | 1 | A | Hot-Humid | Barceloneta |  |  | South El MonteCA | BarcelonetaPR
Lynn Haven | Lynn Haven | FL | Florida | 12005 | Bay | 30.2337 | -85.637 | 20525 | 758 | polygon | FALSE | TRUE | America/Chicago | 3 | 32405 32404 32444 | 1840015922 |  | PR | 72 | 19 | 1 | A | Hot-Humid | Barranquitas |  |  | Lynn HavenFL | BarranquitasPR
Ferguson | Ferguson | MO | Missouri | 29189 | St. Louis | 38.749 | -90.295 | 20525 | 1283 | polygon | FALSE | TRUE | America/Chicago | 3 | 63136 63135 | 1840008584 |  | PR | 72 | 21 | 1 | A | Hot-Humid | Bayamon |  |  | FergusonMO | BayamonPR
Arlington | Arlington | WA | Washington | 53061 | Snohomish | 48.1698 | -122.1443 | 20523 | 815 | polygon | FALSE | TRUE | America/Los_Angeles | 3 | 98223 | 1840018378 |  | PR | 72 | 23 | 1 | A | Hot-Humid | Cabo Rojo |  |  | ArlingtonWA | Cabo RojoPR
Willmar | Willmar | MN | Minnesota | 27067 | Kandiyohi | 45.122 | -95.0569 | 20510 | 549 | polygon | FALSE | TRUE | America/Chicago | 3 | 56201 | 1840009995 |  | PR | 72 | 25 | 1 | A | Hot-Humid | Caguas |  |  | WillmarMN | CaguasPR
Alice | Alice | TX | Texas | 48249 | Jim Wells | 27.7556 | -98.0653 | 20510 | 601 | polygon | FALSE | TRUE | America/Chicago | 3 | 78332 78333 | 1840019714 |  | PR | 72 | 27 | 1 | A | Hot-Humid | Camuy |  |  | AliceTX | CamuyPR
Swansboro | Swansboro | NC | North Carolina | 37133 | Onslow | 34.6958 | -77.1368 | 20507 | 573 | polygon | FALSE | TRUE | America/New_York | 3 | 28584 | 1840016532 |  | PR | 72 | 29 | 1 | A | Hot-Humid | Canovanas |  |  | SwansboroNC | CanovanasPR
Murphy | Murphy | TX | Texas | 48085 | Collin | 33.0186 | -96.6105 | 20500 | 1392 | polygon | FALSE | TRUE | America/Chicago | 3 | 75094 | 1840020659 |  | PR | 72 | 31 | 1 | A | Hot-Humid | Carolina |  |  | MurphyTX | CarolinaPR
Culpeper | Culpeper | VA | Virginia | 51047 | Culpeper | 38.4705 | -78.0001 | 20485 | 1002 | polygon | FALSE | TRUE | America/New_York | 3 | 22701 | 1840006169 |  | PR | 72 | 33 | 1 | A | Hot-Humid | Catano |  |  | CulpeperVA | CatanoPR
Ozark | Ozark | MO | Missouri | 29043 | Christian | 37.0361 | -93.2155 | 20482 | 706 | polygon | FALSE | TRUE | America/Chicago | 3 | 65721 | 1840009926 |  | PR | 72 | 35 | 1 | A | Hot-Humid | Cayey |  |  | OzarkMO | CayeyPR
American Canyon | American Canyon | CA | California | 6055 | Napa | 38.1796 | -122.2583 | 20475 | 1298 | polygon | FALSE | TRUE | America/Los_Angeles | 3 | 94503 | 1840018834 |  | PR | 72 | 37 | 1 | A | Hot-Humid | Ceiba |  |  | American CanyonCA | CeibaPR
Papillion | Papillion | NE | Nebraska | 31153 | Sarpy | 41.1516 | -96.0679 | 20471 | 800 | polygon | FALSE | TRUE | America/Chicago | 3 | 68046 68138 | 1840009328 |  | PR | 72 | 39 | 1 | A | Hot-Humid | Ciales |  |  | PapillionNE | CialesPR
The Dalles | The Dalles | OR | Oregon | 41065 | Wasco | 45.6053 | -121.1818 | 20442 | 913 | polygon | FALSE | TRUE | America/Los_Angeles | 3 | 97058 | 1840021212 |  | PR | 72 | 41 | 1 | A | Hot-Humid | Cidra |  |  | The DallesOR | CidraPR
Columbia Heights | Columbia Heights | MN | Minnesota | 27003 | Anoka | 45.0484 | -93.2472 | 20427 | 2327 | polygon | FALSE | TRUE | America/Chicago | 2 | 55421 | 1840006712 |  | PR | 72 | 43 | 1 | A | Hot-Humid | Coamo |  |  | Columbia HeightsMN | CoamoPR
Barre | Barre | VT | Vermont | 50023 | Washington | 44.1997 | -72.5083 | 20421 | 834 | polygon | FALSE | TRUE | America/New_York | 3 | 5641 | 1840002186 |  | PR | 72 | 45 | 1 | A | Hot-Humid | Comerio |  |  | BarreVT | ComerioPR
Amherst Center | Amherst Center | MA | Massachusetts | 25015 | Hampshire | 42.3757 | -72.5188 | 20409 | 1594 | polygon | FALSE | FALSE | America/New_York | 3 | 01002 01003 01004 | 1840003166 |  | PR | 72 | 47 | 1 | A | Hot-Humid | Corozal |  |  | Amherst CenterMA | CorozalPR
Crest Hill | Crest Hill | IL | Illinois | 17197 | Will | 41.5723 | -88.1124 | 20376 | 872 | polygon | FALSE | TRUE | America/Chicago | 3 | 60403 60441 | 1840007088 |  | PR | 72 | 49 | 1 | A | Hot-Humid | Culebra |  |  | Crest HillIL | CulebraPR
Punta Gorda | Punta Gorda | FL | Florida | 12015 | Charlotte | 26.8933 | -82.0516 | 20369 | 506 | polygon | FALSE | TRUE | America/New_York | 3 | 33950 | 1840015122 |  | PR | 72 | 51 | 1 | A | Hot-Humid | Dorado |  |  | Punta GordaFL | DoradoPR
Neabsco | Neabsco | VA | Virginia | 51153 | Prince William | 38.6083 | -77.2847 | 20364 | 1706 | polygon | FALSE | TRUE | America/New_York | 3 | 22191 | 1840043136 |  | PR | 72 | 53 | 1 | A | Hot-Humid | Fajardo |  |  | NeabscoVA | FajardoPR
Newton | Newton | KS | Kansas | 20079 | Harvey | 38.0368 | -97.3451 | 20361 | 502 | polygon | FALSE | TRUE | America/Chicago | 3 | 67114 | 1840003846 |  | PR | 72 | 54 | 1 | A | Hot-Humid | Florida |  |  | NewtonKS | FloridaPR
Poplar Bluff | Poplar Bluff | MO | Missouri | 29023 | Butler | 36.7632 | -90.4136 | 20359 | 497 | polygon | FALSE | TRUE | America/Chicago | 3 | 63902 63901 | 1840009935 |  | PR | 72 | 55 | 1 | A | Hot-Humid | Guanica |  |  | Poplar BluffMO | GuanicaPR
Ennis | Ennis | TX | Texas | 48139 | Ellis | 32.3255 | -96.635 | 20357 | 242 | polygon | FALSE | TRUE | America/Chicago | 3 | 75119 75120 | 1840020754 |  | PR | 72 | 57 | 1 | A | Hot-Humid | Guayama |  |  | EnnisTX | GuayamaPR
Tukwila | Tukwila | WA | Washington | 53033 | King | 47.4749 | -122.2727 | 20347 | 855 | polygon | FALSE | TRUE | America/Los_Angeles | 3 | 98108 98178 98168 98188 98138 98190 | 1840021120 |  | PR | 72 | 59 | 1 | A | Hot-Humid | Guayanilla |  |  | TukwilaWA | GuayanillaPR
Prunedale | Prunedale | CA | California | 6053 | Monterey | 36.8064 | -121.6555 | 20327 | 170 | polygon | FALSE | FALSE | America/Los_Angeles | 3 | 95076 95004 93907 | 1840019020 |  | PR | 72 | 61 | 1 | A | Hot-Humid | Guaynabo |  |  | PrunedaleCA | GuaynaboPR
Lomita | Lomita | CA | California | 6037 | Los Angeles | 33.7933 | -118.3175 | 20320 | 4103 | polygon | FALSE | TRUE | America/Los_Angeles | 2 | 90717 | 1840020489 |  | PR | 72 | 63 | 1 | A | Hot-Humid | Gurabo |  |  | LomitaCA | GuraboPR
Payson | Payson | UT | Utah | 49049 | Utah | 40.036 | -111.7395 | 20303 | 620 | polygon | FALSE | TRUE | America/Denver | 3 | 84651 | 1840020172 |  | PR | 72 | 65 | 1 | A | Hot-Humid | Hatillo |  |  | PaysonUT | HatilloPR
Mountain Brook | Mountain Brook | AL | Alabama | 1073 | Jefferson | 33.4871 | -86.74 | 20297 | 611 | polygon | FALSE | TRUE | America/Chicago | 3 | 35213 35243 35223 35253 | 1840014792 |  | PR | 72 | 67 | 1 | A | Hot-Humid | Hormigueros |  |  | Mountain BrookAL | HormiguerosPR
Glassboro | Glassboro | NJ | New Jersey | 34015 | Gloucester | 39.7014 | -75.1113 | 20288 | 840 | polygon | FALSE | TRUE | America/New_York | 3 | 8028 | 1840003789 |  | PR | 72 | 69 | 1 | A | Hot-Humid | Humacao |  |  | GlassboroNJ | HumacaoPR
Bayshore Gardens | Bayshore Gardens | FL | Florida | 12081 | Manatee | 27.4345 | -82.5794 | 20287 | 2225 | polygon | FALSE | FALSE | America/New_York | 2 | 34207 34282 | 1840014168 |  | PR | 72 | 71 | 1 | A | Hot-Humid | Isabela |  |  | Bayshore GardensFL | IsabelaPR
Ashland | Ashland | OH | Ohio | 39005 | Ashland | 40.8668 | -82.3156 | 20275 | 693 | polygon | FALSE | TRUE | America/New_York | 3 | 44805 | 1840002751 |  | PR | 72 | 73 | 1 | A | Hot-Humid | Jayuya |  |  | AshlandOH | JayuyaPR
Shelton | Shelton | WA | Washington | 53045 | Mason | 47.2186 | -123.112 | 20264 | 708 | polygon | FALSE | TRUE | America/Los_Angeles | 3 | 98584 | 1840021123 |  | PR | 72 | 75 | 1 | A | Hot-Humid | Juana Diaz |  |  | SheltonWA | Juana DiazPR
Shenandoah | Shenandoah | LA | Louisiana | 22033 | East Baton Rouge | 30.4019 | -91.002 | 20252 | 1261 | polygon | FALSE | FALSE | America/Chicago | 3 | 70817 | 1840031152 |  | PR | 72 | 77 | 1 | A | Hot-Humid | Juncos |  |  | ShenandoahLA | JuncosPR
Cherry Hill | Cherry Hill | VA | Virginia | 51153 | Prince William | 38.5696 | -77.2895 | 20241 | 1001 | polygon | FALSE | FALSE | America/New_York | 3 | 22191 22026 | 1840026712 |  | PR | 72 | 79 | 1 | A | Hot-Humid | Lajas |  |  | Cherry HillVA | LajasPR
Henderson | Henderson | NC | North Carolina | 37181 | Vance | 36.3259 | -78.4155 | 20238 | 676 | polygon | FALSE | TRUE | America/New_York | 3 | 27536 | 1840014433 |  | PR | 72 | 81 | 1 | A | Hot-Humid | Lares |  |  | HendersonNC | LaresPR
Linda | Linda | CA | California | 6115 | Yuba | 39.1241 | -121.5421 | 20228 | 909 | polygon | FALSE | FALSE | America/Los_Angeles | 3 | 95961 95901 | 1840018800 |  | PR | 72 | 83 | 1 | A | Hot-Humid | Las Marias |  |  | LindaCA | Las MariasPR
Agoura Hills | Agoura Hills | CA | California | 6037 | Los Angeles | 34.151 | -118.7608 | 20222 | 1000 | polygon | FALSE | TRUE | America/Los_Angeles | 3 | 91301 91376 | 1840019221 |  | PR | 72 | 85 | 1 | A | Hot-Humid | Las Piedras |  |  | Agoura HillsCA | Las PiedrasPR
East Hemet | East Hemet | CA | California | 6065 | Riverside | 33.7301 | -116.941 | 20211 | 1500 | polygon | FALSE | FALSE | America/Los_Angeles | 3 | 92544 | 1840028370 |  | PR | 72 | 87 | 1 | A | Hot-Humid | Loiza |  |  | East HemetCA | LoizaPR
Libertyville | Libertyville | IL | Illinois | 17097 | Lake | 42.287 | -87.967 | 20205 | 885 | polygon | FALSE | TRUE | America/Chicago | 3 | 60048 | 1840011161 |  | PR | 72 | 89 | 1 | A | Hot-Humid | Luquillo |  |  | LibertyvilleIL | LuquilloPR
Durango | Durango | CO | Colorado | 8067 | La Plata | 37.2659 | -107.8782 | 20203 | 498 | polygon | FALSE | TRUE | America/Denver | 3 | 81301 81303 | 1840018929 |  | PR | 72 | 91 | 1 | A | Hot-Humid | Manati |  |  | DurangoCO | ManatiPR
East Northport | East Northport | NY | New York | 36103 | Suffolk | 40.8792 | -73.3232 | 20190 | 1509 | polygon | FALSE | FALSE | America/New_York | 3 | 11768 11731 | 1840005039 |  | PR | 72 | 93 | 1 | A | Hot-Humid | Maricao |  |  | East NorthportNY | MaricaoPR
Howard | Howard | WI | Wisconsin | 55009 | Brown | 44.5703 | -88.092 | 20177 | 422 | polygon | FALSE | TRUE | America/Chicago | 3 | 54313 54303 | 1840002345 |  | PR | 72 | 95 | 1 | A | Hot-Humid | Maunabo |  |  | HowardWI | MaunaboPR
Monmouth | Monmouth | OR | Oregon | 41053 | Polk | 44.8505 | -123.2283 | 20172 | 1880 | polygon | FALSE | TRUE | America/Los_Angeles | 3 | 97361 97351 | 1840019971 |  | PR | 72 | 97 | 1 | A | Hot-Humid | Mayaguez |  |  | MonmouthOR | MayaguezPR
Ypsilanti | Ypsilanti | MI | Michigan | 26161 | Washtenaw | 42.2437 | -83.6205 | 20171 | 1842 | polygon | FALSE | TRUE | America/Detroit | 3 | 48198 48197 | 1840000459 |  | PR | 72 | 99 | 1 | A | Hot-Humid | Moca |  |  | YpsilantiMI | MocaPR
Mokena | Mokena | IL | Illinois | 17197 | Will | 41.5327 | -87.8779 | 20159 | 884 | polygon | FALSE | TRUE | America/Chicago | 3 | 60448 | 1840011491 |  | PR | 72 | 101 | 1 | A | Hot-Humid | Morovis |  |  | MokenaIL | MorovisPR
Pleasantville | Pleasantville | NJ | New Jersey | 34001 | Atlantic | 39.39 | -74.5169 | 20149 | 1359 | polygon | FALSE | TRUE | America/New_York | 3 | 8232 | 1840001535 |  | PR | 72 | 103 | 1 | A | Hot-Humid | Naguabo |  |  | PleasantvilleNJ | NaguaboPR
Affton | Affton | MO | Missouri | 29189 | St. Louis | 38.5499 | -90.3264 | 20148 | 1702 | polygon | FALSE | FALSE | America/Chicago | 3 | 63123 | 1840006124 |  | PR | 72 | 105 | 1 | A | Hot-Humid | Naranjito |  |  | AfftonMO | NaranjitoPR
Bartow | Bartow | FL | Florida | 12105 | Polk | 27.8868 | -81.8213 | 20147 | 168 | polygon | FALSE | TRUE | America/New_York | 3 | 33830 33880 33831 33863 | 1840014128 |  | PR | 72 | 107 | 1 | A | Hot-Humid | Orocovis |  |  | BartowFL | OrocovisPR
Ashland | Ashland | KY | Kentucky | 21019 | Boyd | 38.4592 | -82.6449 | 20146 | 724 | polygon | FALSE | TRUE | America/New_York | 3 | 41102 41101 41114 | 1840013195 |  | PR | 72 | 109 | 1 | A | Hot-Humid | Patillas |  |  | AshlandKY | PatillasPR
Mead Valley | Mead Valley | CA | California | 6065 | Riverside | 33.8333 | -117.2852 | 20145 | 407 | polygon | FALSE | FALSE | America/Los_Angeles | 3 | 92570 | 1840028331 |  | PR | 72 | 111 | 1 | A | Hot-Humid | Penuelas |  |  | Mead ValleyCA | PenuelasPR
Miamisburg | Miamisburg | OH | Ohio | 39113 | Montgomery | 39.6323 | -84.2725 | 20143 | 637 | polygon | FALSE | TRUE | America/New_York | 3 | 45342 45343 45470 | 1840008436 |  | PR | 72 | 113 | 1 | A | Hot-Humid | Ponce |  |  | MiamisburgOH | PoncePR
Merrick | Merrick | NY | New York | 36059 | Nassau | 40.6515 | -73.5535 | 20130 | 1952 | polygon | FALSE | FALSE | America/New_York | 3 | 11566 11520 | 1840005238 |  | PR | 72 | 115 | 1 | A | Hot-Humid | Quebradillas |  |  | MerrickNY | QuebradillasPR
Charleston | Charleston | IL | Illinois | 17029 | Coles | 39.4842 | -88.1781 | 20117 | 874 | polygon | FALSE | TRUE | America/Chicago | 3 | 61920 | 1840007324 |  | PR | 72 | 117 | 1 | A | Hot-Humid | Rincon |  |  | CharlestonIL | RinconPR
Germantown | Germantown | WI | Wisconsin | 55131 | Washington | 43.2343 | -88.1217 | 20116 | 225 | polygon | FALSE | TRUE | America/Chicago | 3 | 53076 53022 | 1840002830 |  | PR | 72 | 119 | 1 | A | Hot-Humid | Rio Grande |  |  | GermantownWI | Rio GrandePR
Escanaba | Escanaba | MI | Michigan | 26041 | Delta | 45.7477 | -87.09 | 20094 | 368 | polygon | FALSE | TRUE | America/Detroit | 3 | 49829 | 1840003925 |  | PR | 72 | 121 | 1 | A | Hot-Humid | Sabana Grande |  |  | EscanabaMI | Sabana GrandePR
Selden | Selden | NY | New York | 36103 | Suffolk | 40.8699 | -73.0462 | 20093 | 1795 | polygon | FALSE | FALSE | America/New_York | 3 | 11784 | 1840005093 |  | PR | 72 | 123 | 1 | A | Hot-Humid | Salinas |  |  | SeldenNY | SalinasPR
Bayou Cane | Bayou Cane | LA | Louisiana | 22109 | Terrebonne | 29.6244 | -90.751 | 20093 | 1020 | polygon | FALSE | FALSE | America/Chicago | 3 | 70360 70364 | 1840014031 |  | PR | 72 | 125 | 1 | A | Hot-Humid | San German |  |  | Bayou CaneLA | San GermanPR
Mililani Mauka | Mililani Mauka | HI | Hawaii | 15003 | Honolulu | 21.4756 | -157.9947 | 20090 | 1949 | polygon | FALSE | TRUE | Pacific/Honolulu | 3 | 96789 | 1840039224 |  | PR | 72 | 127 | 1 | A | Hot-Humid | San Juan |  |  | Mililani MaukaHI | San JuanPR
Snellville | Snellville | GA | Georgia | 13135 | Gwinnett | 33.8563 | -84.0038 | 20077 | 740 | polygon | FALSE | TRUE | America/New_York | 3 | 30078 | 1840015614 |  | PR | 72 | 129 | 1 | A | Hot-Humid | San Lorenzo |  |  | SnellvilleGA | San LorenzoPR
Sulphur | Sulphur | LA | Louisiana | 22019 | Calcasieu | 30.2286 | -93.3565 | 20065 | 690 | polygon | FALSE | TRUE | America/Chicago | 3 | 70663 70665 | 1840015927 |  | PR | 72 | 131 | 1 | A | Hot-Humid | San Sebastian |  |  | SulphurLA | San SebastianPR
Harrison | Harrison | NJ | New Jersey | 34017 | Hudson | 40.7431 | -74.1531 | 20061 | 6395 | polygon | FALSE | TRUE | America/New_York | 2 | 7029 | 1840003598 |  | PR | 72 | 133 | 1 | A | Hot-Humid | Santa Isabel |  |  | HarrisonNJ | Santa IsabelPR
South St. Paul | South St. Paul | MN | Minnesota | 27037 | Dakota | 44.8876 | -93.0411 | 20060 | 1377 | polygon | FALSE | TRUE | America/Chicago | 3 | 55075 | 1840008948 |  | PR | 72 | 135 | 1 | A | Hot-Humid | Toa Alta |  |  | South St. PaulMN | Toa AltaPR
Oregon | Oregon | OH | Ohio | 39095 | Lucas | 41.6528 | -83.4322 | 20055 | 271 | polygon | FALSE | TRUE | America/New_York | 3 | 43616 | 1840000570 |  | PR | 72 | 137 | 1 | A | Hot-Humid | Toa Baja |  |  | OregonOH | Toa BajaPR
Middleton | Middleton | WI | Wisconsin | 55025 | Dane | 43.1065 | -89.5058 | 20034 | 866 | polygon | FALSE | TRUE | America/Chicago | 3 | 53562 53597 | 1840002919 |  | PR | 72 | 139 | 1 | A | Hot-Humid | Trujillo Alto |  |  | MiddletonWI | Trujillo AltoPR
Ferndale | Ferndale | MI | Michigan | 26125 | Oakland | 42.4592 | -83.1314 | 20033 | 1995 | polygon | FALSE | TRUE | America/Detroit | 3 | 48220 | 1840002443 |  | PR | 72 | 141 | 1 | A | Hot-Humid | Utuado |  |  | FerndaleMI | UtuadoPR
West Chester | West Chester | PA | Pennsylvania | 42029 | Chester | 39.9601 | -75.6058 | 20029 | 4188 | polygon | FALSE | TRUE | America/New_York | 2 | 19380 19382 19383 | 1840001436 |  | PR | 72 | 143 | 1 | A | Hot-Humid | Vega Alta |  |  | West ChesterPA | Vega AltaPR
Forest Park | Forest Park | GA | Georgia | 13063 | Clayton | 33.6209 | -84.359 | 20020 | 830 | polygon | FALSE | TRUE | America/New_York | 3 | 30297 30294 30298 | 1840013750 |  | PR | 72 | 145 | 1 | A | Hot-Humid | Vega Baja |  |  | Forest ParkGA | Vega BajaPR
La CaÃ±ada Flintridge | La Canada Flintridge | CA | California | 6037 | Los Angeles | 34.2097 | -118.2002 | 20009 | 895 | polygon | FALSE | TRUE | America/Los_Angeles | 3 | 91011 91012 | 1840020510 |  | PR | 72 | 147 | 1 | A | Hot-Humid | Vieques |  |  | La CaÃ±ada FlintridgeCA | ViequesPR
Hauppauge | Hauppauge | NY | New York | 36103 | Suffolk | 40.8217 | -73.2119 | 20005 | 720 | polygon | FALSE | FALSE | America/New_York | 3 | 11787 11788 11760 | 1840005077 |  | PR | 72 | 149 | 1 | A | Hot-Humid | Villalba |  |  | HauppaugeNY | VillalbaPR
Safford | Safford | AZ | Arizona | 4009 | Graham | 32.8317 | -109.7005 | 19987 | 450 | polygon | FALSE | TRUE | America/Phoenix | 3 | 85546 | 1840021989 |  | PR | 72 | 151 | 1 | A | Hot-Humid | Yabucoa |  |  | SaffordAZ | YabucoaPR
Rocky River | Rocky River | OH | Ohio | 39035 | Cuyahoga | 41.4703 | -81.8526 | 19986 | 1629 | polygon | FALSE | TRUE | America/New_York | 3 | 44116 | 1840003410 |  | PR | 72 | 153 | 1 | A | Hot-Humid | Yauco |  |  | Rocky RiverOH | YaucoPR
South San Jose Hills | South San Jose Hills | CA | California | 6037 | Los Angeles | 34.0123 | -117.9041 | 19977 | 5115 | polygon | FALSE | FALSE | America/Los_Angeles | 2 | 91744 91792 | 1840019208 |  | RI | 44 | 1 | 5 | A | Cold | Bristol |  |  | South San Jose HillsCA | BristolRI
Elmwood Park | Elmwood Park | NJ | New Jersey | 34003 | Bergen | 40.905 | -74.1201 | 19966 | 2916 | polygon | FALSE | TRUE | America/New_York | 2 | 7407 | 1840003544 |  | RI | 44 | 3 | 5 | A | Cold | Kent |  |  | Elmwood ParkNJ | KentRI
El Reno | El Reno | OK | Oklahoma | 40017 | Canadian | 35.543 | -97.966 | 19965 | 97 | polygon | FALSE | TRUE | America/Chicago | 3 | 73036 73022 | 1840020420 |  | RI | 44 | 5 | 5 | A | Cold | Newport |  |  | El RenoOK | NewportRI
Saco | Saco | ME | Maine | 23031 | York | 43.539 | -70.4624 | 19964 | 200 | polygon | FALSE | TRUE | America/New_York | 3 | 4072 | 1840000343 |  | RI | 44 | 7 | 5 | A | Cold | Providence |  |  | SacoME | ProvidenceRI
Fairwood | Fairwood | WA | Washington | 53033 | King | 47.4467 | -122.143 | 19962 | 1628 | polygon | FALSE | FALSE | America/Los_Angeles | 3 | 98058 | 1840037517 |  | RI | 44 | 9 | 5 | A | Cold | Washington |  |  | FairwoodWA | WashingtonRI
Greenwood | Greenwood | MS | Mississippi | 28083 | Leflore | 33.5126 | -90.1993 | 19961 | 424 | polygon | FALSE | TRUE | America/Chicago | 3 | 38930 38935 | 1840013739 |  | SC | 45 | 1 | 3 | A | Mixed-Humid | Abbeville |  |  | GreenwoodMS | AbbevilleSC
West St. Paul | West St. Paul | MN | Minnesota | 27037 | Dakota | 44.9018 | -93.0858 | 19961 | 1570 | polygon | FALSE | TRUE | America/Chicago | 3 | 55118 | 1840010012 |  | SC | 45 | 3 | 3 | A | Mixed-Humid | Aiken |  |  | West St. PaulMN | AikenSC
Valley | Valley | AL | Alabama | 1017 | Chambers | 32.8088 | -85.1809 | 19926 | 275 | polygon | FALSE | TRUE | America/Chicago | 3 | 36854 36872 | 1840015760 |  | SC | 45 | 5 | 3 | A | Hot-Humid | Allendale |  |  | ValleyAL | AllendaleSC
Orinda | Orinda | CA | California | 6013 | Contra Costa | 37.8808 | -122.1791 | 19926 | 598 | polygon | FALSE | TRUE | America/Los_Angeles | 3 | 94563 | 1840020280 |  | SC | 45 | 7 | 3 | A | Mixed-Humid | Anderson |  |  | OrindaCA | AndersonSC
Helena | Helena | AL | Alabama | 1117 | Shelby | 33.2845 | -86.8756 | 19925 | 377 | polygon | FALSE | TRUE | America/Chicago | 3 | 35022 35080 | 1840014827 |  | SC | 45 | 9 | 3 | A | Hot-Humid | Bamberg |  |  | HelenaAL | BambergSC
Cullman | Cullman | AL | Alabama | 1043 | Cullman | 34.1777 | -86.8407 | 19920 | 283 | polygon | FALSE | TRUE | America/Chicago | 3 | 35058 35057 35055 35056 | 1840001354 |  | SC | 45 | 11 | 3 | A | Hot-Humid | Barnwell |  |  | CullmanAL | BarnwellSC
Alamo | Alamo | TX | Texas | 48215 | Hidalgo | 26.1811 | -98.1177 | 19910 | 1023 | polygon | FALSE | TRUE | America/Chicago | 3 | 78516 | 1840019732 |  | SC | 45 | 13 | 3 | A | Hot-Humid | Beaufort |  |  | AlamoTX | BeaufortSC
Sand Springs | Sand Springs | OK | Oklahoma | 40143 | Tulsa | 36.1342 | -96.1284 | 19905 | 396 | polygon | FALSE | TRUE | America/Chicago | 3 | 74107 74063 | 1840021671 |  | SC | 45 | 15 | 3 | A | Hot-Humid | Berkeley |  |  | Sand SpringsOK | BerkeleySC
Vernal | Vernal | UT | Utah | 49047 | Uintah | 40.4517 | -109.5379 | 19893 | 871 | polygon | FALSE | TRUE | America/Denver | 3 | 84078 84079 | 1840021391 |  | SC | 45 | 17 | 3 | A | Mixed-Humid | Calhoun |  |  | VernalUT | CalhounSC
Laurinburg | Laurinburg | NC | North Carolina | 37165 | Scotland | 34.7597 | -79.4781 | 19889 | 462 | polygon | FALSE | TRUE | America/New_York | 3 | 28352 28353 | 1840014631 |  | SC | 45 | 19 | 3 | A | Hot-Humid | Charleston |  |  | LaurinburgNC | CharlestonSC
Painesville | Painesville | OH | Ohio | 39085 | Lake | 41.724 | -81.2536 | 19886 | 1124 | polygon | FALSE | TRUE | America/New_York | 3 | 44077 | 1840000542 |  | SC | 45 | 21 | 3 | A | Mixed-Humid | Cherokee |  |  | PainesvilleOH | CherokeeSC
Sherwood | Sherwood | OR | Oregon | 41067 | Washington | 45.3593 | -122.8433 | 19879 | 1723 | polygon | FALSE | TRUE | America/Los_Angeles | 3 | 97140 | 1840021205 |  | SC | 45 | 23 | 3 | A | Mixed-Humid | Chester |  |  | SherwoodOR | ChesterSC
Lake Zurich | Lake Zurich | IL | Illinois | 17097 | Lake | 42.1955 | -88.087 | 19877 | 1122 | polygon | FALSE | TRUE | America/Chicago | 3 | 60047 | 1840011160 |  | SC | 45 | 25 | 3 | A | Mixed-Humid | Chesterfield |  |  | Lake ZurichIL | ChesterfieldSC
West Hempstead | West Hempstead | NY | New York | 36059 | Nassau | 40.6959 | -73.6507 | 19864 | 2887 | polygon | FALSE | FALSE | America/New_York | 2 | 11552 | 1840005282 |  | SC | 45 | 27 | 3 | A | Mixed-Humid | Clarendon |  |  | West HempsteadNY | ClarendonSC
Rosedale | Rosedale | MD | Maryland | 24005 | Baltimore | 39.3266 | -76.5084 | 19842 | 1111 | polygon | FALSE | FALSE | America/New_York | 3 | 21237 21206 | 1840005690 |  | SC | 45 | 29 | 3 | A | Hot-Humid | Colleton |  |  | RosedaleMD | ColletonSC
Ottawa | Ottawa | IL | Illinois | 17099 | LaSalle | 41.3532 | -88.8306 | 19839 | 545 | polygon | FALSE | TRUE | America/Chicago | 3 | 61350 | 1840009272 |  | SC | 45 | 31 | 3 | A | Mixed-Humid | Darlington |  |  | OttawaIL | DarlingtonSC
Meadowbrook | Meadowbrook | VA | Virginia | 51041 | Chesterfield | 37.4301 | -77.474 | 19811 | 938 | polygon | FALSE | FALSE | America/New_York | 3 | 23234 23237 | 1840024786 |  | SC | 45 | 33 | 3 | A | Mixed-Humid | Dillon |  |  | MeadowbrookVA | DillonSC
Casa de Oro-Mount Helix | Casa de Oro-Mount Helix | CA | California | 6073 | San Diego | 32.764 | -116.9687 | 19804 | 1116 | polygon | FALSE | TRUE | America/Los_Angeles | 3 | 91977 91941 92020 91976 | 1840073904 |  | SC | 45 | 35 | 3 | A | Hot-Humid | Dorchester |  |  | Casa de Oro-Mount HelixCA | DorchesterSC
Lake Shore | Lake Shore | MD | Maryland | 24003 | Anne Arundel | 39.1029 | -76.4876 | 19791 | 569 | polygon | FALSE | FALSE | America/New_York | 3 | 21122 | 1840005920 |  | SC | 45 | 37 | 3 | A | Mixed-Humid | Edgefield |  |  | Lake ShoreMD | EdgefieldSC
Parma Heights | Parma Heights | OH | Ohio | 39035 | Cuyahoga | 41.3865 | -81.7637 | 19790 | 1823 | polygon | FALSE | TRUE | America/New_York | 3 | 44130 | 1840003407 |  | SC | 45 | 39 | 3 | A | Mixed-Humid | Fairfield |  |  | Parma HeightsOH | FairfieldSC
Old Jamestown | Old Jamestown | MO | Missouri | 29189 | St. Louis | 38.8394 | -90.2847 | 19777 | 511 | polygon | FALSE | TRUE | America/Chicago | 3 | 63034 | 1840039632 |  | SC | 45 | 41 | 3 | A | Mixed-Humid | Florence |  |  | Old JamestownMO | FlorenceSC
Norwood | Norwood | OH | Ohio | 39061 | Hamilton | 39.1605 | -84.4535 | 19776 | 2429 | polygon | FALSE | TRUE | America/New_York | 2 | 45212 45277 45280 | 1840001610 |  | SC | 45 | 43 | 3 | A | Hot-Humid | Georgetown |  |  | NorwoodOH | GeorgetownSC
Monroe | Monroe | WA | Washington | 53061 | Snohomish | 47.8595 | -121.9852 | 19776 | 1252 | polygon | FALSE | TRUE | America/Los_Angeles | 3 | 98272 | 1840019791 |  | SC | 45 | 45 | 3 | A | Mixed-Humid | Greenville |  |  | MonroeWA | GreenvilleSC
Selma | Selma | AL | Alabama | 1047 | Dallas | 32.4166 | -87.0336 | 19775 | 481 | polygon | FALSE | TRUE | America/Chicago | 3 | 36703 36701 36702 | 1840008329 |  | SC | 45 | 47 | 3 | A | Mixed-Humid | Greenwood |  |  | SelmaAL | GreenwoodSC
Makakilo | Makakilo | HI | Hawaii | 15003 | Honolulu | 21.3591 | -158.0813 | 19775 | 2000 | polygon | FALSE | FALSE | Pacific/Honolulu | 3 | 96707 | 1840137080 |  | SC | 45 | 49 | 3 | A | Hot-Humid | Hampton |  |  | MakakiloHI | HamptonSC
Tahlequah | Tahlequah | OK | Oklahoma | 40021 | Cherokee | 35.9116 | -94.9773 | 19773 | 520 | polygon | FALSE | TRUE | America/Chicago | 3 | 74464 74465 | 1840021700 |  | SC | 45 | 51 | 3 | A | Hot-Humid | Horry |  |  | TahlequahOK | HorrySC
Brockport | Brockport | NY | New York | 36055 | Monroe | 43.2137 | -77.9404 | 19764 | 1449 | polygon | FALSE | TRUE | America/New_York | 3 | 14420 | 1840004287 |  | SC | 45 | 53 | 3 | A | Hot-Humid | Jasper |  |  | BrockportNY | JasperSC
Rockport | Rockport | TX | Texas | 48007 | Aransas | 28.029 | -97.0722 | 19743 | 247 | polygon | FALSE | TRUE | America/Chicago | 3 | 78382 78381 | 1840020999 |  | SC | 45 | 55 | 3 | A | Mixed-Humid | Kershaw |  |  | RockportTX | KershawSC
Mesquite | Mesquite | NV | Nevada | 32003 | Clark | 36.8035 | -114.1325 | 19726 | 241 | polygon | FALSE | TRUE | America/Los_Angeles | 3 | 89007 89027 89024 | 1840020362 |  | SC | 45 | 57 | 3 | A | Mixed-Humid | Lancaster |  |  | MesquiteNV | LancasterSC
Franconia | Franconia | VA | Virginia | 51059 | Fairfax | 38.7682 | -77.1587 | 19720 | 2188 | polygon | FALSE | FALSE | America/New_York | 2 | 22310 22315 | 1840006027 |  | SC | 45 | 59 | 3 | A | Mixed-Humid | Laurens |  |  | FranconiaVA | LaurensSC
Front Royal | Front Royal | VA | Virginia | 51187 | Warren | 38.926 | -78.1838 | 19719 | 574 | polygon | FALSE | TRUE | America/New_York | 3 | 22630 | 1840006045 |  | SC | 45 | 61 | 3 | A | Mixed-Humid | Lee |  |  | Front RoyalVA | LeeSC
West Mifflin | West Mifflin | PA | Pennsylvania | 42003 | Allegheny | 40.3581 | -79.9072 | 19699 | 535 | polygon | FALSE | TRUE | America/New_York | 3 | 15122 15123 | 1840001273 |  | SC | 45 | 63 | 3 | A | Mixed-Humid | Lexington |  |  | West MifflinPA | LexingtonSC
Albany | Albany | CA | California | 6001 | Alameda | 37.8898 | -122.3018 | 19696 | 4250 | polygon | FALSE | TRUE | America/Los_Angeles | 2 | 94706 | 1840028140 |  | SC | 45 | 67 | 3 | A | Mixed-Humid | Marion |  |  | AlbanyCA | MarionSC
La Crescenta-Montrose | La Crescenta-Montrose | CA | California | 6037 | Los Angeles | 34.2322 | -118.2353 | 19689 | 2217 | polygon | FALSE | TRUE | America/Los_Angeles | 2 | 91214 91020 91021 91224 | 1840074182 |  | SC | 45 | 69 | 3 | A | Mixed-Humid | Marlboro |  |  | La Crescenta-MontroseCA | MarlboroSC
Somerton | Somerton | AZ | Arizona | 4027 | Yuma | 32.6009 | -114.699 | 19684 | 861 | polygon | FALSE | TRUE | America/Phoenix | 3 | 85350 | 1840021997 |  | SC | 45 | 65 | 3 | A | Mixed-Humid | McCormick |  |  | SomertonAZ | McCormickSC
Blythe | Blythe | CA | California | 6065 | Riverside | 33.622 | -114.6188 | 19682 | 285 | polygon | FALSE | TRUE | America/Los_Angeles | 3 | 92225 92226 | 1840019299 |  | SC | 45 | 71 | 3 | A | Mixed-Humid | Newberry |  |  | BlytheCA | NewberrySC
Horizon City | Horizon City | TX | Texas | 48141 | El Paso | 31.6799 | -106.1903 | 19642 | 870 | polygon | FALSE | TRUE | America/Denver | 3 | 79928 | 1840020805 |  | SC | 45 | 73 | 3 | A | Mixed-Humid | Oconee |  |  | Horizon CityTX | OconeeSC
Montgomery | Montgomery | IL | Illinois | 17089 | Kane | 41.7237 | -88.3631 | 19638 | 818 | polygon | FALSE | TRUE | America/Chicago | 3 | 60538 | 1840011350 |  | SC | 45 | 75 | 3 | A | Mixed-Humid | Orangeburg |  |  | MontgomeryIL | OrangeburgSC
Stillwater | Stillwater | MN | Minnesota | 27163 | Washington | 45.0573 | -92.8313 | 19627 | 941 | polygon | FALSE | TRUE | America/Chicago | 3 | 55082 55083 | 1840008914 |  | SC | 45 | 77 | 3 | A | Mixed-Humid | Pickens |  |  | StillwaterMN | PickensSC
Eloy | Eloy | AZ | Arizona | 4021 | Pinal | 32.747 | -111.5991 | 19625 | 66 | polygon | FALSE | TRUE | America/Phoenix | 3 | 85131 85194 85193 85123 | 1840020628 |  | SC | 45 | 79 | 3 | A | Mixed-Humid | Richland |  |  | EloyAZ | RichlandSC
Brigham City | Brigham City | UT | Utah | 49003 | Box Elder | 41.5034 | -112.0454 | 19601 | 308 | polygon | FALSE | TRUE | America/Denver | 3 | 84302 | 1840018702 |  | SC | 45 | 81 | 3 | A | Mixed-Humid | Saluda |  |  | Brigham CityUT | SaludaSC
Murrysville | Murrysville | PA | Pennsylvania | 42129 | Westmoreland | 40.4456 | -79.6555 | 19590 | 205 | polygon | FALSE | TRUE | America/New_York | 3 | 15668 15632 15626 | 1840001148 |  | SC | 45 | 83 | 3 | A | Mixed-Humid | Spartanburg |  |  | MurrysvillePA | SpartanburgSC
Brainerd | Brainerd | MN | Minnesota | 27035 | Crow Wing | 46.3553 | -94.1982 | 19583 | 426 | polygon | FALSE | TRUE | America/Chicago | 3 | 56401 | 1840006644 |  | SC | 45 | 85 | 3 | A | Mixed-Humid | Sumter |  |  | BrainerdMN | SumterSC
Rio Rico | Rio Rico | AZ | Arizona | 4023 | Santa Cruz | 31.4957 | -110.9886 | 19581 | 121 | polygon | FALSE | FALSE | America/Phoenix | 3 | 85640 85648 | 1840027004 |  | SC | 45 | 87 | 3 | A | Mixed-Humid | Union |  |  | Rio RicoAZ | UnionSC
Central Falls | Central Falls | RI | Rhode Island | 44007 | Providence | 41.89 | -71.3934 | 19568 | 6320 | polygon | FALSE | TRUE | America/New_York | 2 | 2863 | 1840003286 |  | SC | 45 | 89 | 3 | A | Mixed-Humid | Williamsburg |  |  | Central FallsRI | WilliamsburgSC
Haslett | Haslett | MI | Michigan | 26065 | Ingham | 42.7525 | -84.402 | 19565 | 490 | polygon | FALSE | FALSE | America/Detroit | 3 | 48840 48823 | 1840004500 |  | SC | 45 | 91 | 3 | A | Mixed-Humid | York |  |  | HaslettMI | YorkSC
Tullahoma | Tullahoma | TN | Tennessee | 47031 | Coffee | 35.3721 | -86.2173 | 19555 | 322 | polygon | FALSE | TRUE | America/Chicago | 3 | 37360 37388 | 1840015410 |  | SD | 46 | 3 | 6 | A | Cold | Aurora |  |  | TullahomaTN | AuroraSD
Baldwin | Baldwin | PA | Pennsylvania | 42003 | Allegheny | 40.369 | -79.9668 | 19554 | 1307 | polygon | FALSE | TRUE | America/New_York | 3 | 15236 15227 | 1840001201 |  | SD | 46 | 5 | 6 | A | Cold | Beadle |  |  | BaldwinPA | BeadleSD
Anna | Anna | TX | Texas | 48085 | Collin | 33.347 | -96.5503 | 19541 | 360 | polygon | FALSE | TRUE | America/Chicago | 3 | 75409 | 1840019397 |  | SD | 46 | 7 | 5 | A | Cold | Bennett |  |  | AnnaTX | BennettSD
Danville | Danville | KY | Kentucky | 21021 | Boyle | 37.6418 | -84.7777 | 19529 | 376 | polygon | FALSE | TRUE | America/New_York | 3 | 40422 40423 | 1840014354 |  | SD | 46 | 9 | 5 | A | Cold | Bon Homme |  |  | DanvilleKY | Bon HommeSD
Langley Park | Langley Park | MD | Maryland | 24033 | Prince George's | 38.9897 | -76.9808 | 19520 | 7580 | polygon | FALSE | FALSE | America/New_York | 2 | 20783 20903 | 1840005959 |  | SD | 46 | 11 | 6 | A | Cold | Brookings |  |  | Langley ParkMD | BrookingsSD
South Burlington | South Burlington | VT | Vermont | 50007 | Chittenden | 44.4622 | -73.2203 | 19509 | 456 | polygon | FALSE | TRUE | America/New_York | 3 | 05403 05407 | 1840002311 |  | SD | 46 | 13 | 6 | A | Cold | Brown |  |  | South BurlingtonVT | BrownSD
North Liberty | North Liberty | IA | Iowa | 19103 | Johnson | 41.7438 | -91.611 | 19501 | 835 | polygon | FALSE | TRUE | America/Chicago | 3 | 52317 | 1840008179 |  | SD | 46 | 15 | 6 | A | Cold | Brule |  |  | North LibertyIA | BruleSD
Lake Butler | Lake Butler | FL | Florida | 12095 | Orange | 28.4868 | -81.5453 | 19499 | 660 | polygon | FALSE | FALSE | America/New_York | 3 | 34786 | 1840143771 |  | SD | 46 | 17 | 6 | A | Cold | Buffalo |  |  | Lake ButlerFL | BuffaloSD
Schofield Barracks | Schofield Barracks | HI | Hawaii | 15003 | Honolulu | 21.4936 | -158.0617 | 19499 | 2716 | polygon | TRUE | TRUE | Pacific/Honolulu | 2 | 96857 96786 | 1840075052 |  | SD | 46 | 19 | 6 | A | Cold | Butte |  |  | Schofield BarracksHI | ButteSD
Vincennes | Vincennes | IN | Indiana | 18083 | Knox | 38.676 | -87.5102 | 19498 | 878 | polygon | FALSE | TRUE | America/Indiana/Vincennes | 3 | 47591 | 1840010730 |  | SD | 46 | 21 | 6 | A | Cold | Campbell |  |  | VincennesIN | CampbellSD
Sienna Plantation | Sienna Plantation | TX | Texas | 48157 | Fort Bend | 29.4834 | -95.5065 | 19486 | 581 | polygon | FALSE | FALSE | America/Chicago | 3 | 77459 77583 | 1840019642 |  | SD | 46 | 23 | 5 | A | Cold | Charles Mix |  |  | Sienna PlantationTX | Charles MixSD
Holtsville | Holtsville | NY | New York | 36103 | Suffolk | 40.8124 | -73.0447 | 19479 | 1057 | polygon | FALSE | FALSE | America/New_York | 3 | 11742 00501 00544 | 1840005079 |  | SD | 46 | 25 | 6 | A | Cold | Clark |  |  | HoltsvilleNY | ClarkSD
Abbeville | Abbeville | LA | Louisiana | 22113 | Vermilion | 29.975 | -92.1265 | 19470 | 768 | polygon | FALSE | TRUE | America/Chicago | 3 | 70510 70511 | 1840014005 |  | SD | 46 | 27 | 5 | A | Cold | Clay |  |  | AbbevilleLA | ClaySD
Bourbonnais | Bourbonnais | IL | Illinois | 17091 | Kankakee | 41.183 | -87.878 | 19462 | 793 | polygon | FALSE | TRUE | America/Chicago | 3 | 60914 | 1840011692 |  | SD | 46 | 29 | 6 | A | Cold | Codington |  |  | BourbonnaisIL | CodingtonSD
Syosset | Syosset | NY | New York | 36059 | Nassau | 40.8156 | -73.502 | 19453 | 1509 | polygon | FALSE | FALSE | America/New_York | 3 | 11791 11773 | 1840005278 |  | SD | 46 | 31 | 6 | A | Cold | Corson |  |  | SyossetNY | CorsonSD
Matteson | Matteson | IL | Illinois | 17031 | Cook | 41.5095 | -87.7468 | 19448 | 807 | polygon | FALSE | TRUE | America/Chicago | 3 | 60423 60443 | 1840011293 |  | SD | 46 | 33 | 6 | A | Cold | Custer |  |  | MattesonIL | CusterSD
Lynbrook | Lynbrook | NY | New York | 36059 | Nassau | 40.6579 | -73.6742 | 19448 | 3730 | polygon | FALSE | TRUE | America/New_York | 2 | 11563 | 1840005304 |  | SD | 46 | 35 | 6 | A | Cold | Davison |  |  | LynbrookNY | DavisonSD
Lake Forest | Lake Forest | IL | Illinois | 17097 | Lake | 42.238 | -87.8596 | 19446 | 436 | polygon | FALSE | TRUE | America/Chicago | 3 | 60045 60065 | 1840008087 |  | SD | 46 | 37 | 6 | A | Cold | Day |  |  | Lake ForestIL | DaySD
Angleton | Angleton | TX | Texas | 48039 | Brazoria | 29.1718 | -95.4291 | 19431 | 645 | polygon | FALSE | TRUE | America/Chicago | 3 | 77515 77516 | 1840019672 |  | SD | 46 | 39 | 6 | A | Cold | Deuel |  |  | AngletonTX | DeuelSD
Castaic | Castaic | CA | California | 6037 | Los Angeles | 34.4818 | -118.6317 | 19400 | 1031 | polygon | FALSE | FALSE | America/Los_Angeles | 3 | 91384 91310 | 1840022826 |  | SD | 46 | 41 | 6 | A | Cold | Dewey |  |  | CastaicCA | DeweySD
Canby | Canby | OR | Oregon | 41005 | Clackamas | 45.2653 | -122.6866 | 19393 | 1545 | polygon | FALSE | TRUE | America/Los_Angeles | 3 | 97013 | 1840018569 |  | SD | 46 | 43 | 5 | A | Cold | Douglas |  |  | CanbyOR | DouglasSD
Wendell | Wendell | NC | North Carolina | 37183 | Wake | 35.7823 | -78.3962 | 19382 | 600 | polygon | FALSE | TRUE | America/New_York | 3 | 27591 | 1840016200 |  | SD | 46 | 45 | 6 | A | Cold | Edmunds |  |  | WendellNC | EdmundsSD
Frankfort | Frankfort | IL | Illinois | 17197 | Will | 41.4887 | -87.8361 | 19373 | 464 | polygon | FALSE | TRUE | America/Chicago | 3 | 60423 | 1840011486 |  | SD | 46 | 47 | 6 | A | Cold | Fall River |  |  | FrankfortIL | Fall RiverSD
Laconia | Laconia | NH | New Hampshire | 33001 | Belknap | 43.5724 | -71.4775 | 19371 | 322 | polygon | FALSE | TRUE | America/New_York | 3 | 3246 | 1840002683 |  | SD | 46 | 49 | 6 | A | Cold | Faulk |  |  | LaconiaNH | FaulkSD
Silverthorne | Silverthorne | CO | Colorado | 8117 | Summit | 39.656 | -106.0867 | 19344 | 467 | polygon | FALSE | TRUE | America/Denver | 3 | 80498 | 1840022436 |  | SD | 46 | 51 | 6 | A | Cold | Grant |  |  | SilverthorneCO | GrantSD
Altamont | Altamont | OR | Oregon | 41035 | Klamath | 42.1981 | -121.7249 | 19341 | 920 | polygon | FALSE | FALSE | America/Los_Angeles | 3 | 97603 | 1840017440 |  | SD | 46 | 53 | 5 | A | Cold | Gregory |  |  | AltamontOR | GregorySD
Sheridan | Sheridan | WY | Wyoming | 56033 | Sheridan | 44.7962 | -106.9643 | 19320 | 546 | polygon | FALSE | TRUE | America/Denver | 3 | 82801 | 1840021243 |  | SD | 46 | 55 | 6 | A | Cold | Haakon |  |  | SheridanWY | HaakonSD
Hermosa Beach | Hermosa Beach | CA | California | 6037 | Los Angeles | 33.8654 | -118.3966 | 19320 | 5231 | polygon | FALSE | TRUE | America/Los_Angeles | 2 | 90254 | 1840020487 |  | SD | 46 | 57 | 6 | A | Cold | Hamlin |  |  | Hermosa BeachCA | HamlinSD
Durant | Durant | OK | Oklahoma | 40013 | Bryan | 33.9957 | -96.3938 | 19315 | 270 | polygon | FALSE | TRUE | America/Chicago | 3 | 74701 | 1840019280 |  | SD | 46 | 59 | 6 | A | Cold | Hand |  |  | DurantOK | HandSD
Sylvania | Sylvania | OH | Ohio | 39095 | Lucas | 41.71 | -83.7091 | 19311 | 1123 | polygon | FALSE | TRUE | America/New_York | 3 | 43560 | 1840009255 |  | SD | 46 | 61 | 6 | A | Cold | Hanson |  |  | SylvaniaOH | HansonSD
Corning | Corning | NY | New York | 36101 | Steuben | 42.147 | -77.0561 | 19296 | 1319 | polygon | FALSE | TRUE | America/New_York | 3 | 14830 14831 | 1840000443 |  | SD | 46 | 63 | 6 | A | Cold | Harding |  |  | CorningNY | HardingSD
Arbutus | Arbutus | MD | Maryland | 24005 | Baltimore | 39.2428 | -76.6922 | 19292 | 1141 | polygon | FALSE | FALSE | America/New_York | 3 | 21227 | 1840005676 |  | SD | 46 | 65 | 6 | A | Cold | Hughes |  |  | ArbutusMD | HughesSD
White Oak | White Oak | OH | Ohio | 39061 | Hamilton | 39.2106 | -84.6061 | 19271 | 1196 | polygon | FALSE | FALSE | America/New_York | 3 | 45247 45239 | 1840034164 |  | SD | 46 | 67 | 5 | A | Cold | Hutchinson |  |  | White OakOH | HutchinsonSD
Morristown | Morristown | NJ | New Jersey | 34027 | Morris | 40.7966 | -74.4772 | 19261 | 2556 | polygon | FALSE | TRUE | America/New_York | 2 | 07960 07963 | 1840003577 |  | SD | 46 | 69 | 6 | A | Cold | Hyde |  |  | MorristownNJ | HydeSD
Pinole | Pinole | CA | California | 6013 | Contra Costa | 37.9931 | -122.2834 | 19250 | 1456 | polygon | FALSE | TRUE | America/Los_Angeles | 3 | 94564 | 1840020281 |  | SD | 46 | 71 | 5 | A | Cold | Jackson |  |  | PinoleCA | JacksonSD
Erlanger | Erlanger | KY | Kentucky | 21117 | Kenton | 39.0109 | -84.5864 | 19246 | 888 | polygon | FALSE | TRUE | America/New_York | 3 | 41018 41017 41051 | 1840013168 |  | SD | 46 | 73 | 6 | A | Cold | Jerauld |  |  | ErlangerKY | JerauldSD
Altoona | Altoona | IA | Iowa | 19153 | Polk | 41.6481 | -93.4784 | 19221 | 680 | polygon | FALSE | TRUE | America/Chicago | 3 | 50009 | 1840007065 |  | SD | 46 | 75 | 6 | A | Cold | Jones |  |  | AltoonaIA | JonesSD
Bethany | Bethany | OK | Oklahoma | 40109 | Oklahoma | 35.5072 | -97.6417 | 19221 | 1419 | polygon | FALSE | TRUE | America/Chicago | 3 | 73008 | 1840019153 |  | SD | 46 | 77 | 6 | A | Cold | Kingsbury |  |  | BethanyOK | KingsburySD
Sherrelwood | Sherrelwood | CO | Colorado | 8001 | Adams | 39.839 | -105.0014 | 19208 | 3053 | polygon | FALSE | FALSE | America/Denver | 2 | 80221 80263 | 1840028581 |  | SD | 46 | 79 | 6 | A | Cold | Lake |  |  | SherrelwoodCO | LakeSD
Mineola | Mineola | NY | New York | 36059 | Nassau | 40.7469 | -73.6392 | 19207 | 3945 | polygon | FALSE | TRUE | America/New_York | 2 | 11501 | 1840005310 |  | SD | 46 | 81 | 6 | A | Cold | Lawrence |  |  | MineolaNY | LawrenceSD
Carlisle | Carlisle | PA | Pennsylvania | 42041 | Cumberland | 40.1999 | -77.2042 | 19198 | 1339 | polygon | FALSE | TRUE | America/New_York | 3 | 17013 | 1840001386 |  | SD | 46 | 83 | 6 | A | Cold | Lincoln |  |  | CarlislePA | LincolnSD
Stevenson Ranch | Stevenson Ranch | CA | California | 6037 | Los Angeles | 34.3894 | -118.5885 | 19179 | 1165 | polygon | FALSE | TRUE | America/Los_Angeles | 3 | 91381 | 1840076281 |  | SD | 46 | 85 | 6 | A | Cold | Lyman |  |  | Stevenson RanchCA | LymanSD
Highland | Highland | UT | Utah | 49049 | Utah | 40.4275 | -111.7955 | 19175 | 856 | polygon | FALSE | TRUE | America/Denver | 3 | 84003 | 1840020167 |  | SD | 46 | 91 | 6 | A | Cold | Marshall |  |  | HighlandUT | MarshallSD
Liberal | Liberal | KS | Kansas | 20175 | Seward | 37.0466 | -100.9295 | 19174 | 647 | polygon | FALSE | TRUE | America/Chicago | 3 | 67901 67905 | 1840001704 |  | SD | 46 | 87 | 6 | A | Cold | McCook |  |  | LiberalKS | McCookSD
Cameron Park | Cameron Park | CA | California | 6017 | El Dorado | 38.6737 | -120.9872 | 19171 | 659 | polygon | FALSE | FALSE | America/Los_Angeles | 3 | 95672 95682 | 1840028322 |  | SD | 46 | 89 | 6 | A | Cold | McPherson |  |  | Cameron ParkCA | McPhersonSD
Pinecrest | Pinecrest | FL | Florida | 12086 | Miami-Dade | 25.665 | -80.3042 | 19155 | 992 | polygon | FALSE | TRUE | America/New_York | 3 | 33156 | 1840018336 |  | SD | 46 | 93 | 6 | A | Cold | Meade |  |  | PinecrestFL | MeadeSD
Evergreen Park | Evergreen Park | IL | Illinois | 17031 | Cook | 41.7213 | -87.7013 | 19147 | 2337 | polygon | FALSE | TRUE | America/Chicago | 2 | 60805 | 1840011273 |  | SD | 46 | 95 | 5 | A | Cold | Mellette |  |  | Evergreen ParkIL | MelletteSD
Tiffin | Tiffin | OH | Ohio | 39147 | Seneca | 41.1165 | -83.1805 | 19130 | 988 | polygon | FALSE | TRUE | America/New_York | 3 | 44883 | 1840000821 |  | SD | 46 | 97 | 6 | A | Cold | Miner |  |  | TiffinOH | MinerSD
Mount Airy | Mount Airy | NC | North Carolina | 37171 | Surry | 36.5083 | -80.6154 | 19119 | 337 | polygon | FALSE | TRUE | America/New_York | 3 | 27030 | 1840014430 |  | SD | 46 | 99 | 6 | A | Cold | Minnehaha |  |  | Mount AiryNC | MinnehahaSD
Broadview Heights | Broadview Heights | OH | Ohio | 39035 | Cuyahoga | 41.3195 | -81.6782 | 19102 | 565 | polygon | FALSE | TRUE | America/New_York | 3 | 44147 | 1840000591 |  | SD | 46 | 101 | 6 | A | Cold | Moody |  |  | Broadview HeightsOH | MoodySD
Westbrook | Westbrook | ME | Maine | 23005 | Cumberland | 43.6954 | -70.3539 | 19074 | 428 | polygon | FALSE | TRUE | America/New_York | 3 | 04092 04098 | 1840000329 |  | SD | 46 | 102 | 6 | A | Cold | Oglala Lakota |  |  | WestbrookME | Oglala LakotaSD
Red Bluff | Red Bluff | CA | California | 6103 | Tehama | 40.1735 | -122.2413 | 19039 | 742 | polygon | FALSE | TRUE | America/Los_Angeles | 3 | 96080 | 1840020176 |  | SD | 46 | 103 | 6 | A | Cold | Pennington |  |  | Red BluffCA | PenningtonSD
Arcadia | Arcadia | FL | Florida | 12027 | DeSoto | 27.2213 | -81.8587 | 19038 | 743 | polygon | FALSE | TRUE | America/New_York | 3 | 34266 | 1840014187 |  | SD | 46 | 105 | 6 | A | Cold | Perkins |  |  | ArcadiaFL | PerkinsSD
White Oak | White Oak | MD | Maryland | 24031 | Montgomery | 39.0433 | -76.9906 | 19020 | 1942 | polygon | FALSE | FALSE | America/New_York | 3 | 20901 20904 20903 20993 | 1840005847 |  | SD | 46 | 107 | 6 | A | Cold | Potter |  |  | White OakMD | PotterSD
Fox Crossing | Fox Crossing | WI | Wisconsin | 55139 | Winnebago | 44.2229 | -88.4763 | 19012 | 598 | polygon | FALSE | TRUE | America/Chicago | 3 | 54952 54956 | 1840038105 |  | SD | 46 | 109 | 6 | A | Cold | Roberts |  |  | Fox CrossingWI | RobertsSD
McKeesport | McKeesport | PA | Pennsylvania | 42003 | Allegheny | 40.3419 | -79.8439 | 19009 | 1454 | polygon | FALSE | TRUE | America/New_York | 3 | 15132 15134 | 1840001243 |  | SD | 46 | 111 | 6 | A | Cold | Sanborn |  |  | McKeesportPA | SanbornSD
Bellaire | Bellaire | TX | Texas | 48201 | Harris | 29.704 | -95.4622 | 18971 | 2036 | polygon | FALSE | TRUE | America/Chicago | 2 | 77401 77402 | 1840019617 |  | SD | 46 | 115 | 6 | A | Cold | Spink |  |  | BellaireTX | SpinkSD
Troy | Troy | AL | Alabama | 1109 | Pike | 31.8021 | -85.9665 | 18957 | 258 | polygon | FALSE | TRUE | America/Chicago | 3 | 36079 36081 36082 | 1840005558 |  | SD | 46 | 117 | 6 | A | Cold | Stanley |  |  | TroyAL | StanleySD
Onalaska | Onalaska | WI | Wisconsin | 55063 | La Crosse | 43.8881 | -91.2074 | 18943 | 713 | polygon | FALSE | TRUE | America/Chicago | 3 | 54650 | 1840002579 |  | SD | 46 | 119 | 6 | A | Cold | Sully |  |  | OnalaskaWI | SullySD
Lexington | Lexington | NC | North Carolina | 37057 | Davidson | 35.8017 | -80.2682 | 18933 | 406 | polygon | FALSE | TRUE | America/New_York | 3 | 27292 27295 27294 | 1840015360 |  | SD | 46 | 121 | 5 | A | Cold | Todd |  |  | LexingtonNC | ToddSD
Springboro | Springboro | OH | Ohio | 39165 | Warren | 39.5612 | -84.2348 | 18931 | 783 | polygon | FALSE | TRUE | America/New_York | 3 | 45066 | 1840009573 |  | SD | 46 | 123 | 5 | A | Cold | Tripp |  |  | SpringboroOH | TrippSD
Whitehall | Whitehall | OH | Ohio | 39049 | Franklin | 39.9682 | -82.8833 | 18926 | 1384 | polygon | FALSE | TRUE | America/New_York | 3 | 43213 43219 43216 | 1840003764 |  | SD | 46 | 125 | 6 | A | Cold | Turner |  |  | WhitehallOH | TurnerSD
Sartell | Sartell | MN | Minnesota | 27145 | Stearns | 45.6187 | -94.2207 | 18926 | 726 | polygon | FALSE | TRUE | America/Chicago | 3 | 56377 | 1840008886 |  | SD | 46 | 127 | 5 | A | Cold | Union |  |  | SartellMN | UnionSD
Badger | Badger | AK | Alaska | 2090 | Fairbanks North Star | 64.8006 | -147.3877 | 18911 | 111 | polygon | FALSE | FALSE | America/Anchorage | 3 | 99705 99711 | 1840023690 |  | SD | 46 | 129 | 6 | A | Cold | Walworth |  |  | BadgerAK | WalworthSD
Five Corners | Five Corners | WA | Washington | 53011 | Clark | 45.6883 | -122.5738 | 18908 | 1254 | polygon | FALSE | FALSE | America/Los_Angeles | 3 | 98662 | 1840037869 |  | SD | 46 | 135 | 5 | A | Cold | Yankton |  |  | Five CornersWA | YanktonSD
McAlester | McAlester | OK | Oklahoma | 40121 | Pittsburg | 34.9262 | -95.7698 | 18896 | 424 | polygon | FALSE | TRUE | America/Chicago | 3 | 74501 74502 | 1840020457 |  | SD | 46 | 137 | 6 | A | Cold | Ziebach |  |  | McAlesterOK | ZiebachSD
La Follette | La Follette | TN | Tennessee | 47013 | Campbell | 36.3718 | -84.1256 | 18884 | 525 | polygon | FALSE | TRUE | America/New_York | 3 | 37766 | 1840036150 |  | TN | 47 | 1 | 4 | A | Mixed-Humid | Anderson |  |  | La FolletteTN | AndersonTN
Terrell | Terrell | TX | Texas | 48257 | Kaufman | 32.7341 | -96.2939 | 18869 | 320 | polygon | FALSE | TRUE | America/Chicago | 3 | 75160 75161 | 1840022065 |  | TN | 47 | 3 | 4 | A | Mixed-Humid | Bedford |  |  | TerrellTX | BedfordTN
Natchitoches | Natchitoches | LA | Louisiana | 22069 | Natchitoches | 31.7317 | -93.0979 | 18859 | 297 | polygon | FALSE | TRUE | America/Chicago | 3 | 71457 71469 71458 71497 | 1840014925 |  | TN | 47 | 5 | 4 | A | Mixed-Humid | Benton |  |  | NatchitochesLA | BentonTN
Twinsburg | Twinsburg | OH | Ohio | 39153 | Summit | 41.322 | -81.4451 | 18856 | 529 | polygon | FALSE | TRUE | America/New_York | 3 | 44087 | 1840000805 |  | TN | 47 | 7 | 4 | A | Mixed-Humid | Bledsoe |  |  | TwinsburgOH | BledsoeTN
Central Point | Central Point | OR | Oregon | 41029 | Jackson | 42.3765 | -122.911 | 18848 | 1850 | polygon | FALSE | TRUE | America/Los_Angeles | 3 | 97502 | 1840018672 |  | TN | 47 | 9 | 4 | A | Mixed-Humid | Blount |  |  | Central PointOR | BlountTN
Seminole | Seminole | FL | Florida | 12103 | Pinellas | 27.8435 | -82.7839 | 18838 | 1407 | polygon | FALSE | TRUE | America/New_York | 3 | 33772 33777 33778 33775 | 1840015978 |  | TN | 47 | 11 | 4 | A | Mixed-Humid | Bradley |  |  | SeminoleFL | BradleyTN
Coldwater | Coldwater | MI | Michigan | 26023 | Branch | 41.9465 | -84.9989 | 18832 | 488 | polygon | FALSE | TRUE | America/Detroit | 3 | 49036 | 1840003250 |  | TN | 47 | 13 | 4 | A | Mixed-Humid | Campbell |  |  | ColdwaterMI | CampbellTN
St. John | St. John | IN | Indiana | 18089 | Lake | 41.4431 | -87.47 | 18796 | 583 | polygon | FALSE | TRUE | America/Chicago | 3 | 46373 46311 | 1840010221 |  | TN | 47 | 15 | 4 | A | Mixed-Humid | Cannon |  |  | St. JohnIN | CannonTN
Point Pleasant | Point Pleasant | NJ | New Jersey | 34029 | Ocean | 40.0772 | -74.0702 | 18772 | 2075 | polygon | FALSE | TRUE | America/New_York | 2 | 8742 | 1840001485 |  | TN | 47 | 17 | 4 | A | Mixed-Humid | Carroll |  |  | Point PleasantNJ | CarrollTN
Grandview | Grandview | WA | Washington | 53077 | Yakima | 46.2444 | -119.9091 | 18772 | 665 | polygon | FALSE | TRUE | America/Los_Angeles | 3 | 98935 98930 | 1840019871 |  | TN | 47 | 19 | 4 | A | Mixed-Humid | Carter |  |  | GrandviewWA | CarterTN
Marshfield | Marshfield | WI | Wisconsin | 55141 | Wood | 44.6627 | -90.1728 | 18764 | 522 | polygon | FALSE | TRUE | America/Chicago | 3 | 54449 54404 | 1840002336 |  | TN | 47 | 21 | 4 | A | Mixed-Humid | Cheatham |  |  | MarshfieldWI | CheathamTN
Hawthorne | Hawthorne | NJ | New Jersey | 34031 | Passaic | 40.9579 | -74.1581 | 18753 | 2181 | polygon | FALSE | TRUE | America/New_York | 2 | 7506 | 1840003513 |  | TN | 47 | 23 | 3 | A | Mixed-Humid | Chester |  |  | HawthorneNJ | ChesterTN
Cimarron Hills | Cimarron Hills | CO | Colorado | 8041 | El Paso | 38.8597 | -104.6995 | 18727 | 1217 | polygon | FALSE | FALSE | America/Denver | 3 | 80915 80922 80970 | 1840028574 |  | TN | 47 | 25 | 4 | A | Mixed-Humid | Claiborne |  |  | Cimarron HillsCO | ClaiborneTN
Alsip | Alsip | IL | Illinois | 17031 | Cook | 41.6701 | -87.7368 | 18709 | 1107 | polygon | FALSE | TRUE | America/Chicago | 3 | 60803 | 1840010147 |  | TN | 47 | 27 | 4 | A | Mixed-Humid | Clay |  |  | AlsipIL | ClayTN
Avon | Avon | IN | Indiana | 18063 | Hendricks | 39.7603 | -86.3917 | 18706 | 385 | polygon | FALSE | TRUE | America/Indiana/Indianapolis | 3 | 46123 46213 | 1840009535 |  | TN | 47 | 29 | 4 | A | Mixed-Humid | Cocke |  |  | AvonIN | CockeTN
Homewood | Homewood | IL | Illinois | 17031 | Cook | 41.5591 | -87.661 | 18703 | 1384 | polygon | FALSE | TRUE | America/Chicago | 3 | 60430 | 1840011264 |  | TN | 47 | 31 | 4 | A | Mixed-Humid | Coffee |  |  | HomewoodIL | CoffeeTN
Port Isabel | Port Isabel | TX | Texas | 48061 | Cameron | 26.054 | -97.2505 | 18686 | 355 | polygon | FALSE | TRUE | America/Chicago | 3 | 78578 | 1840021040 |  | TN | 47 | 33 | 3 | A | Mixed-Humid | Crockett |  |  | Port IsabelTX | CrockettTN
Bellwood | Bellwood | IL | Illinois | 17031 | Cook | 41.8829 | -87.8762 | 18672 | 3006 | polygon | FALSE | TRUE | America/Chicago | 2 | 60104 | 1840011248 |  | TN | 47 | 35 | 4 | A | Mixed-Humid | Cumberland |  |  | BellwoodIL | CumberlandTN
Marinette | Marinette | WI | Wisconsin | 55075 | Marinette | 45.087 | -87.6328 | 18671 | 580 | polygon | FALSE | TRUE | America/Chicago | 3 | 54143 | 1840003930 |  | TN | 47 | 37 | 4 | A | Mixed-Humid | Davidson |  |  | MarinetteWI | DavidsonTN
Bay City | Bay City | TX | Texas | 48321 | Matagorda | 28.9838 | -95.9601 | 18661 | 730 | polygon | FALSE | TRUE | America/Chicago | 3 | 77414 | 1840019682 |  | TN | 47 | 39 | 4 | A | Mixed-Humid | Decatur |  |  | Bay CityTX | DecaturTN
North Valley Stream | North Valley Stream | NY | New York | 36059 | Nassau | 40.684 | -73.7077 | 18661 | 3863 | polygon | FALSE | FALSE | America/New_York | 2 | 11580 11003 | 1840005244 |  | TN | 47 | 41 | 4 | A | Mixed-Humid | DeKalb |  |  | North Valley StreamNY | DeKalbTN
Ansonia | Ansonia | CT | Connecticut | 9009 | New Haven | 41.3443 | -73.0689 | 18654 | 1196 | polygon | FALSE | TRUE | America/New_York | 3 | 6401 | 1840004846 |  | TN | 47 | 43 | 4 | A | Mixed-Humid | Dickson |  |  | AnsoniaCT | DicksonTN
Deerfield | Deerfield | IL | Illinois | 17097 | Lake | 42.1654 | -87.8516 | 18646 | 1301 | polygon | FALSE | TRUE | America/Chicago | 3 | 60015 | 1840011167 |  | TN | 47 | 45 | 3 | A | Mixed-Humid | Dyer |  |  | DeerfieldIL | DyerTN
Westminster | Westminster | MD | Maryland | 24013 | Carroll | 39.5796 | -77.0066 | 18640 | 1077 | polygon | FALSE | TRUE | America/New_York | 3 | 21158 21157 | 1840005701 |  | TN | 47 | 47 | 3 | A | Mixed-Humid | Fayette |  |  | WestminsterMD | FayetteTN
Creve Coeur | Creve Coeur | MO | Missouri | 29189 | St. Louis | 38.6621 | -90.443 | 18622 | 699 | polygon | FALSE | TRUE | America/Chicago | 3 | 63141 63167 | 1840007443 |  | TN | 47 | 49 | 4 | A | Mixed-Humid | Fentress |  |  | Creve CoeurMO | FentressTN
Seabrook | Seabrook | MD | Maryland | 24033 | Prince George's | 38.9802 | -76.8502 | 18616 | 2335 | polygon | FALSE | FALSE | America/New_York | 2 | 20706 20703 | 1840024547 |  | TN | 47 | 51 | 4 | A | Mixed-Humid | Franklin |  |  | SeabrookMD | FranklinTN
Berea | Berea | OH | Ohio | 39035 | Cuyahoga | 41.3696 | -81.8642 | 18609 | 1269 | polygon | FALSE | TRUE | America/New_York | 3 | 44017 | 1840000588 |  | TN | 47 | 53 | 4 | A | Mixed-Humid | Gibson |  |  | BereaOH | GibsonTN
Cocoa | Cocoa | FL | Florida | 12009 | Brevard | 28.382 | -80.7674 | 18603 | 538 | polygon | FALSE | TRUE | America/New_York | 3 | 32922 32926 | 1840015092 |  | TN | 47 | 55 | 4 | A | Mixed-Humid | Giles |  |  | CocoaFL | GilesTN
Moultrie | Moultrie | GA | Georgia | 13071 | Colquitt | 31.1591 | -83.7708 | 18602 | 329 | polygon | FALSE | TRUE | America/New_York | 3 | 31768 31788 31776 | 1840014977 |  | TN | 47 | 57 | 4 | A | Mixed-Humid | Grainger |  |  | MoultrieGA | GraingerTN
Avenel | Avenel | NJ | New Jersey | 34023 | Middlesex | 40.5839 | -74.272 | 18592 | 2062 | polygon | FALSE | FALSE | America/New_York | 2 | 7001 | 1840005410 |  | TN | 47 | 59 | 4 | A | Mixed-Humid | Greene |  |  | AvenelNJ | GreeneTN
Forest Park | Forest Park | OH | Ohio | 39061 | Hamilton | 39.2861 | -84.5259 | 18583 | 1112 | polygon | FALSE | TRUE | America/New_York | 3 | 45240 | 1840003818 |  | TN | 47 | 61 | 4 | A | Mixed-Humid | Grundy |  |  | Forest ParkOH | GrundyTN
Sudley | Sudley | VA | Virginia | 51153 | Prince William | 38.7878 | -77.4961 | 18575 | 2601 | polygon | FALSE | FALSE | America/New_York | 2 | 20109 | 1840006104 |  | TN | 47 | 63 | 4 | A | Mixed-Humid | Hamblen |  |  | SudleyVA | HamblenTN
Anacortes | Anacortes | WA | Washington | 53057 | Skagit | 48.4878 | -122.6292 | 18563 | 578 | polygon | FALSE | TRUE | America/Los_Angeles | 3 | 98221 | 1840018366 |  | TN | 47 | 65 | 4 | A | Mixed-Humid | Hamilton |  |  | AnacortesWA | HamiltonTN
Winthrop | Winthrop | MA | Massachusetts | 25025 | Suffolk | 42.3751 | -70.9847 | 18544 | 3597 | polygon | FALSE | TRUE | America/New_York | 2 | 02128 02152 | 1840132450 |  | TN | 47 | 67 | 4 | A | Mixed-Humid | Hancock |  |  | WinthropMA | HancockTN
Rancho Mirage | Rancho Mirage | CA | California | 6065 | Riverside | 33.7634 | -116.4271 | 18528 | 282 | polygon | FALSE | TRUE | America/Los_Angeles | 3 | 92270 | 1840020558 |  | TN | 47 | 69 | 3 | A | Mixed-Humid | Hardeman |  |  | Rancho MirageCA | HardemanTN
Gibsonton | Gibsonton | FL | Florida | 12057 | Hillsborough | 27.826 | -82.3761 | 18515 | 558 | polygon | FALSE | FALSE | America/New_York | 3 | 33534 | 1840014148 |  | TN | 47 | 71 | 3 | A | Mixed-Humid | Hardin |  |  | GibsontonFL | HardinTN
Lynden | Lynden | WA | Washington | 53073 | Whatcom | 48.9502 | -122.4545 | 18512 | 1084 | polygon | FALSE | TRUE | America/Los_Angeles | 3 | 98264 | 1840019752 |  | TN | 47 | 73 | 4 | A | Mixed-Humid | Hawkins |  |  | LyndenWA | HawkinsTN
North Massapequa | North Massapequa | NY | New York | 36059 | Nassau | 40.7031 | -73.4678 | 18505 | 2386 | polygon | FALSE | FALSE | America/New_York | 2 | 11758 | 1840005241 |  | TN | 47 | 75 | 3 | A | Mixed-Humid | Haywood |  |  | North MassapequaNY | HaywoodTN
Gautier | Gautier | MS | Mississippi | 28059 | Jackson | 30.4106 | -88.6568 | 18490 | 235 | polygon | FALSE | TRUE | America/Chicago | 3 | 39553 39564 | 1840013937 |  | TN | 47 | 77 | 3 | A | Mixed-Humid | Henderson |  |  | GautierMS | HendersonTN
Mayfield Heights | Mayfield Heights | OH | Ohio | 39035 | Cuyahoga | 41.5175 | -81.4534 | 18487 | 1711 | polygon | FALSE | TRUE | America/New_York | 3 | 44124 | 1840000613 |  | TN | 47 | 79 | 4 | A | Mixed-Humid | Henry |  |  | Mayfield HeightsOH | HenryTN
Breaux Bridge | Breaux Bridge | LA | Louisiana | 22099 | St. Martin | 30.2829 | -91.9043 | 18484 | 407 | polygon | FALSE | TRUE | America/Chicago | 3 | 70517 | 1840013960 |  | TN | 47 | 81 | 4 | A | Mixed-Humid | Hickman |  |  | Breaux BridgeLA | HickmanTN
Hopkins | Hopkins | MN | Minnesota | 27053 | Hennepin | 44.9261 | -93.4056 | 18468 | 1752 | polygon | FALSE | TRUE | America/Chicago | 3 | 55305 55343 | 1840006749 |  | TN | 47 | 83 | 4 | A | Mixed-Humid | Houston |  |  | HopkinsMN | HoustonTN
Defiance | Defiance | OH | Ohio | 39039 | Defiance | 41.281 | -84.3661 | 18460 | 512 | polygon | FALSE | TRUE | America/New_York | 3 | 43512 | 1840007133 |  | TN | 47 | 85 | 4 | A | Mixed-Humid | Humphreys |  |  | DefianceOH | HumphreysTN
Iron Mountain | Iron Mountain | MI | Michigan | 26043 | Dickinson | 45.8275 | -88.0599 | 18432 | 374 | polygon | FALSE | TRUE | America/Menominee | 3 | 49801 | 1840001991 |  | TN | 47 | 87 | 4 | A | Mixed-Humid | Jackson |  |  | Iron MountainMI | JacksonTN
Berea | Berea | KY | Kentucky | 21151 | Madison | 37.5904 | -84.2898 | 18423 | 374 | polygon | FALSE | TRUE | America/New_York | 3 | 40404 40403 | 1840013225 |  | TN | 47 | 89 | 4 | A | Mixed-Humid | Jefferson |  |  | BereaKY | JeffersonTN
Altus | Altus | OK | Oklahoma | 40065 | Jackson | 34.6566 | -99.3051 | 18418 | 385 | polygon | FALSE | TRUE | America/Chicago | 3 | 73521 73522 | 1840019202 |  | TN | 47 | 91 | 4 | A | Mixed-Humid | Johnson |  |  | AltusOK | JohnsonTN
Bryn Mawr-Skyway | Bryn Mawr-Skyway | WA | Washington | 53033 | King | 47.4949 | -122.2411 | 18414 | 2502 | polygon | FALSE | TRUE | America/Los_Angeles | 2 | 98178 | 1840037012 |  | TN | 47 | 93 | 4 | A | Mixed-Humid | Knox |  |  | Bryn Mawr-SkywayWA | KnoxTN
Uvalde | Uvalde | TX | Texas | 48463 | Uvalde | 29.2153 | -99.7782 | 18406 | 806 | polygon | FALSE | TRUE | America/Chicago | 3 | 78801 | 1840022231 |  | TN | 47 | 95 | 3 | A | Mixed-Humid | Lake |  |  | UvaldeTX | LakeTN
Brushy Creek | Brushy Creek | TX | Texas | 48491 | Williamson | 30.5125 | -97.7388 | 18399 | 1091 | polygon | FALSE | FALSE | America/Chicago | 3 | 78681 78717 | 1840135494 |  | TN | 47 | 97 | 3 | A | Mixed-Humid | Lauderdale |  |  | Brushy CreekTX | LauderdaleTN
Brook Park | Brook Park | OH | Ohio | 39035 | Cuyahoga | 41.4036 | -81.8219 | 18382 | 943 | polygon | FALSE | TRUE | America/New_York | 3 | 44142 44188 | 1840000594 |  | TN | 47 | 99 | 4 | A | Mixed-Humid | Lawrence |  |  | Brook ParkOH | LawrenceTN
North Amityville | North Amityville | NY | New York | 36103 | Suffolk | 40.7005 | -73.4118 | 18382 | 3014 | polygon | FALSE | FALSE | America/New_York | 2 | 11726 11701 | 1840005053 |  | TN | 47 | 101 | 4 | A | Mixed-Humid | Lewis |  |  | North AmityvilleNY | LewisTN
Wallingford Center | Wallingford Center | CT | Connecticut | 9009 | New Haven | 41.4499 | -72.8189 | 18360 | 976 | polygon | FALSE | TRUE | America/New_York | 3 | 06492 06494 | 1840073312 |  | TN | 47 | 103 | 4 | A | Mixed-Humid | Lincoln |  |  | Wallingford CenterCT | LincolnTN
Sunnyside | Sunnyside | WA | Washington | 53077 | Yakima | 46.3158 | -120.0059 | 18352 | 859 | polygon | FALSE | TRUE | America/Los_Angeles | 3 | 98944 | 1840021150 |  | TN | 47 | 105 | 4 | A | Mixed-Humid | Loudon |  |  | SunnysideWA | LoudonTN
World Golf Village | World Golf Village | FL | Florida | 12109 | St. Johns | 29.9653 | -81.4898 | 18327 | 263 | polygon | FALSE | TRUE | America/New_York | 3 | 32092 32095 | 1840039162 |  | TN | 47 | 111 | 4 | A | Mixed-Humid | Macon |  |  | World Golf VillageFL | MaconTN
Sycamore | Sycamore | IL | Illinois | 17037 | DeKalb | 41.9951 | -88.6812 | 18322 | 719 | polygon | FALSE | TRUE | America/Chicago | 3 | 60178 | 1840009187 |  | TN | 47 | 113 | 3 | A | Mixed-Humid | Madison |  |  | SycamoreIL | MadisonTN
Franklin Farm | Franklin Farm | VA | Virginia | 51059 | Fairfax | 38.9133 | -77.3969 | 18321 | 1489 | polygon | FALSE | TRUE | America/New_York | 3 | 22033 20171 | 1840041752 |  | TN | 47 | 115 | 4 | A | Mixed-Humid | Marion |  |  | Franklin FarmVA | MarionTN
Chowchilla | Chowchilla | CA | California | 6039 | Madera | 37.1095 | -120.2349 | 18310 | 637 | polygon | FALSE | TRUE | America/Los_Angeles | 3 | 93610 | 1840018919 |  | TN | 47 | 117 | 4 | A | Mixed-Humid | Marshall |  |  | ChowchillaCA | MarshallTN
Brookfield | Brookfield | IL | Illinois | 17031 | Cook | 41.8245 | -87.847 | 18310 | 2307 | polygon | FALSE | TRUE | America/Chicago | 2 | 60513 | 1840010142 |  | TN | 47 | 119 | 4 | A | Mixed-Humid | Maury |  |  | BrookfieldIL | MauryTN
Ronkonkoma | Ronkonkoma | NY | New York | 36103 | Suffolk | 40.804 | -73.1258 | 18309 | 903 | polygon | FALSE | FALSE | America/New_York | 3 | 11779 | 1840005071 |  | TN | 47 | 107 | 4 | A | Mixed-Humid | McMinn |  |  | RonkonkomaNY | McMinnTN
Rutherford | Rutherford | NJ | New Jersey | 34003 | Bergen | 40.8203 | -74.1057 | 18303 | 2541 | polygon | FALSE | TRUE | America/New_York | 2 | 7070 | 1840000902 |  | TN | 47 | 109 | 3 | A | Mixed-Humid | McNairy |  |  | RutherfordNJ | McNairyTN
Merrifield | Merrifield | VA | Virginia | 51059 | Fairfax | 38.8731 | -77.2426 | 18291 | 2616 | polygon | FALSE | FALSE | America/New_York | 2 | 22031 22042 22180 22081 22082 22119 | 1840006019 |  | TN | 47 | 121 | 4 | A | Mixed-Humid | Meigs |  |  | MerrifieldVA | MeigsTN
Newburyport | Newburyport | MA | Massachusetts | 25009 | Essex | 42.8124 | -70.8878 | 18289 | 845 | polygon | FALSE | TRUE | America/New_York | 3 | 1950 | 1840000413 |  | TN | 47 | 123 | 4 | A | Mixed-Humid | Monroe |  |  | NewburyportMA | MonroeTN
Idylwood | Idylwood | VA | Virginia | 51059 | Fairfax | 38.8896 | -77.2055 | 18273 | 2518 | polygon | FALSE | FALSE | America/New_York | 2 | 22046 22043 | 1840006032 |  | TN | 47 | 125 | 4 | A | Mixed-Humid | Montgomery |  |  | IdylwoodVA | MontgomeryTN
Kilgore | Kilgore | TX | Texas | 48183 | Gregg | 32.3979 | -94.8603 | 18265 | 308 | polygon | FALSE | TRUE | America/Chicago | 3 | 75662 75663 | 1840020747 |  | TN | 47 | 127 | 4 | A | Mixed-Humid | Moore |  |  | KilgoreTX | MooreTN
Radford | Radford | VA | Virginia | 51750 | Radford | 37.1229 | -80.5587 | 18249 | 728 | polygon | FALSE | TRUE | America/New_York | 3 | 24142 24141 24143 | 1840003864 |  | TN | 47 | 129 | 4 | A | Mixed-Humid | Morgan |  |  | RadfordVA | MorganTN
Palestine | Palestine | TX | Texas | 48001 | Anderson | 31.7544 | -95.6471 | 18243 | 352 | polygon | FALSE | TRUE | America/Chicago | 3 | 75801 75803 75802 75882 | 1840020798 |  | TN | 47 | 131 | 4 | A | Mixed-Humid | Obion |  |  | PalestineTX | ObionTN
Crawfordsville | Crawfordsville | IN | Indiana | 18107 | Montgomery | 40.0428 | -86.8975 | 18242 | 643 | polygon | FALSE | TRUE | America/Indiana/Indianapolis | 3 | 47933 | 1840007261 |  | TN | 47 | 133 | 4 | A | Mixed-Humid | Overton |  |  | CrawfordsvilleIN | OvertonTN
Springfield | Springfield | TN | Tennessee | 47147 | Robertson | 36.4943 | -86.8709 | 18241 | 516 | polygon | FALSE | TRUE | America/Chicago | 3 | 37172 | 1840015273 |  | TN | 47 | 135 | 4 | A | Mixed-Humid | Perry |  |  | SpringfieldTN | PerryTN
Boerne | Boerne | TX | Texas | 48259 | Kendall | 29.7844 | -98.7289 | 18232 | 622 | polygon | FALSE | TRUE | America/Chicago | 3 | 78006 | 1840019623 |  | TN | 47 | 137 | 4 | A | Mixed-Humid | Pickett |  |  | BoerneTX | PickettTN
Hyattsville | Hyattsville | MD | Maryland | 24033 | Prince George's | 38.9612 | -76.9548 | 18230 | 2627 | polygon | FALSE | TRUE | America/New_York | 2 | 20781 20782 20788 | 1840005975 |  | TN | 47 | 139 | 4 | A | Mixed-Humid | Polk |  |  | HyattsvilleMD | PolkTN
Lake Placid | Lake Placid | FL | Florida | 12055 | Highlands | 27.2977 | -81.3715 | 18227 | 256 | polygon | FALSE | TRUE | America/New_York | 3 | 33852 33862 | 1840017248 |  | TN | 47 | 141 | 4 | A | Mixed-Humid | Putnam |  |  | Lake PlacidFL | PutnamTN
St. Michael | St. Michael | MN | Minnesota | 27171 | Wright | 45.2014 | -93.692 | 18204 | 215 | polygon | FALSE | TRUE | America/Chicago | 3 | 55313 55376 | 1840008901 |  | TN | 47 | 143 | 4 | A | Mixed-Humid | Rhea |  |  | St. MichaelMN | RheaTN
Maumelle | Maumelle | AR | Arkansas | 5119 | Pulaski | 34.8522 | -92.4 | 18199 | 582 | polygon | FALSE | TRUE | America/Chicago | 3 | 72113 | 1840015510 |  | TN | 47 | 145 | 4 | A | Mixed-Humid | Roane |  |  | MaumelleAR | RoaneTN
Niles | Niles | OH | Ohio | 39155 | Trumbull | 41.1878 | -80.753 | 18176 | 815 | polygon | FALSE | TRUE | America/New_York | 3 | 44446 | 1840008241 |  | TN | 47 | 147 | 4 | A | Mixed-Humid | Robertson |  |  | NilesOH | RobertsonTN
Iselin | Iselin | NJ | New Jersey | 34023 | Middlesex | 40.5702 | -74.317 | 18175 | 2201 | polygon | FALSE | FALSE | America/New_York | 2 | 8830 | 1840005418 |  | TN | 47 | 149 | 4 | A | Mixed-Humid | Rutherford |  |  | IselinNJ | RutherfordTN
Menomonie | Menomonie | WI | Wisconsin | 55033 | Dunn | 44.8893 | -91.9084 | 18159 | 467 | polygon | FALSE | TRUE | America/Chicago | 3 | 54751 | 1840037988 |  | TN | 47 | 151 | 4 | A | Mixed-Humid | Scott |  |  | MenomonieWI | ScottTN
Trenton | Trenton | MI | Michigan | 26163 | Wayne | 42.1394 | -83.1929 | 18157 | 967 | polygon | FALSE | TRUE | America/Detroit | 3 | 48183 | 1840003966 |  | TN | 47 | 153 | 4 | A | Mixed-Humid | Sequatchie |  |  | TrentonMI | SequatchieTN
Rutland | Rutland | VT | Vermont | 50021 | Rutland | 43.6091 | -72.9782 | 18131 | 771 | polygon | FALSE | TRUE | America/New_York | 3 | 05701 05702 | 1840002632 |  | TN | 47 | 155 | 4 | A | Mixed-Humid | Sevier |  |  | RutlandVT | SevierTN
Imperial | Imperial | CA | California | 6025 | Imperial | 32.839 | -115.5719 | 18120 | 1121 | polygon | FALSE | TRUE | America/Los_Angeles | 3 | 92251 | 1840019381 |  | TN | 47 | 157 | 3 | A | Mixed-Humid | Shelby |  |  | ImperialCA | ShelbyTN
Orange | Orange | TX | Texas | 48361 | Orange | 30.121 | -93.7616 | 18118 | 316 | polygon | FALSE | TRUE | America/Chicago | 3 | 77630 77632 77631 | 1840020910 |  | TN | 47 | 159 | 4 | A | Mixed-Humid | Smith |  |  | OrangeTX | SmithTN
Otsego | Otsego | MN | Minnesota | 27171 | Wright | 45.266 | -93.62 | 18113 | 236 | polygon | FALSE | TRUE | America/Chicago | 3 | 55301 55330 55362 | 1840008899 |  | TN | 47 | 161 | 4 | A | Mixed-Humid | Stewart |  |  | OtsegoMN | StewartTN
Madison | Madison | IN | Indiana | 18077 | Jefferson | 38.7581 | -85.3974 | 18109 | 530 | polygon | FALSE | TRUE | America/Indiana/Indianapolis | 3 | 47250 | 1840009728 |  | TN | 47 | 163 | 4 | A | Mixed-Humid | Sullivan |  |  | MadisonIN | SullivanTN
St. Matthews | St. Matthews | KY | Kentucky | 21111 | Jefferson | 38.2497 | -85.6383 | 18105 | 1597 | polygon | FALSE | TRUE | America/New_York | 3 | 40222 40207 | 1840015194 |  | TN | 47 | 165 | 4 | A | Mixed-Humid | Sumner |  |  | St. MatthewsKY | SumnerTN
Alton | Alton | TX | Texas | 48215 | Hidalgo | 26.2884 | -98.3098 | 18105 | 956 | polygon | FALSE | TRUE | America/Chicago | 3 | 78573 | 1840019733 |  | TN | 47 | 167 | 3 | A | Mixed-Humid | Tipton |  |  | AltonTX | TiptonTN
Cudahy | Cudahy | WI | Wisconsin | 55079 | Milwaukee | 42.9467 | -87.8641 | 18104 | 1464 | polygon | FALSE | TRUE | America/Chicago | 3 | 53110 | 1840003045 |  | TN | 47 | 169 | 4 | A | Mixed-Humid | Trousdale |  |  | CudahyWI | TrousdaleTN
Round Lake | Round Lake | IL | Illinois | 17097 | Lake | 42.3435 | -88.1058 | 18100 | 1257 | polygon | FALSE | TRUE | America/Chicago | 3 | 60073 | 1840011170 |  | TN | 47 | 171 | 4 | A | Mixed-Humid | Unicoi |  |  | Round LakeIL | UnicoiTN
Oxon Hill | Oxon Hill | MD | Maryland | 24033 | Prince George's | 38.7887 | -76.9733 | 18080 | 1054 | polygon | FALSE | FALSE | America/New_York | 3 | 20744 20745 20750 | 1840026688 |  | TN | 47 | 173 | 4 | A | Mixed-Humid | Union |  |  | Oxon HillMD | UnionTN
Manchester | Manchester | MO | Missouri | 29189 | St. Louis | 38.583 | -90.5065 | 18073 | 1386 | polygon | FALSE | TRUE | America/Chicago | 3 | 63021 63011 | 1840009739 |  | TN | 47 | 175 | 4 | A | Mixed-Humid | Van Buren |  |  | ManchesterMO | Van BurenTN
Beeville | Beeville | TX | Texas | 48025 | Bee | 28.4059 | -97.7494 | 18068 | 800 | polygon | FALSE | TRUE | America/Chicago | 3 | 78102 | 1840019698 |  | TN | 47 | 177 | 4 | A | Mixed-Humid | Warren |  |  | BeevilleTX | WarrenTN
Cary | Cary | IL | Illinois | 17111 | McHenry | 42.2129 | -88.2493 | 18067 | 1118 | polygon | FALSE | TRUE | America/Chicago | 3 | 60013 | 1840010109 |  | TN | 47 | 179 | 4 | A | Mixed-Humid | Washington |  |  | CaryIL | WashingtonTN
North Wilkesboro | North Wilkesboro | NC | North Carolina | 37193 | Wilkes | 36.1728 | -81.139 | 18066 | 244 | polygon | FALSE | TRUE | America/New_York | 3 | 28659 | 1840016094 |  | TN | 47 | 181 | 4 | A | Mixed-Humid | Wayne |  |  | North WilkesboroNC | WayneTN
North Aurora | North Aurora | IL | Illinois | 17089 | Kane | 41.8083 | -88.3413 | 18057 | 962 | polygon | FALSE | TRUE | America/Chicago | 3 | 60542 | 1840011351 |  | TN | 47 | 183 | 4 | A | Mixed-Humid | Weakley |  |  | North AuroraIL | WeakleyTN
Lithia Springs | Lithia Springs | GA | Georgia | 13097 | Douglas | 33.781 | -84.6485 | 18054 | 513 | polygon | FALSE | FALSE | America/New_York | 3 | 30122 | 1840013740 |  | TN | 47 | 185 | 4 | A | Mixed-Humid | White |  |  | Lithia SpringsGA | WhiteTN
Bon Air | Bon Air | VA | Virginia | 51041 | Chesterfield | 37.5187 | -77.5713 | 18052 | 833 | polygon | FALSE | FALSE | America/New_York | 3 | 23235 | 1840006409 |  | TN | 47 | 187 | 4 | A | Mixed-Humid | Williamson |  |  | Bon AirVA | WilliamsonTN
Bensenville | Bensenville | IL | Illinois | 17043 | DuPage | 41.9593 | -87.9433 | 18044 | 1271 | polygon | FALSE | TRUE | America/Chicago | 3 | 60106 60105 60399 | 1840011398 |  | TN | 47 | 189 | 4 | A | Mixed-Humid | Wilson |  |  | BensenvilleIL | WilsonTN
Eastlake | Eastlake | OH | Ohio | 39085 | Lake | 41.6581 | -81.4323 | 18042 | 1089 | polygon | FALSE | TRUE | America/New_York | 3 | 44095 44097 | 1840000533 |  | TX | 48 | 1 | 2 | A | Hot-Humid | Anderson |  |  | EastlakeOH | AndersonTX
Beaver Dam | Beaver Dam | WI | Wisconsin | 55027 | Dodge | 43.469 | -88.8308 | 18041 | 868 | polygon | FALSE | TRUE | America/Chicago | 3 | 53916 | 1840002738 |  | TX | 48 | 3 | 3 | B | Hot-Dry | Andrews |  |  | Beaver DamWI | AndrewsTX
Safety Harbor | Safety Harbor | FL | Florida | 12103 | Pinellas | 28.008 | -82.6964 | 18016 | 1412 | polygon | FALSE | TRUE | America/New_York | 3 | 34695 | 1840015975 |  | TX | 48 | 5 | 2 | A | Hot-Humid | Angelina |  |  | Safety HarborFL | AngelinaTX
Mattoon | Mattoon | IL | Illinois | 17029 | Coles | 39.4775 | -88.3624 | 18016 | 659 | polygon | FALSE | TRUE | America/Chicago | 3 | 61938 | 1840008449 |  | TX | 48 | 7 | 2 | A | Hot-Humid | Aransas |  |  | MattoonIL | AransasTX
Macomb | Macomb | IL | Illinois | 17109 | McDonough | 40.4721 | -90.6816 | 18006 | 620 | polygon | FALSE | TRUE | America/Chicago | 3 | 61455 | 1840009411 |  | TX | 48 | 9 | 3 | A | Mixed-Humid | Archer |  |  | MacombIL | ArcherTX
North Druid Hills | North Druid Hills | GA | Georgia | 13089 | DeKalb | 33.8186 | -84.3254 | 18002 | 1529 | polygon | FALSE | FALSE | America/New_York | 3 | 30329 30324 30033 30359 | 1840029449 |  | TX | 48 | 11 | 4 | B | Mixed-Dry | Armstrong |  |  | North Druid HillsGA | ArmstrongTX
West Columbia | West Columbia | SC | South Carolina | 45063 | Lexington | 33.9931 | -81.0932 | 17998 | 780 | polygon | FALSE | TRUE | America/New_York | 3 | 29169 29171 | 1840015605 |  | TX | 48 | 13 | 2 | A | Hot-Humid | Atascosa |  |  | West ColumbiaSC | AtascosaTX
Fayetteville | Fayetteville | GA | Georgia | 13113 | Fayette | 33.45 | -84.4709 | 17991 | 539 | polygon | FALSE | TRUE | America/New_York | 3 | 30214 30215 | 1840013755 |  | TX | 48 | 15 | 2 | A | Hot-Humid | Austin |  |  | FayettevilleGA | AustinTX
Sunland Park | Sunland Park | NM | New Mexico | 35013 | DoÃ±a Ana | 31.8194 | -106.5943 | 17978 | 533 | polygon | FALSE | TRUE | America/Denver | 3 | 88063 88008 | 1840033664 |  | TX | 48 | 17 | 4 | B | Mixed-Dry | Bailey |  |  | Sunland ParkNM | BaileyTX
Estelle | Estelle | LA | Louisiana | 22051 | Jefferson | 29.8447 | -90.1021 | 17968 | 1495 | polygon | FALSE | FALSE | America/Chicago | 3 | 70072 | 1840013111 |  | TX | 48 | 19 | 2 | B | Hot-Humid | Bandera |  |  | EstelleLA | BanderaTX
Mountain House | Mountain House | CA | California | 6077 | San Joaquin | 37.774 | -121.5452 | 17966 | 2172 | polygon | FALSE | FALSE | America/Los_Angeles | 2 | 95391 | 1840026768 |  | TX | 48 | 21 | 2 | A | Hot-Humid | Bastrop |  |  | Mountain HouseCA | BastropTX
San Carlos Park | San Carlos Park | FL | Florida | 12071 | Lee | 26.4765 | -81.8193 | 17961 | 1467 | polygon | FALSE | FALSE | America/New_York | 3 | 33967 | 1840014218 |  | TX | 48 | 23 | 3 | B | Hot-Dry | Baylor |  |  | San Carlos ParkFL | BaylorTX
Zachary | Zachary | LA | Louisiana | 22033 | East Baton Rouge | 30.6642 | -91.1634 | 17949 | 265 | polygon | FALSE | TRUE | America/Chicago | 3 | 70791 | 1840015908 |  | TX | 48 | 25 | 2 | A | Hot-Humid | Bee |  |  | ZacharyLA | BeeTX
Kingsland | Kingsland | GA | Georgia | 13039 | Camden | 30.8194 | -81.7217 | 17949 | 155 | polygon | FALSE | TRUE | America/New_York | 3 | 31548 | 1840014991 |  | TX | 48 | 27 | 2 | A | Hot-Humid | Bell |  |  | KingslandGA | BellTX
Marco Island | Marco Island | FL | Florida | 12021 | Collier | 25.933 | -81.6993 | 17947 | 569 | polygon | FALSE | TRUE | America/New_York | 3 | 34145 34140 34146 | 1840036141 |  | TX | 48 | 29 | 2 | A | Hot-Humid | Bexar |  |  | Marco IslandFL | BexarTX
Huntington | Huntington | IN | Indiana | 18069 | Huntington | 40.8815 | -85.5053 | 17942 | 734 | polygon | FALSE | TRUE | America/Indiana/Indianapolis | 3 | 46750 | 1840007169 |  | TX | 48 | 31 | 3 | A | Hot-Humid | Blanco |  |  | HuntingtonIN | BlancoTX
Ingleside | Ingleside | TX | Texas | 48409 | San Patricio | 27.87 | -97.2077 | 17940 | 233 | polygon | FALSE | TRUE | America/Chicago | 3 | 78374 78362 | 1840019709 |  | TX | 48 | 33 | 3 | B | Hot-Dry | Borden |  |  | InglesideTX | BordenTX
Humacao | Humacao | PR | Puerto Rico | 72069 | Humacao | 18.1519 | -65.8204 | 17939 | 1405 | polygon | FALSE | FALSE | America/Puerto_Rico | 3 | 00791 00792 | 1630035683 |  | TX | 48 | 35 | 2 | A | Hot-Humid | Bosque |  |  | HumacaoPR | BosqueTX
Wantagh | Wantagh | NY | New York | 36059 | Nassau | 40.6686 | -73.5104 | 17915 | 1806 | polygon | FALSE | FALSE | America/New_York | 3 | 11793 | 1840005281 |  | TX | 48 | 37 | 3 | A | Hot-Humid | Bowie |  |  | WantaghNY | BowieTX
Lenoir | Lenoir | NC | North Carolina | 37027 | Caldwell | 35.9096 | -81.5247 | 17913 | 334 | polygon | FALSE | TRUE | America/New_York | 3 | 28645 28633 | 1840014493 |  | TX | 48 | 39 | 2 | A | Hot-Humid | Brazoria |  |  | LenoirNC | BrazoriaTX
Concord | Concord | MO | Missouri | 29189 | St. Louis | 38.5117 | -90.3574 | 17912 | 1258 | polygon | FALSE | FALSE | America/Chicago | 3 | 63128 63123 | 1840006126 |  | TX | 48 | 41 | 2 | A | Hot-Humid | Brazos |  |  | ConcordMO | BrazosTX
Easton | Easton | MD | Maryland | 24041 | Talbot | 38.776 | -76.0702 | 17911 | 561 | polygon | FALSE | TRUE | America/New_York | 3 | 21601 | 1840006089 |  | TX | 48 | 43 | 3 | B | Hot-Dry | Brewster |  |  | EastonMD | BrewsterTX
Burke Centre | Burke Centre | VA | Virginia | 51059 | Fairfax | 38.7903 | -77.2999 | 17894 | 2205 | polygon | FALSE | TRUE | America/New_York | 2 | 22015 | 1840041683 |  | TX | 48 | 45 | 4 | B | Mixed-Dry | Briscoe |  |  | Burke CentreVA | BriscoeTX
Perry | Perry | GA | Georgia | 13153 | Houston | 32.4719 | -83.7282 | 17894 | 258 | polygon | FALSE | TRUE | America/New_York | 3 | 31069 | 1840014885 |  | TX | 48 | 47 | 2 | A | Hot-Humid | Brooks |  |  | PerryGA | BrooksTX
Hannibal | Hannibal | MO | Missouri | 29127 | Marion | 39.7097 | -91.3939 | 17884 | 418 | polygon | FALSE | TRUE | America/Chicago | 3 | 63401 | 1840007306 |  | TX | 48 | 49 | 3 | A | Hot-Humid | Brown |  |  | HannibalMO | BrownTX
Menasha | Menasha | WI | Wisconsin | 55139 | Winnebago | 44.2124 | -88.4272 | 17873 | 1139 | polygon | FALSE | TRUE | America/Chicago | 3 | 54952 | 1840002243 |  | TX | 48 | 51 | 2 | A | Hot-Humid | Burleson |  |  | MenashaWI | BurlesonTX
Oak Grove | Oak Grove | OR | Oregon | 41005 | Clackamas | 45.4156 | -122.6349 | 17872 | 1770 | polygon | FALSE | FALSE | America/Los_Angeles | 3 | 97222 97267 97268 | 1840018568 |  | TX | 48 | 53 | 3 | A | Hot-Humid | Burnet |  |  | Oak GroveOR | BurnetTX
Scarsdale | Scarsdale | NY | New York | 36119 | Westchester | 40.9902 | -73.7773 | 17871 | 1035 | polygon | FALSE | TRUE | America/New_York | 3 | 10583 | 1840004943 |  | TX | 48 | 55 | 2 | A | Hot-Humid | Caldwell |  |  | ScarsdaleNY | CaldwellTX
Brenham | Brenham | TX | Texas | 48477 | Washington | 30.1585 | -96.3964 | 17863 | 534 | polygon | FALSE | TRUE | America/Chicago | 3 | 77833 77834 | 1840019604 |  | TX | 48 | 57 | 2 | A | Hot-Humid | Calhoun |  |  | BrenhamTX | CalhounTX
Ocean Springs | Ocean Springs | MS | Mississippi | 28059 | Jackson | 30.4082 | -88.7861 | 17862 | 597 | polygon | FALSE | TRUE | America/Chicago | 3 | 39564 39566 | 1840015017 |  | TX | 48 | 59 | 3 | B | Hot-Dry | Callahan |  |  | Ocean SpringsMS | CallahanTX
Dallas | Dallas | OR | Oregon | 41053 | Polk | 44.9222 | -123.3131 | 17859 | 1334 | polygon | FALSE | TRUE | America/Los_Angeles | 3 | 97338 | 1840018590 |  | TX | 48 | 61 | 2 | A | Hot-Humid | Cameron |  |  | DallasOR | CameronTX
Woodcrest | Woodcrest | CA | California | 6065 | Riverside | 33.8789 | -117.3686 | 17859 | 606 | polygon | FALSE | FALSE | America/Los_Angeles | 3 | 92508 92503 92504 92506 | 1840019296 |  | TX | 48 | 63 | 3 | A | Hot-Humid | Camp |  |  | WoodcrestCA | CampTX
White Settlement | White Settlement | TX | Texas | 48439 | Tarrant | 32.7554 | -97.4605 | 17851 | 1368 | polygon | FALSE | TRUE | America/Chicago | 3 | 76108 | 1840022051 |  | TX | 48 | 65 | 4 | B | Mixed-Dry | Carson |  |  | White SettlementTX | CarsonTX
Five Forks | Five Forks | SC | South Carolina | 45045 | Greenville | 34.8069 | -82.2271 | 17844 | 910 | polygon | FALSE | FALSE | America/New_York | 3 | 29681 | 1840013491 |  | TX | 48 | 67 | 3 | A | Hot-Humid | Cass |  |  | Five ForksSC | CassTX
Knightdale | Knightdale | NC | North Carolina | 37183 | Wake | 35.7918 | -78.4955 | 17843 | 923 | polygon | FALSE | TRUE | America/New_York | 3 | 27610 27545 | 1840016194 |  | TX | 48 | 69 | 4 | B | Mixed-Dry | Castro |  |  | KnightdaleNC | CastroTX
Shenandoah | Shenandoah | PA | Pennsylvania | 42107 | Schuylkill | 40.8167 | -76.2004 | 17840 | 1216 | polygon | FALSE | TRUE | America/New_York | 3 | 17976 | 1840002779 |  | TX | 48 | 71 | 2 | A | Hot-Humid | Chambers |  |  | ShenandoahPA | ChambersTX
Ada | Ada | OK | Oklahoma | 40123 | Pontotoc | 34.7683 | -96.6689 | 17840 | 336 | polygon | FALSE | TRUE | America/Chicago | 3 | 74820 74821 | 1840019191 |  | TX | 48 | 73 | 2 | A | Hot-Humid | Cherokee |  |  | AdaOK | CherokeeTX
Crossville | Crossville | TN | Tennessee | 47035 | Cumberland | 35.9527 | -85.0294 | 17825 | 222 | polygon | FALSE | TRUE | America/Chicago | 3 | 38571 38555 | 1840014489 |  | TX | 48 | 75 | 3 | B | Hot-Dry | Childress |  |  | CrossvilleTN | ChildressTX
Beltsville | Beltsville | MD | Maryland | 24033 | Prince George's | 39.0394 | -76.9211 | 17812 | 954 | polygon | FALSE | FALSE | America/New_York | 3 | 20705 20740 20697 20704 | 1840005945 |  | TX | 48 | 77 | 3 | A | Mixed-Humid | Clay |  |  | BeltsvilleMD | ClayTX
Colonia | Colonia | NJ | New Jersey | 34023 | Middlesex | 40.5929 | -74.3151 | 17801 | 1750 | polygon | FALSE | FALSE | America/New_York | 3 | 7067 | 1840005411 |  | TX | 48 | 79 | 4 | B | Mixed-Dry | Cochran |  |  | ColoniaNJ | CochranTX
Moraga | Moraga | CA | California | 6013 | Contra Costa | 37.8439 | -122.1225 | 17783 | 725 | polygon | FALSE | TRUE | America/Los_Angeles | 3 | 94556 94575 | 1840022538 |  | TX | 48 | 81 | 3 | B | Hot-Dry | Coke |  |  | MoragaCA | CokeTX
Midway | Midway | FL | Florida | 12113 | Santa Rosa | 30.4138 | -87.0261 | 17760 | 571 | polygon | FALSE | TRUE | America/Chicago | 3 | 32563 | 1840143881 |  | TX | 48 | 83 | 3 | B | Hot-Dry | Coleman |  |  | MidwayFL | ColemanTX
Steubenville | Steubenville | OH | Ohio | 39081 | Jefferson | 40.3653 | -80.652 | 17753 | 650 | polygon | FALSE | TRUE | America/New_York | 3 | 43952 43953 | 1840001341 |  | TX | 48 | 85 | 3 | A | Hot-Humid | Collin |  |  | SteubenvilleOH | CollinTX
Tavares | Tavares | FL | Florida | 12069 | Lake | 28.7921 | -81.7353 | 17749 | 563 | polygon | FALSE | TRUE | America/New_York | 3 | 32778 | 1840015953 |  | TX | 48 | 87 | 3 | B | Hot-Dry | Collingsworth |  |  | TavaresFL | CollingsworthTX
Belgrade | Belgrade | MT | Montana | 30031 | Gallatin | 45.7796 | -111.1751 | 17743 | 963 | polygon | FALSE | TRUE | America/Denver | 3 | 59714 | 1840018508 |  | TX | 48 | 89 | 2 | A | Hot-Humid | Colorado |  |  | BelgradeMT | ColoradoTX
Takoma Park | Takoma Park | MD | Maryland | 24031 | Montgomery | 38.981 | -77.0028 | 17725 | 3273 | polygon | FALSE | TRUE | America/New_York | 2 | 20912 20913 | 1840005850 |  | TX | 48 | 91 | 2 | A | Hot-Humid | Comal |  |  | Takoma ParkMD | ComalTX
Dover | Dover | NJ | New Jersey | 34027 | Morris | 40.8859 | -74.5597 | 17725 | 2557 | polygon | FALSE | TRUE | America/New_York | 2 | 7801 | 1840003581 |  | TX | 48 | 93 | 3 | A | Hot-Humid | Comanche |  |  | DoverNJ | ComancheTX
Lackawanna | Lackawanna | NY | New York | 36029 | Erie | 42.8182 | -78.8326 | 17720 | 1044 | polygon | FALSE | TRUE | America/New_York | 3 | 14218 | 1840000387 |  | TX | 48 | 95 | 3 | B | Hot-Dry | Concho |  |  | LackawannaNY | ConchoTX
Melville | Melville | NY | New York | 36103 | Suffolk | 40.7823 | -73.4088 | 17716 | 565 | polygon | FALSE | FALSE | America/New_York | 3 | 11747 11775 | 1840005044 |  | TX | 48 | 97 | 3 | A | Mixed-Humid | Cooke |  |  | MelvilleNY | CookeTX
Wailuku | Wailuku | HI | Hawaii | 15009 | Maui | 20.8834 | -156.5059 | 17708 | 1298 | polygon | FALSE | FALSE | Pacific/Honolulu | 3 | 96793 | 1840023239 |  | TX | 48 | 99 | 2 | A | Hot-Humid | Coryell |  |  | WailukuHI | CoryellTX
Buckhall | Buckhall | VA | Virginia | 51153 | Prince William | 38.725 | -77.4472 | 17708 | 338 | polygon | FALSE | FALSE | America/New_York | 3 | 20110 20111 20112 | 1840026707 |  | TX | 48 | 101 | 3 | B | Hot-Dry | Cottle |  |  | BuckhallVA | CottleTX
El Dorado | El Dorado | AR | Arkansas | 5139 | Union | 33.2184 | -92.664 | 17706 | 420 | polygon | FALSE | TRUE | America/Chicago | 3 | 71730 71731 | 1840013773 |  | TX | 48 | 103 | 3 | B | Hot-Dry | Crane |  |  | El DoradoAR | CraneTX
Valle Vista | Valle Vista | CA | California | 6065 | Riverside | 33.7436 | -116.8872 | 17663 | 992 | polygon | FALSE | FALSE | America/Los_Angeles | 3 | 92544 | 1840019292 |  | TX | 48 | 105 | 3 | B | Hot-Dry | Crockett |  |  | Valle VistaCA | CrockettTX
Cedar Mill | Cedar Mill | OR | Oregon | 41067 | Washington | 45.5355 | -122.8006 | 17659 | 2048 | polygon | FALSE | FALSE | America/Los_Angeles | 2 | 97229 97296 | 1840034678 |  | TX | 48 | 107 | 3 | B | Hot-Dry | Crosby |  |  | Cedar MillOR | CrosbyTX
Albert Lea | Albert Lea | MN | Minnesota | 27047 | Freeborn | 43.6547 | -93.3642 | 17656 | 513 | polygon | FALSE | TRUE | America/Chicago | 3 | 56007 | 1840006824 |  | TX | 48 | 109 | 3 | B | Hot-Dry | Culberson |  |  | Albert LeaMN | CulbersonTX
Madison | Madison | NJ | New Jersey | 34027 | Morris | 40.7586 | -74.417 | 17654 | 1580 | polygon | FALSE | TRUE | America/New_York | 3 | 7940 | 1840003574 |  | TX | 48 | 111 | 4 | B | Mixed-Dry | Dallam |  |  | MadisonNJ | DallamTX
Maitland | Maitland | FL | Florida | 12095 | Orange | 28.6295 | -81.3717 | 17652 | 1268 | polygon | FALSE | TRUE | America/New_York | 3 | 32751 32794 32799 | 1840015964 |  | TX | 48 | 113 | 3 | A | Hot-Humid | Dallas |  |  | MaitlandFL | DallasTX
Gretna | Gretna | LA | Louisiana | 22051 | Jefferson | 29.9101 | -90.0515 | 17647 | 1688 | polygon | FALSE | TRUE | America/Chicago | 3 | 70056 70053 70054 | 1840013996 |  | TX | 48 | 115 | 3 | B | Hot-Dry | Dawson |  |  | GretnaLA | DawsonTX
Greenfield | Greenfield | CA | California | 6053 | Monterey | 36.3232 | -121.2451 | 17646 | 3165 | polygon | FALSE | TRUE | America/Los_Angeles | 2 | 93927 | 1840020356 |  | TX | 48 | 117 | 4 | B | Mixed-Dry | Deaf Smith |  |  | GreenfieldCA | Deaf SmithTX
Hinsdale | Hinsdale | IL | Illinois | 17043 | DuPage | 41.8005 | -87.9273 | 17637 | 1474 | polygon | FALSE | TRUE | America/Chicago | 3 | 60521 | 1840011403 |  | TX | 48 | 119 | 3 | A | Hot-Humid | Delta |  |  | HinsdaleIL | DeltaTX
Santa Fe Springs | Santa Fe Springs | CA | California | 6037 | Los Angeles | 33.933 | -118.0625 | 17630 | 767 | polygon | FALSE | TRUE | America/Los_Angeles | 3 | 90670 90610 90671 | 1840021865 |  | TX | 48 | 121 | 3 | A | Hot-Humid | Denton |  |  | Santa Fe SpringsCA | DentonTX
Franklin Park | Franklin Park | IL | Illinois | 17031 | Cook | 41.9361 | -87.8794 | 17627 | 1425 | polygon | FALSE | TRUE | America/Chicago | 3 | 60131 | 1840011278 |  | TX | 48 | 123 | 2 | A | Hot-Humid | DeWitt |  |  | Franklin ParkIL | DeWittTX
Bethpage | Bethpage | NY | New York | 36059 | Nassau | 40.7495 | -73.4856 | 17627 | 1903 | polygon | FALSE | FALSE | America/New_York | 3 | 11714 | 1840005233 |  | TX | 48 | 125 | 3 | B | Hot-Dry | Dickens |  |  | BethpageNY | DickensTX
East Massapequa | East Massapequa | NY | New York | 36059 | Nassau | 40.6743 | -73.4358 | 17622 | 1987 | polygon | FALSE | FALSE | America/New_York | 3 | 11762 11758 | 1840034047 |  | TX | 48 | 127 | 2 | B | Hot-Humid | Dimmit |  |  | East MassapequaNY | DimmitTX
Kirksville | Kirksville | MO | Missouri | 29001 | Adair | 40.1986 | -92.5753 | 17602 | 472 | polygon | FALSE | TRUE | America/Chicago | 3 | 63501 | 1840008372 |  | TX | 48 | 129 | 4 | B | Mixed-Dry | Donley |  |  | KirksvilleMO | DonleyTX
Nipomo | Nipomo | CA | California | 6079 | San Luis Obispo | 35.0323 | -120.4991 | 17601 | 457 | polygon | FALSE | FALSE | America/Los_Angeles | 3 | 93444 | 1840019122 |  | TX | 48 | 131 | 2 | A | Hot-Humid | Duval |  |  | NipomoCA | DuvalTX
Centerville | Centerville | UT | Utah | 49011 | Davis | 40.9284 | -111.8849 | 17587 | 1137 | polygon | FALSE | TRUE | America/Denver | 3 | 84014 | 1840018734 |  | TX | 48 | 133 | 3 | A | Mixed-Humid | Eastland |  |  | CentervilleUT | EastlandTX
Butner | Butner | NC | North Carolina | 37077 | Granville | 36.1285 | -78.7502 | 17575 | 216 | polygon | FALSE | TRUE | America/New_York | 3 | 27522 27509 | 1840022665 |  | TX | 48 | 135 | 3 | B | Hot-Dry | Ector |  |  | ButnerNC | EctorTX
Salem | Salem | OH | Ohio | 39029 | Columbiana | 40.9049 | -80.8491 | 17571 | 697 | polygon | FALSE | TRUE | America/New_York | 3 | 44460 | 1840009374 |  | TX | 48 | 137 | 2 | B | Hot-Humid | Edwards |  |  | SalemOH | EdwardsTX
Tillmans Corner | Tillmans Corner | AL | Alabama | 1097 | Mobile | 30.5818 | -88.2128 | 17560 | 522 | polygon | FALSE | FALSE | America/Chicago | 3 | 36582 36619 | 1840013896 |  | TX | 48 | 141 | 3 | B | Hot-Dry | El Paso |  |  | Tillmans CornerAL | El PasoTX
Upper Grand Lagoon | Upper Grand Lagoon | FL | Florida | 12005 | Bay | 30.169 | -85.7407 | 17550 | 837 | polygon | FALSE | FALSE | America/Chicago | 3 | 32408 32407 32406 32411 | 1840029090 |  | TX | 48 | 139 | 3 | A | Hot-Humid | Ellis |  |  | Upper Grand LagoonFL | EllisTX
Anoka | Anoka | MN | Minnesota | 27003 | Anoka | 45.2099 | -93.3893 | 17549 | 1017 | polygon | FALSE | TRUE | America/Chicago | 3 | 55303 | 1840006717 |  | TX | 48 | 143 | 3 | A | Hot-Humid | Erath |  |  | AnokaMN | ErathTX
Pinewood | Pinewood | FL | Florida | 12086 | Miami-Dade | 25.8697 | -80.2174 | 17542 | 3863 | polygon | FALSE | FALSE | America/New_York | 2 | 33168 33147 33167 33150 | 1840029066 |  | TX | 48 | 145 | 2 | A | Hot-Humid | Falls |  |  | PinewoodFL | FallsTX
Laurel | Laurel | VA | Virginia | 51087 | Henrico | 37.6375 | -77.5062 | 17535 | 1256 | polygon | FALSE | FALSE | America/New_York | 3 | 23228 | 1840006393 |  | TX | 48 | 147 | 3 | A | Mixed-Humid | Fannin |  |  | LaurelVA | FanninTX
Amesbury | Amesbury | MA | Massachusetts | 25009 | Essex | 42.853 | -70.9446 | 17532 | 550 | polygon | FALSE | TRUE | America/New_York | 3 | 1913 | 1840132383 |  | TX | 48 | 149 | 2 | A | Hot-Humid | Fayette |  |  | AmesburyMA | FayetteTX
Marion | Marion | IL | Illinois | 17199 | Williamson | 37.7173 | -88.9279 | 17520 | 409 | polygon | FALSE | TRUE | America/Chicago | 3 | 62922 62959 | 1840008712 |  | TX | 48 | 151 | 3 | B | Hot-Dry | Fisher |  |  | MarionIL | FisherTX
Tallmadge | Tallmadge | OH | Ohio | 39153 | Summit | 41.1023 | -81.4216 | 17519 | 481 | polygon | FALSE | TRUE | America/New_York | 3 | 44278 | 1840000804 |  | TX | 48 | 153 | 4 | B | Mixed-Dry | Floyd |  |  | TallmadgeOH | FloydTX
Kingstowne | Kingstowne | VA | Virginia | 51059 | Fairfax | 38.7625 | -77.1445 | 17517 | 2358 | polygon | FALSE | TRUE | America/New_York | 2 | 22310 22315 | 1840041770 |  | TX | 48 | 155 | 3 | B | Hot-Dry | Foard |  |  | KingstowneVA | FoardTX
Nanuet | Nanuet | NY | New York | 36087 | Rockland | 41.0957 | -74.0155 | 17517 | 1244 | polygon | FALSE | FALSE | America/New_York | 3 | 10954 | 1840004963 |  | TX | 48 | 157 | 2 | A | Hot-Humid | Fort Bend |  |  | NanuetNY | Fort BendTX
Dumont | Dumont | NJ | New Jersey | 34003 | Bergen | 40.9452 | -73.9923 | 17516 | 3469 | polygon | FALSE | TRUE | America/New_York | 2 | 7628 | 1840003541 |  | TX | 48 | 159 | 3 | A | Hot-Humid | Franklin |  |  | DumontNJ | FranklinTX
Maryland City | Maryland City | MD | Maryland | 24003 | Anne Arundel | 39.1016 | -76.8051 | 17513 | 876 | polygon | FALSE | FALSE | America/New_York | 3 | 20724 | 1840005922 |  | TX | 48 | 161 | 2 | A | Hot-Humid | Freestone |  |  | Maryland CityMD | FreestoneTX
Shorewood | Shorewood | IL | Illinois | 17197 | Will | 41.5175 | -88.2149 | 17509 | 856 | polygon | FALSE | TRUE | America/Chicago | 3 | 60404 | 1840011496 |  | TX | 48 | 163 | 2 | B | Hot-Humid | Frio |  |  | ShorewoodIL | FrioTX
Vero Beach | Vero Beach | FL | Florida | 12061 | Indian River | 27.6463 | -80.393 | 17503 | 590 | polygon | FALSE | TRUE | America/New_York | 3 | 32960 32963 32961 32964 32965 32969 | 1840015985 |  | TX | 48 | 165 | 3 | B | Hot-Dry | Gaines |  |  | Vero BeachFL | GainesTX
Clemson | Clemson | SC | South Carolina | 45077 | Pickens | 34.6837 | -82.8124 | 17501 | 895 | polygon | FALSE | TRUE | America/New_York | 3 | 29631 29632 | 1840014626 |  | TX | 48 | 167 | 2 | A | Hot-Humid | Galveston |  |  | ClemsonSC | GalvestonTX
Country Walk | Country Walk | FL | Florida | 12086 | Miami-Dade | 25.6331 | -80.4353 | 17496 | 2619 | polygon | FALSE | FALSE | America/New_York | 2 | 33196 33186 | 1840028979 |  | TX | 48 | 169 | 3 | B | Hot-Dry | Garza |  |  | Country WalkFL | GarzaTX
Spanish Lake | Spanish Lake | MO | Missouri | 29189 | St. Louis | 38.7884 | -90.2078 | 17485 | 915 | polygon | FALSE | FALSE | America/Chicago | 3 | 63138 | 1840006123 |  | TX | 48 | 171 | 3 | A | Hot-Humid | Gillespie |  |  | Spanish LakeMO | GillespieTX
Lake Mary | Lake Mary | FL | Florida | 12117 | Seminole | 28.7592 | -81.3359 | 17479 | 743 | polygon | FALSE | TRUE | America/New_York | 3 | 32746 32795 | 1840015090 |  | TX | 48 | 173 | 3 | B | Hot-Dry | Glasscock |  |  | Lake MaryFL | GlasscockTX
Manassas Park | Manassas Park | VA | Virginia | 51685 | Manassas Park | 38.7719 | -77.445 | 17478 | 2673 | polygon | FALSE | TRUE | America/New_York | 2 | 20111 | 1840003838 |  | TX | 48 | 175 | 2 | A | Hot-Humid | Goliad |  |  | Manassas ParkVA | GoliadTX
Woodmere | Woodmere | NY | New York | 36059 | Nassau | 40.6374 | -73.7219 | 17470 | 2612 | polygon | FALSE | FALSE | America/New_York | 2 | 11581 11598 11516 | 1840005284 |  | TX | 48 | 177 | 2 | A | Hot-Humid | Gonzales |  |  | WoodmereNY | GonzalesTX
Lakeport | Lakeport | CA | California | 6033 | Lake | 39.0392 | -122.9218 | 17466 | 632 | polygon | FALSE | TRUE | America/Los_Angeles | 3 | 95453 | 1840020220 |  | TX | 48 | 179 | 4 | B | Mixed-Dry | Gray |  |  | LakeportCA | GrayTX
Knik-Fairview | Knik-Fairview | AK | Alaska | 2170 | Matanuska-Susitna | 61.4964 | -149.6535 | 17457 | 81 | polygon | FALSE | TRUE | America/Anchorage | 3 | 99654 | 1840075080 |  | TX | 48 | 181 | 3 | A | Mixed-Humid | Grayson |  |  | Knik-FairviewAK | GraysonTX
Martinsburg | Martinsburg | WV | West Virginia | 54003 | Berkeley | 39.4582 | -77.9776 | 17454 | 1016 | polygon | FALSE | TRUE | America/New_York | 3 | 25403 25401 25404 25402 | 1840005742 |  | TX | 48 | 183 | 3 | A | Hot-Humid | Gregg |  |  | MartinsburgWV | GreggTX
Tinton Falls | Tinton Falls | NJ | New Jersey | 34025 | Monmouth | 40.2709 | -74.0948 | 17451 | 435 | polygon | FALSE | TRUE | America/New_York | 3 | 07712 07724 07753 | 1840001368 |  | TX | 48 | 185 | 2 | A | Hot-Humid | Grimes |  |  | Tinton FallsNJ | GrimesTX
South Houston | South Houston | TX | Texas | 48201 | Harris | 29.6611 | -95.2285 | 17438 | 2210 | polygon | FALSE | TRUE | America/Chicago | 2 | 77587 | 1840022199 |  | TX | 48 | 187 | 2 | A | Hot-Humid | Guadalupe |  |  | South HoustonTX | GuadalupeTX
Jenison | Jenison | MI | Michigan | 26139 | Ottawa | 42.9063 | -85.8269 | 17431 | 1149 | polygon | FALSE | FALSE | America/Detroit | 3 | 49428 49429 | 1840004344 |  | TX | 48 | 189 | 4 | B | Mixed-Dry | Hale |  |  | JenisonMI | HaleTX
Redland | Redland | MD | Maryland | 24031 | Montgomery | 39.1335 | -77.1465 | 17414 | 954 | polygon | FALSE | FALSE | America/New_York | 3 | 20855 20877 | 1840005838 |  | TX | 48 | 191 | 3 | B | Hot-Dry | Hall |  |  | RedlandMD | HallTX
Burlington | Burlington | KY | Kentucky | 21015 | Boone | 39.0223 | -84.7217 | 17401 | 762 | polygon | FALSE | FALSE | America/New_York | 3 | 41005 | 1840013160 |  | TX | 48 | 193 | 3 | A | Hot-Humid | Hamilton |  |  | BurlingtonKY | HamiltonTX
Godfrey | Godfrey | IL | Illinois | 17119 | Madison | 38.9577 | -90.2156 | 17400 | 195 | polygon | FALSE | TRUE | America/Chicago | 3 | 62035 | 1840012796 |  | TX | 48 | 195 | 4 | B | Mixed-Dry | Hansford |  |  | GodfreyIL | HansfordTX
Pendleton | Pendleton | OR | Oregon | 41059 | Umatilla | 45.6756 | -118.8209 | 17398 | 552 | polygon | FALSE | TRUE | America/Los_Angeles | 3 | 97801 | 1840019917 |  | TX | 48 | 197 | 3 | B | Hot-Dry | Hardeman |  |  | PendletonOR | HardemanTX
Taylor | Taylor | TX | Texas | 48491 | Williamson | 30.5743 | -97.4234 | 17383 | 365 | polygon | FALSE | TRUE | America/Chicago | 3 | 76574 | 1840022165 |  | TX | 48 | 199 | 2 | A | Hot-Humid | Hardin |  |  | TaylorTX | HardinTX
Pecan Grove | Pecan Grove | TX | Texas | 48157 | Fort Bend | 29.6235 | -95.7331 | 17380 | 806 | polygon | FALSE | FALSE | America/Chicago | 3 | 77406 | 1840019645 |  | TX | 48 | 201 | 2 | A | Hot-Humid | Harris |  |  | Pecan GroveTX | HarrisTX
Nederland | Nederland | TX | Texas | 48245 | Jefferson | 29.9707 | -94.0015 | 17371 | 1132 | polygon | FALSE | TRUE | America/Chicago | 3 | 77627 | 1840020917 |  | TX | 48 | 203 | 3 | A | Hot-Humid | Harrison |  |  | NederlandTX | HarrisonTX
Colonial Heights | Colonial Heights | VA | Virginia | 51570 | Colonial Heights | 37.265 | -77.3969 | 17370 | 891 | polygon | FALSE | TRUE | America/New_York | 3 | 23834 | 1840003860 |  | TX | 48 | 205 | 4 | B | Mixed-Dry | Hartley |  |  | Colonial HeightsVA | HartleyTX
Stafford | Stafford | TX | Texas | 48157 | Fort Bend | 29.6271 | -95.5653 | 17362 | 957 | polygon | FALSE | TRUE | America/Chicago | 3 | 77477 77497 | 1840022216 |  | TX | 48 | 207 | 3 | B | Hot-Dry | Haskell |  |  | StaffordTX | HaskellTX
Willimantic | Willimantic | CT | Connecticut | 9015 | Windham | 41.7153 | -72.2173 | 17358 | 1523 | polygon | FALSE | FALSE | America/New_York | 3 | 6226 | 1840003284 |  | TX | 48 | 209 | 2 | A | Hot-Humid | Hays |  |  | WillimanticCT | HaysTX
Ocean Acres | Ocean Acres | NJ | New Jersey | 34029 | Ocean | 39.743 | -74.2804 | 17333 | 1148 | polygon | FALSE | FALSE | America/New_York | 3 | 08050 08005 | 1840033483 |  | TX | 48 | 211 | 3 | B | Hot-Dry | Hemphill |  |  | Ocean AcresNJ | HemphillTX
La Marque | La Marque | TX | Texas | 48167 | Galveston | 29.369 | -94.9957 | 17319 | 480 | polygon | FALSE | TRUE | America/Chicago | 3 | 77563 77568 | 1840020972 |  | TX | 48 | 213 | 3 | A | Hot-Humid | Henderson |  |  | La MarqueTX | HendersonTX
Versailles | Versailles | KY | Kentucky | 21239 | Woodford | 38.0487 | -84.7259 | 17298 | 570 | polygon | FALSE | TRUE | America/New_York | 3 | 40383 40384 | 1840015212 |  | TX | 48 | 215 | 2 | A | Hot-Humid | Hidalgo |  |  | VersaillesKY | HidalgoTX
Morris | Morris | IL | Illinois | 17063 | Grundy | 41.3749 | -88.4305 | 17296 | 586 | polygon | FALSE | TRUE | America/Chicago | 3 | 60450 | 1840008243 |  | TX | 48 | 217 | 2 | A | Hot-Humid | Hill |  |  | MorrisIL | HillTX
Lemont | Lemont | IL | Illinois | 17031 | Cook | 41.6695 | -87.9836 | 17291 | 806 | polygon | FALSE | TRUE | America/Chicago | 3 | 60439 | 1840011258 |  | TX | 48 | 219 | 4 | B | Mixed-Dry | Hockley |  |  | LemontIL | HockleyTX
Gainesville | Gainesville | VA | Virginia | 51153 | Prince William | 38.7931 | -77.6347 | 17287 | 660 | polygon | FALSE | FALSE | America/New_York | 3 | 20169 20155 20156 | 1840006098 |  | TX | 48 | 221 | 3 | A | Hot-Humid | Hood |  |  | GainesvilleVA | HoodTX
Sayre | Sayre | PA | Pennsylvania | 42015 | Bradford | 41.9855 | -76.5207 | 17281 | 1024 | polygon | FALSE | TRUE | America/New_York | 3 | 18840 | 1840000517 |  | TX | 48 | 223 | 3 | A | Hot-Humid | Hopkins |  |  | SayrePA | HopkinsTX
Portland | Portland | TX | Texas | 48409 | San Patricio | 27.8911 | -97.3284 | 17268 | 598 | polygon | FALSE | TRUE | America/Chicago | 3 | 78374 78390 | 1840021006 |  | TX | 48 | 225 | 2 | A | Hot-Humid | Houston |  |  | PortlandTX | HoustonTX
Lindenwold | Lindenwold | NJ | New Jersey | 34007 | Camden | 39.8172 | -74.9898 | 17263 | 1708 | polygon | FALSE | TRUE | America/New_York | 3 | 8021 | 1840000730 |  | TX | 48 | 227 | 3 | B | Hot-Dry | Howard |  |  | LindenwoldNJ | HowardTX
Clive | Clive | IA | Iowa | 19153 | Polk | 41.6147 | -93.798 | 17242 | 867 | polygon | FALSE | TRUE | America/Chicago | 3 | 50325 | 1840007063 |  | TX | 48 | 229 | 3 | B | Hot-Dry | Hudspeth |  |  | CliveIA | HudspethTX
Oneonta | Oneonta | NY | New York | 36077 | Otsego | 42.4551 | -75.0666 | 17236 | 1231 | polygon | FALSE | TRUE | America/New_York | 3 | 13820 | 1840000405 |  | TX | 48 | 231 | 3 | A | Hot-Humid | Hunt |  |  | OneontaNY | HuntTX
Shippensburg | Shippensburg | PA | Pennsylvania | 42041 | Cumberland | 40.0484 | -77.5227 | 17234 | 1059 | polygon | FALSE | TRUE | America/New_York | 3 | 17257 | 1840001395 |  | TX | 48 | 233 | 4 | B | Mixed-Dry | Hutchinson |  |  | ShippensburgPA | HutchinsonTX
Pampa | Pampa | TX | Texas | 48179 | Gray | 35.5479 | -100.9651 | 17230 | 730 | polygon | FALSE | TRUE | America/Chicago | 3 | 79065 79066 | 1840022939 |  | TX | 48 | 235 | 3 | B | Hot-Dry | Irion |  |  | PampaTX | IrionTX
McKinleyville | McKinleyville | CA | California | 6023 | Humboldt | 40.9488 | -124.0857 | 17208 | 318 | polygon | FALSE | FALSE | America/Los_Angeles | 3 | 95519 | 1840017485 |  | TX | 48 | 237 | 3 | A | Mixed-Humid | Jack |  |  | McKinleyvilleCA | JackTX
Ferndale | Ferndale | MD | Maryland | 24003 | Anne Arundel | 39.1869 | -76.633 | 17208 | 1671 | polygon | FALSE | FALSE | America/New_York | 3 | 21061 | 1840005906 |  | TX | 48 | 239 | 2 | A | Hot-Humid | Jackson |  |  | FerndaleMD | JacksonTX
South Ogden | South Ogden | UT | Utah | 49057 | Weber | 41.1722 | -111.9577 | 17199 | 1707 | polygon | FALSE | TRUE | America/Denver | 3 | 84405 84403 | 1840021342 |  | TX | 48 | 241 | 2 | A | Hot-Humid | Jasper |  |  | South OgdenUT | JasperTX
Albemarle | Albemarle | NC | North Carolina | 37167 | Stanly | 35.3594 | -80.1915 | 17185 | 359 | polygon | FALSE | TRUE | America/New_York | 3 | 28001 28002 | 1840013444 |  | TX | 48 | 243 | 3 | B | Hot-Dry | Jeff Davis |  |  | AlbemarleNC | Jeff DavisTX
Coalinga | Coalinga | CA | California | 6019 | Fresno | 36.143 | -120.3262 | 17179 | 1007 | polygon | FALSE | TRUE | America/Los_Angeles | 3 | 93210 | 1840018945 |  | TX | 48 | 245 | 2 | A | Hot-Humid | Jefferson |  |  | CoalingaCA | JeffersonTX
North Canton | North Canton | OH | Ohio | 39151 | Stark | 40.8742 | -81.3971 | 17176 | 1034 | polygon | FALSE | TRUE | America/New_York | 3 | 44709 44720 | 1840008290 |  | TX | 48 | 247 | 2 | A | Hot-Humid | Jim Hogg |  |  | North CantonOH | Jim HoggTX
La Vista | La Vista | NE | Nebraska | 31153 | Sarpy | 41.1816 | -96.0666 | 17170 | 1220 | polygon | FALSE | TRUE | America/Chicago | 3 | 68128 | 1840008263 |  | TX | 48 | 249 | 2 | A | Hot-Humid | Jim Wells |  |  | La VistaNE | Jim WellsTX
Ashwaubenon | Ashwaubenon | WI | Wisconsin | 55009 | Brown | 44.4796 | -88.0889 | 17161 | 535 | polygon | FALSE | TRUE | America/Chicago | 3 | 54313 54115 54304 | 1840002342 |  | TX | 48 | 251 | 3 | A | Hot-Humid | Johnson |  |  | AshwaubenonWI | JohnsonTX
Dickson | Dickson | TN | Tennessee | 47043 | Dickson | 36.064 | -87.3668 | 17157 | 299 | polygon | FALSE | TRUE | America/Chicago | 3 | 37029 37055 37056 | 1840014468 |  | TX | 48 | 253 | 3 | B | Hot-Dry | Jones |  |  | DicksonTN | JonesTX
North Adams | North Adams | MA | Massachusetts | 25003 | Berkshire | 42.6844 | -73.1166 | 17153 | 241 | polygon | FALSE | TRUE | America/New_York | 3 | 1247 | 1840000423 |  | TX | 48 | 255 | 2 | A | Hot-Humid | Karnes |  |  | North AdamsMA | KarnesTX
Waxhaw | Waxhaw | NC | North Carolina | 37179 | Union | 34.9364 | -80.7438 | 17147 | 553 | polygon | FALSE | TRUE | America/New_York | 3 | 28173 | 1840016458 |  | TX | 48 | 257 | 3 | A | Hot-Humid | Kaufman |  |  | WaxhawNC | KaufmanTX
Massapequa Park | Massapequa Park | NY | New York | 36059 | Nassau | 40.6817 | -73.4496 | 17143 | 3019 | polygon | FALSE | TRUE | America/New_York | 2 | 11762 | 1840005307 |  | TX | 48 | 259 | 3 | A | Hot-Humid | Kendall |  |  | Massapequa ParkNY | KendallTX
North Babylon | North Babylon | NY | New York | 36103 | Suffolk | 40.7311 | -73.3251 | 17134 | 1962 | polygon | FALSE | FALSE | America/New_York | 3 | 11703 | 1840005054 |  | TX | 48 | 261 | 2 | A | Hot-Humid | Kenedy |  |  | North BabylonNY | KenedyTX
Wahiawa | Wahiawa | HI | Hawaii | 15003 | Honolulu | 21.5005 | -158.0198 | 17122 | 3181 | polygon | FALSE | FALSE | Pacific/Honolulu | 2 | 96786 | 1840029550 |  | TX | 48 | 263 | 3 | B | Hot-Dry | Kent |  |  | WahiawaHI | KentTX
Bastrop | Bastrop | TX | Texas | 48021 | Bastrop | 30.1118 | -97.3257 | 17120 | 328 | polygon | FALSE | TRUE | America/Chicago | 3 | 78602 | 1840019603 |  | TX | 48 | 265 | 3 | B | Hot-Dry | Kerr |  |  | BastropTX | KerrTX
Ammon | Ammon | ID | Idaho | 16019 | Bonneville | 43.4746 | -111.9569 | 17115 | 870 | polygon | FALSE | TRUE | America/Boise | 3 | 83401 83406 83403 | 1840018643 |  | TX | 48 | 267 | 3 | B | Hot-Dry | Kimble |  |  | AmmonID | KimbleTX
Yelm | Yelm | WA | Washington | 53067 | Thurston | 46.9398 | -122.6261 | 17103 | 640 | polygon | FALSE | TRUE | America/Los_Angeles | 3 | 98576 98597 | 1840021146 |  | TX | 48 | 269 | 3 | B | Hot-Dry | King |  |  | YelmWA | KingTX
Lansdale | Lansdale | PA | Pennsylvania | 42091 | Montgomery | 40.2417 | -75.2812 | 17083 | 2204 | polygon | FALSE | TRUE | America/New_York | 2 | 19446 | 1840003703 |  | TX | 48 | 271 | 2 | B | Hot-Humid | Kinney |  |  | LansdalePA | KinneyTX
Parole | Parole | MD | Maryland | 24003 | Anne Arundel | 38.9861 | -76.5519 | 17074 | 641 | polygon | FALSE | FALSE | America/New_York | 3 | 21401 | 1840005913 |  | TX | 48 | 273 | 2 | A | Hot-Humid | Kleberg |  |  | ParoleMD | KlebergTX
Hybla Valley | Hybla Valley | VA | Virginia | 51059 | Fairfax | 38.7485 | -77.0822 | 17069 | 3210 | polygon | FALSE | FALSE | America/New_York | 2 | 22306 | 1840006031 |  | TX | 48 | 275 | 3 | B | Hot-Dry | Knox |  |  | Hybla ValleyVA | KnoxTX
Glenvar Heights | Glenvar Heights | FL | Florida | 12086 | Miami-Dade | 25.709 | -80.3156 | 17065 | 1598 | polygon | FALSE | FALSE | America/New_York | 3 | 33143 33155 | 1840014238 |  | TX | 48 | 283 | 2 | B | Hot-Humid | La Salle |  |  | Glenvar HeightsFL | La SalleTX
Palos Hills | Palos Hills | IL | Illinois | 17031 | Cook | 41.6986 | -87.8266 | 17060 | 1551 | polygon | FALSE | TRUE | America/Chicago | 3 | 60465 | 1840009182 |  | TX | 48 | 277 | 3 | A | Hot-Humid | Lamar |  |  | Palos HillsIL | LamarTX
Brownsville | Brownsville | FL | Florida | 12086 | Miami-Dade | 25.8216 | -80.2417 | 17051 | 2888 | polygon | FALSE | FALSE | America/New_York | 2 | 33142 33188 | 1840029024 |  | TX | 48 | 279 | 4 | B | Mixed-Dry | Lamb |  |  | BrownsvilleFL | LambTX
Camano | Camano | WA | Washington | 53029 | Island | 48.1865 | -122.4708 | 17042 | 165 | polygon | FALSE | FALSE | America/Los_Angeles | 3 | 98282 | 1840037492 |  | TX | 48 | 281 | 3 | A | Hot-Humid | Lampasas |  |  | CamanoWA | LampasasTX
Streator | Streator | IL | Illinois | 17099 | LaSalle | 41.1244 | -88.8296 | 17021 | 701 | polygon | FALSE | TRUE | America/Chicago | 3 | 61364 | 1840009271 |  | TX | 48 | 285 | 2 | A | Hot-Humid | Lavaca |  |  | StreatorIL | LavacaTX
Buffalo | Buffalo | MN | Minnesota | 27171 | Wright | 45.1796 | -93.8644 | 16993 | 846 | polygon | FALSE | TRUE | America/Chicago | 3 | 55313 | 1840006703 |  | TX | 48 | 287 | 2 | A | Hot-Humid | Lee |  |  | BuffaloMN | LeeTX
Lincoln | Lincoln | IL | Illinois | 17107 | Logan | 40.1508 | -89.3721 | 16993 | 835 | polygon | FALSE | TRUE | America/Chicago | 3 | 62656 | 1840009447 |  | TX | 48 | 289 | 2 | A | Hot-Humid | Leon |  |  | LincolnIL | LeonTX
Sylacauga | Sylacauga | AL | Alabama | 1121 | Talladega | 33.1778 | -86.2606 | 16982 | 229 | polygon | FALSE | TRUE | America/Chicago | 3 | 35151 35150 | 1840015700 |  | TX | 48 | 291 | 2 | A | Hot-Humid | Liberty |  |  | SylacaugaAL | LibertyTX
Oconomowoc | Oconomowoc | WI | Wisconsin | 55133 | Waukesha | 43.0995 | -88.495 | 16981 | 562 | polygon | FALSE | TRUE | America/Chicago | 3 | 53066 | 1840003027 |  | TX | 48 | 293 | 2 | A | Hot-Humid | Limestone |  |  | OconomowocWI | LimestoneTX
Fort Hunt | Fort Hunt | VA | Virginia | 51059 | Fairfax | 38.7361 | -77.0589 | 16973 | 1120 | polygon | FALSE | FALSE | America/New_York | 3 | 22306 22307 22308 | 1840006010 |  | TX | 48 | 295 | 4 | B | Mixed-Dry | Lipscomb |  |  | Fort HuntVA | LipscombTX
Phoenixville | Phoenixville | PA | Pennsylvania | 42029 | Chester | 40.1358 | -75.5201 | 16968 | 1866 | polygon | FALSE | TRUE | America/New_York | 3 | 19460 | 1840001433 |  | TX | 48 | 297 | 2 | A | Hot-Humid | Live Oak |  |  | PhoenixvillePA | Live OakTX
East Cleveland | East Cleveland | OH | Ohio | 39035 | Cuyahoga | 41.5318 | -81.5795 | 16964 | 2122 | polygon | FALSE | TRUE | America/New_York | 2 | 44112 | 1840000599 |  | TX | 48 | 299 | 3 | A | Hot-Humid | Llano |  |  | East ClevelandOH | LlanoTX
Mountain Home | Mountain Home | ID | Idaho | 16039 | Elmore | 43.1324 | -115.6972 | 16945 | 927 | polygon | FALSE | TRUE | America/Boise | 3 | 83647 | 1840020017 |  | TX | 48 | 301 | 3 | B | Hot-Dry | Loving |  |  | Mountain HomeID | LovingTX
Americus | Americus | GA | Georgia | 13261 | Sumter | 32.0736 | -84.2249 | 16939 | 516 | polygon | FALSE | TRUE | America/New_York | 3 | 31709 31719 | 1840013841 |  | TX | 48 | 303 | 3 | B | Hot-Dry | Lubbock |  |  | AmericusGA | LubbockTX
Republic | Republic | MO | Missouri | 29077 | Greene | 37.1452 | -93.4446 | 16938 | 421 | polygon | FALSE | TRUE | America/Chicago | 3 | 65738 65619 65802 | 1840009906 |  | TX | 48 | 305 | 3 | B | Hot-Dry | Lynn |  |  | RepublicMO | LynnTX
Glassmanor | Glassmanor | MD | Maryland | 24033 | Prince George's | 38.8181 | -76.9836 | 16935 | 2776 | polygon | FALSE | FALSE | America/New_York | 2 | 20745 | 1840024545 |  | TX | 48 | 307 | 3 | B | Hot-Dry | McCulloch |  |  | GlassmanorMD | McCullochTX
Lemay | Lemay | MO | Missouri | 29189 | St. Louis | 38.5325 | -90.2845 | 16918 | 1593 | polygon | FALSE | FALSE | America/Chicago | 3 | 63125 | 1840006119 |  | TX | 48 | 309 | 2 | A | Hot-Humid | McLennan |  |  | LemayMO | McLennanTX
Buda | Buda | TX | Texas | 48209 | Hays | 30.0856 | -97.8472 | 16906 | 1048 | polygon | FALSE | TRUE | America/Chicago | 3 | 78610 | 1840019605 |  | TX | 48 | 311 | 2 | A | Hot-Humid | McMullen |  |  | BudaTX | McMullenTX
Roosevelt | Roosevelt | NY | New York | 36059 | Nassau | 40.6797 | -73.5837 | 16899 | 3685 | polygon | FALSE | FALSE | America/New_York | 2 | 11575 | 1840005253 |  | TX | 48 | 313 | 2 | A | Hot-Humid | Madison |  |  | RooseveltNY | MadisonTX
Cutlerville | Cutlerville | MI | Michigan | 26081 | Kent | 42.8405 | -85.6739 | 16895 | 1116 | polygon | FALSE | FALSE | America/Detroit | 3 | 49548 49315 | 1840004308 |  | TX | 48 | 315 | 3 | A | Hot-Humid | Marion |  |  | CutlervilleMI | MarionTX
Calverton | Calverton | MD | Maryland | 24031 | Montgomery | 39.0578 | -76.9488 | 16888 | 1421 | polygon | FALSE | FALSE | America/New_York | 3 | 20705 20904 | 1840031445 |  | TX | 48 | 317 | 3 | B | Hot-Dry | Martin |  |  | CalvertonMD | MartinTX
Gainesville | Gainesville | TX | Texas | 48097 | Cooke | 33.6391 | -97.1488 | 16886 | 337 | polygon | FALSE | TRUE | America/Chicago | 3 | 76240 76241 | 1840020573 |  | TX | 48 | 319 | 3 | B | Hot-Dry | Mason |  |  | GainesvilleTX | MasonTX
Southbridge | Southbridge | MA | Massachusetts | 25027 | Worcester | 42.0604 | -72.0338 | 16878 | 321 | polygon | FALSE | TRUE | America/New_York | 3 | 1550 | 1840132611 |  | TX | 48 | 321 | 2 | A | Hot-Humid | Matagorda |  |  | SouthbridgeMA | MatagordaTX
Myrtle Grove | Myrtle Grove | FL | Florida | 12033 | Escambia | 30.4158 | -87.3028 | 16875 | 980 | polygon | FALSE | FALSE | America/Chicago | 3 | 32506 32511 32516 | 1840013917 |  | TX | 48 | 323 | 2 | B | Hot-Humid | Maverick |  |  | Myrtle GroveFL | MaverickTX
Lake St. Louis | Lake St. Louis | MO | Missouri | 29183 | St. Charles | 38.7846 | -90.7886 | 16864 | 763 | polygon | FALSE | TRUE | America/Chicago | 3 | 63367 | 1840008572 |  | TX | 48 | 325 | 2 | B | Hot-Humid | Medina |  |  | Lake St. LouisMO | MedinaTX
Seagoville | Seagoville | TX | Texas | 48113 | Dallas | 32.653 | -96.5455 | 16861 | 345 | polygon | FALSE | TRUE | America/Chicago | 3 | 75159 | 1840022054 |  | TX | 48 | 327 | 3 | B | Hot-Dry | Menard |  |  | SeagovilleTX | MenardTX
Crescent City | Crescent City | CA | California | 6015 | Del Norte | 41.7727 | -124.1902 | 16849 | 1334 | polygon | FALSE | TRUE | America/Los_Angeles | 3 | 95531 95532 | 1840018707 |  | TX | 48 | 329 | 3 | B | Hot-Dry | Midland |  |  | Crescent CityCA | MidlandTX
Live Oak | Live Oak | CA | California | 6087 | Santa Cruz | 36.986 | -121.9804 | 16837 | 2004 | polygon | FALSE | FALSE | America/Los_Angeles | 2 | 95065 95062 | 1840144061 |  | TX | 48 | 331 | 2 | A | Hot-Humid | Milam |  |  | Live OakCA | MilamTX
Picayune | Picayune | MS | Mississippi | 28109 | Pearl River | 30.5322 | -89.6724 | 16832 | 233 | polygon | FALSE | TRUE | America/Chicago | 3 | 39426 39466 39463 | 1840015002 |  | TX | 48 | 333 | 3 | A | Hot-Humid | Mills |  |  | PicayuneMS | MillsTX
Rosedale | Rosedale | CA | California | 6029 | Kern | 35.3887 | -119.2058 | 16820 | 221 | polygon | FALSE | FALSE | America/Los_Angeles | 3 | 93314 | 1840019141 |  | TX | 48 | 335 | 3 | B | Hot-Dry | Mitchell |  |  | RosedaleCA | MitchellTX
North Myrtle Beach | North Myrtle Beach | SC | South Carolina | 45051 | Horry | 33.823 | -78.7089 | 16819 | 303 | polygon | FALSE | TRUE | America/New_York | 3 | 29582 29568 29566 29597 | 1840014718 |  | TX | 48 | 337 | 3 | A | Mixed-Humid | Montague |  |  | North Myrtle BeachSC | MontagueTX
Wayne | Wayne | MI | Michigan | 26163 | Wayne | 42.2774 | -83.3877 | 16814 | 1078 | polygon | FALSE | TRUE | America/Detroit | 3 | 48184 | 1840001846 |  | TX | 48 | 339 | 2 | A | Hot-Humid | Montgomery |  |  | WayneMI | MontgomeryTX
Bemidji | Bemidji | MN | Minnesota | 27007 | Beltrami | 47.4828 | -94.8796 | 16807 | 409 | polygon | FALSE | TRUE | America/Chicago | 3 | 56601 56619 | 1840006600 |  | TX | 48 | 341 | 4 | B | Mixed-Dry | Moore |  |  | BemidjiMN | MooreTX
Goodlettsville | Goodlettsville | TN | Tennessee | 47037 | Davidson | 36.3327 | -86.7029 | 16798 | 453 | polygon | FALSE | TRUE | America/Chicago | 3 | 37072 37070 | 1840013345 |  | TX | 48 | 343 | 3 | A | Hot-Humid | Morris |  |  | GoodlettsvilleTN | MorrisTX
Ham Lake | Ham Lake | MN | Minnesota | 27003 | Anoka | 45.2545 | -93.2039 | 16783 | 188 | polygon | FALSE | TRUE | America/Chicago | 3 | 55304 | 1840006720 |  | TX | 48 | 345 | 3 | B | Hot-Dry | Motley |  |  | Ham LakeMN | MotleyTX
Fairburn | Fairburn | GA | Georgia | 13121 | Fulton | 33.5496 | -84.5914 | 16768 | 383 | polygon | FALSE | TRUE | America/New_York | 3 | 30268 30213 | 1840013662 |  | TX | 48 | 347 | 3 | A | Hot-Humid | Nacogdoches |  |  | FairburnGA | NacogdochesTX
Bristol | Bristol | VA | Virginia | 51520 | Bristol | 36.618 | -82.1606 | 16762 | 501 | polygon | FALSE | TRUE | America/New_York | 3 | 24201 24202 24203 24205 24209 | 1840003879 |  | TX | 48 | 349 | 3 | A | Hot-Humid | Navarro |  |  | BristolVA | NavarroTX
Lake Wales | Lake Wales | FL | Florida | 12105 | Polk | 27.9195 | -81.5961 | 16759 | 343 | polygon | FALSE | TRUE | America/New_York | 3 | 33898 33853 33859 | 1840015107 |  | TX | 48 | 351 | 2 | A | Hot-Humid | Newton |  |  | Lake WalesFL | NewtonTX
Clayton | Clayton | MO | Missouri | 29189 | St. Louis | 38.6444 | -90.3302 | 16747 | 2578 | polygon | FALSE | TRUE | America/Chicago | 2 | 63105 63195 63199 | 1840007439 |  | TX | 48 | 353 | 3 | B | Hot-Dry | Nolan |  |  | ClaytonMO | NolanTX
New Port Richey | New Port Richey | FL | Florida | 12101 | Pasco | 28.2468 | -82.717 | 16737 | 1421 | polygon | FALSE | TRUE | America/New_York | 3 | 34653 34652 34656 | 1840015102 |  | TX | 48 | 355 | 2 | A | Hot-Humid | Nueces |  |  | New Port RicheyFL | NuecesTX
Truckee | Truckee | CA | California | 6057 | Nevada | 39.3455 | -120.1848 | 16735 | 199 | polygon | FALSE | TRUE | America/Los_Angeles | 3 | 96161 96160 | 1840022462 |  | TX | 48 | 357 | 4 | B | Mixed-Dry | Ochiltree |  |  | TruckeeCA | OchiltreeTX
Lindsay | Lindsay | CA | California | 6107 | Tulare | 36.2082 | -119.0897 | 16713 | 1902 | polygon | FALSE | TRUE | America/Los_Angeles | 3 | 93247 | 1840020367 |  | TX | 48 | 359 | 4 | B | Mixed-Dry | Oldham |  |  | LindsayCA | OldhamTX
North Decatur | North Decatur | GA | Georgia | 13089 | DeKalb | 33.8073 | -84.2889 | 16701 | 1312 | polygon | FALSE | FALSE | America/New_York | 3 | 30033 | 1840013704 |  | TX | 48 | 361 | 2 | A | Hot-Humid | Orange |  |  | North DecaturGA | OrangeTX
Cohoes | Cohoes | NY | New York | 36001 | Albany | 42.7732 | -73.7077 | 16687 | 1707 | polygon | FALSE | TRUE | America/New_York | 3 | 12047 | 1840000418 |  | TX | 48 | 363 | 3 | A | Mixed-Humid | Palo Pinto |  |  | CohoesNY | Palo PintoTX
McComb | McComb | MS | Mississippi | 28113 | Pike | 31.2442 | -90.4717 | 16672 | 426 | polygon | FALSE | TRUE | America/Chicago | 3 | 39648 39649 | 1840015877 |  | TX | 48 | 365 | 3 | A | Hot-Humid | Panola |  |  | McCombMS | PanolaTX
Highland Village | Highland Village | TX | Texas | 48121 | Denton | 33.0897 | -97.0615 | 16668 | 1163 | polygon | FALSE | TRUE | America/Chicago | 3 | 75077 | 1840020638 |  | TX | 48 | 367 | 3 | A | Hot-Humid | Parker |  |  | Highland VillageTX | ParkerTX
Glenmont | Glenmont | MD | Maryland | 24031 | Montgomery | 39.0698 | -77.0467 | 16659 | 2297 | polygon | FALSE | FALSE | America/New_York | 2 | 20906 20902 | 1840024490 |  | TX | 48 | 369 | 4 | B | Mixed-Dry | Parmer |  |  | GlenmontMD | ParmerTX
Bull Run | Bull Run | VA | Virginia | 51153 | Prince William | 38.7802 | -77.5204 | 16651 | 2472 | polygon | FALSE | FALSE | America/New_York | 2 | 20109 | 1840006093 |  | TX | 48 | 371 | 3 | B | Hot-Dry | Pecos |  |  | Bull RunVA | PecosTX
Athens | Athens | TN | Tennessee | 47107 | McMinn | 35.4573 | -84.6045 | 16651 | 349 | polygon | FALSE | TRUE | America/New_York | 3 | 37303 37371 | 1840013429 |  | TX | 48 | 373 | 2 | A | Hot-Humid | Polk |  |  | AthensTN | PolkTX
Auburndale | Auburndale | FL | Florida | 12105 | Polk | 28.0962 | -81.8011 | 16650 | 474 | polygon | FALSE | TRUE | America/New_York | 3 | 33823 33868 | 1840014127 |  | TX | 48 | 375 | 4 | B | Mixed-Dry | Potter |  |  | AuburndaleFL | PotterTX
El Segundo | El Segundo | CA | California | 6037 | Los Angeles | 33.9169 | -118.4021 | 16610 | 1173 | polygon | FALSE | TRUE | America/Los_Angeles | 3 | 90245 | 1840020481 |  | TX | 48 | 377 | 3 | B | Hot-Dry | Presidio |  |  | El SegundoCA | PresidioTX
Mercedes | Mercedes | TX | Texas | 48215 | Hidalgo | 26.1533 | -97.9129 | 16604 | 543 | polygon | FALSE | TRUE | America/Chicago | 3 | 78570 | 1840021025 |  | TX | 48 | 379 | 3 | A | Hot-Humid | Rains |  |  | MercedesTX | RainsTX
Bostonia | Bostonia | CA | California | 6073 | San Diego | 32.8189 | -116.9479 | 16603 | 3329 | polygon | FALSE | FALSE | America/Los_Angeles | 2 | 92021 | 1840018018 |  | TX | 48 | 381 | 4 | B | Mixed-Dry | Randall |  |  | BostoniaCA | RandallTX
Artesia | Artesia | CA | California | 6037 | Los Angeles | 33.8676 | -118.0806 | 16601 | 3954 | polygon | FALSE | TRUE | America/Los_Angeles | 2 | 90701 90702 | 1840019224 |  | TX | 48 | 383 | 3 | B | Hot-Dry | Reagan |  |  | ArtesiaCA | ReaganTX
Norcross | Norcross | GA | Georgia | 13135 | Gwinnett | 33.9379 | -84.2065 | 16592 | 1050 | polygon | FALSE | TRUE | America/New_York | 3 | 30071 | 1840014744 |  | TX | 48 | 385 | 2 | B | Hot-Humid | Real |  |  | NorcrossGA | RealTX
Yauco | Yauco | PR | Puerto Rico | 72153 | Yauco | 18.0344 | -66.8615 | 16585 | 2211 | polygon | FALSE | FALSE | America/Puerto_Rico | 2 | 698 | 1630035600 |  | TX | 48 | 387 | 3 | A | Hot-Humid | Red River |  |  | YaucoPR | Red RiverTX
Batavia | Batavia | NY | New York | 36037 | Genesee | 42.9987 | -78.1802 | 16581 | 1068 | polygon | FALSE | TRUE | America/New_York | 3 | 14020 | 1840000385 |  | TX | 48 | 389 | 3 | B | Hot-Dry | Reeves |  |  | BataviaNY | ReevesTX
Morganton | Morganton | NC | North Carolina | 37023 | Burke | 35.7408 | -81.7003 | 16577 | 332 | polygon | FALSE | TRUE | America/New_York | 3 | 28655 28680 | 1840014504 |  | TX | 48 | 391 | 2 | A | Hot-Humid | Refugio |  |  | MorgantonNC | RefugioTX
Harrisburg | Harrisburg | NC | North Carolina | 37025 | Cabarrus | 35.3124 | -80.6486 | 16576 | 567 | polygon | FALSE | TRUE | America/New_York | 3 | 28075 | 1840016364 |  | TX | 48 | 393 | 4 | B | Mixed-Dry | Roberts |  |  | HarrisburgNC | RobertsTX
Murraysville | Murraysville | NC | North Carolina | 37129 | New Hanover | 34.2919 | -77.8429 | 16542 | 741 | polygon | FALSE | FALSE | America/New_York | 3 | 28411 | 1840013631 |  | TX | 48 | 395 | 2 | A | Hot-Humid | Robertson |  |  | MurraysvilleNC | RobertsonTX
Donaldsonville | Donaldsonville | LA | Louisiana | 22005 | Ascension | 30.0954 | -90.9926 | 16540 | 860 | polygon | FALSE | TRUE | America/Chicago | 3 | 70346 | 1840015045 |  | TX | 48 | 397 | 3 | A | Hot-Humid | Rockwall |  |  | DonaldsonvilleLA | RockwallTX
Solvang | Solvang | CA | California | 6083 | Santa Barbara | 34.5936 | -120.1401 | 16540 | 929 | polygon | FALSE | TRUE | America/Los_Angeles | 3 | 93463 | 1840021831 |  | TX | 48 | 399 | 3 | B | Hot-Dry | Runnels |  |  | SolvangCA | RunnelsTX
Los Osos | Los Osos | CA | California | 6079 | San Luis Obispo | 35.3068 | -120.8249 | 16533 | 500 | polygon | FALSE | FALSE | America/Los_Angeles | 3 | 93402 93412 | 1840017805 |  | TX | 48 | 401 | 3 | A | Hot-Humid | Rusk |  |  | Los OsosCA | RuskTX
Groveton | Groveton | VA | Virginia | 51059 | Fairfax | 38.7605 | -77.098 | 16516 | 1467 | polygon | FALSE | FALSE | America/New_York | 3 | 22306 22307 | 1840006029 |  | TX | 48 | 403 | 3 | A | Hot-Humid | Sabine |  |  | GrovetonVA | SabineTX
Washington | Washington | IL | Illinois | 17179 | Tazewell | 40.7049 | -89.4346 | 16516 | 754 | polygon | FALSE | TRUE | America/Chicago | 3 | 61571 | 1840010377 |  | TX | 48 | 405 | 3 | A | Hot-Humid | San Augustine |  |  | WashingtonIL | San AugustineTX
Live Oak | Live Oak | TX | Texas | 48029 | Bexar | 29.5545 | -98.3404 | 16499 | 1339 | polygon | FALSE | TRUE | America/Chicago | 3 | 78233 | 1840020960 |  | TX | 48 | 407 | 2 | A | Hot-Humid | San Jacinto |  |  | Live OakTX | San JacintoTX
Lock Haven | Lock Haven | PA | Pennsylvania | 42035 | Clinton | 41.1365 | -77.4521 | 16490 | 1404 | polygon | FALSE | TRUE | America/New_York | 3 | 17745 | 1840003450 |  | TX | 48 | 409 | 2 | A | Hot-Humid | San Patricio |  |  | Lock HavenPA | San PatricioTX
Vienna | Vienna | VA | Virginia | 51059 | Fairfax | 38.8996 | -77.2597 | 16485 | 1445 | polygon | FALSE | TRUE | America/New_York | 3 | 22180 22183 | 1840003829 |  | TX | 48 | 411 | 3 | A | Hot-Humid | San Saba |  |  | ViennaVA | San SabaTX
Country Club Hills | Country Club Hills | IL | Illinois | 17031 | Cook | 41.5637 | -87.725 | 16482 | 1278 | polygon | FALSE | TRUE | America/Chicago | 3 | 60478 | 1840007025 |  | TX | 48 | 413 | 3 | B | Hot-Dry | Schleicher |  |  | Country Club HillsIL | SchleicherTX
Streetsboro | Streetsboro | OH | Ohio | 39133 | Portage | 41.2396 | -81.3456 | 16478 | 270 | polygon | FALSE | TRUE | America/New_York | 3 | 44241 | 1840000808 |  | TX | 48 | 415 | 3 | B | Hot-Dry | Scurry |  |  | StreetsboroOH | ScurryTX
Jasper | Jasper | IN | Indiana | 18037 | Dubois | 38.3933 | -86.9402 | 16477 | 457 | polygon | FALSE | TRUE | America/Indiana/Vincennes | 3 | 47546 47549 | 1840008646 |  | TX | 48 | 417 | 3 | B | Hot-Dry | Shackelford |  |  | JasperIN | ShackelfordTX
Eden | Eden | NC | North Carolina | 37157 | Rockingham | 36.5028 | -79.7412 | 16477 | 404 | polygon | FALSE | TRUE | America/New_York | 3 | 27288 27289 | 1840013309 |  | TX | 48 | 419 | 3 | A | Hot-Humid | Shelby |  |  | EdenNC | ShelbyTX
Pearl River | Pearl River | NY | New York | 36087 | Rockland | 41.0615 | -74.0047 | 16476 | 936 | polygon | FALSE | FALSE | America/New_York | 3 | 10965 10962 | 1840004966 |  | TX | 48 | 421 | 4 | B | Mixed-Dry | Sherman |  |  | Pearl RiverNY | ShermanTX
Douglas | Douglas | AZ | Arizona | 4003 | Cochise | 31.3602 | -109.5394 | 16467 | 626 | polygon | FALSE | TRUE | America/Phoenix | 3 | 85608 85607 85655 | 1840019496 |  | TX | 48 | 423 | 3 | A | Hot-Humid | Smith |  |  | DouglasAZ | SmithTX
Crowley | Crowley | TX | Texas | 48439 | Tarrant | 32.5781 | -97.3585 | 16460 | 869 | polygon | FALSE | TRUE | America/Chicago | 3 | 76036 | 1840019431 |  | TX | 48 | 425 | 3 | A | Hot-Humid | Somervell |  |  | CrowleyTX | SomervellTX
Highland Springs | Highland Springs | VA | Virginia | 51087 | Henrico | 37.5516 | -77.3285 | 16459 | 796 | polygon | FALSE | FALSE | America/New_York | 3 | 23075 23223 | 1840006391 |  | TX | 48 | 427 | 2 | A | Hot-Humid | Starr |  |  | Highland SpringsVA | StarrTX
Cinco Ranch | Cinco Ranch | TX | Texas | 48157 | Fort Bend | 29.7395 | -95.7607 | 16437 | 1472 | polygon | FALSE | FALSE | America/Chicago | 3 | 77494 77450 | 1840037039 |  | TX | 48 | 429 | 3 | A | Mixed-Humid | Stephens |  |  | Cinco RanchTX | StephensTX
Wolf Trap | Wolf Trap | VA | Virginia | 51059 | Fairfax | 38.9395 | -77.2842 | 16436 | 647 | polygon | FALSE | FALSE | America/New_York | 3 | 22181 22182 | 1840006042 |  | TX | 48 | 431 | 3 | B | Hot-Dry | Sterling |  |  | Wolf TrapVA | SterlingTX
Chickasha | Chickasha | OK | Oklahoma | 40051 | Grady | 35.041 | -97.9472 | 16431 | 287 | polygon | FALSE | TRUE | America/Chicago | 3 | 73018 73023 | 1840019169 |  | TX | 48 | 433 | 3 | B | Hot-Dry | Stonewall |  |  | ChickashaOK | StonewallTX
New Milford | New Milford | NJ | New Jersey | 34003 | Bergen | 40.9337 | -74.0196 | 16429 | 2778 | polygon | FALSE | TRUE | America/New_York | 2 | 7646 | 1840000908 |  | TX | 48 | 435 | 3 | B | Hot-Dry | Sutton |  |  | New MilfordNJ | SuttonTX
Kings Park | Kings Park | NY | New York | 36103 | Suffolk | 40.8887 | -73.2452 | 16424 | 1017 | polygon | FALSE | FALSE | America/New_York | 3 | 11754 | 1840005085 |  | TX | 48 | 437 | 4 | B | Mixed-Dry | Swisher |  |  | Kings ParkNY | SwisherTX
Groveland | Groveland | FL | Florida | 12069 | Lake | 28.6021 | -81.8204 | 16423 | 393 | polygon | FALSE | TRUE | America/New_York | 3 | 34736 34737 | 1840014056 |  | TX | 48 | 439 | 3 | A | Hot-Humid | Tarrant |  |  | GrovelandFL | TarrantTX
Ojus | Ojus | FL | Florida | 12086 | Miami-Dade | 25.9563 | -80.1606 | 16417 | 2392 | polygon | FALSE | FALSE | America/New_York | 2 | 33179 33180 | 1840028742 |  | TX | 48 | 441 | 3 | B | Hot-Dry | Taylor |  |  | OjusFL | TaylorTX
East Riverdale | East Riverdale | MD | Maryland | 24033 | Prince George's | 38.96 | -76.9108 | 16416 | 3924 | polygon | FALSE | FALSE | America/New_York | 2 | 20781 20737 | 1840031482 |  | TX | 48 | 443 | 3 | B | Hot-Dry | Terrell |  |  | East RiverdaleMD | TerrellTX
Mount Pleasant | Mount Pleasant | TX | Texas | 48449 | Titus | 33.1613 | -94.9717 | 16412 | 396 | polygon | FALSE | TRUE | America/Chicago | 3 | 75455 75456 | 1840020666 |  | TX | 48 | 445 | 3 | B | Hot-Dry | Terry |  |  | Mount PleasantTX | TerryTX
River Falls | River Falls | WI | Wisconsin | 55093 | Pierce | 44.861 | -92.6248 | 16402 | 865 | polygon | FALSE | TRUE | America/Chicago | 3 | 54022 | 1840002289 |  | TX | 48 | 447 | 3 | B | Hot-Dry | Throckmorton |  |  | River FallsWI | ThrockmortonTX
Four Corners | Four Corners | OR | Oregon | 41047 | Marion | 44.9291 | -122.9731 | 16399 | 2568 | polygon | FALSE | FALSE | America/Los_Angeles | 2 | 97301 97317 | 1840034722 |  | TX | 48 | 449 | 3 | A | Hot-Humid | Titus |  |  | Four CornersOR | TitusTX
Hernando | Hernando | MS | Mississippi | 28033 | DeSoto | 34.85 | -89.9922 | 16399 | 250 | polygon | FALSE | TRUE | America/Chicago | 3 | 38632 38651 | 1840014642 |  | TX | 48 | 451 | 3 | B | Hot-Dry | Tom Green |  |  | HernandoMS | Tom GreenTX
Hillcrest Heights | Hillcrest Heights | MD | Maryland | 24033 | Prince George's | 38.8373 | -76.9641 | 16388 | 2544 | polygon | FALSE | FALSE | America/New_York | 2 | 20748 | 1840005957 |  | TX | 48 | 453 | 2 | A | Hot-Humid | Travis |  |  | Hillcrest HeightsMD | TravisTX
Ripon | Ripon | CA | California | 6077 | San Joaquin | 37.7417 | -121.131 | 16386 | 1188 | polygon | FALSE | TRUE | America/Los_Angeles | 3 | 95366 | 1840020264 |  | TX | 48 | 455 | 2 | A | Hot-Humid | Trinity |  |  | RiponCA | TrinityTX
Monroe | Monroe | GA | Georgia | 13297 | Walton | 33.799 | -83.716 | 16380 | 336 | polygon | FALSE | TRUE | America/New_York | 3 | 30656 30655 | 1840014786 |  | TX | 48 | 457 | 2 | A | Hot-Humid | Tyler |  |  | MonroeGA | TylerTX
Adelphi | Adelphi | MD | Maryland | 24033 | Prince George's | 39.0017 | -76.9649 | 16377 | 2328 | polygon | FALSE | FALSE | America/New_York | 2 | 20783 20903 20787 | 1840005944 |  | TX | 48 | 459 | 3 | A | Hot-Humid | Upshur |  |  | AdelphiMD | UpshurTX
Rio Linda | Rio Linda | CA | California | 6067 | Sacramento | 38.6876 | -121.4418 | 16359 | 638 | polygon | FALSE | FALSE | America/Los_Angeles | 3 | 95673 | 1840018843 |  | TX | 48 | 461 | 3 | B | Hot-Dry | Upton |  |  | Rio LindaCA | UptonTX
Bluffdale | Bluffdale | UT | Utah | 49035 | Salt Lake | 40.4744 | -111.9381 | 16358 | 567 | polygon | FALSE | TRUE | America/Denver | 3 | 84065 | 1840018745 |  | TX | 48 | 463 | 2 | B | Hot-Humid | Uvalde |  |  | BluffdaleUT | UvaldeTX
Storrs | Storrs | CT | Connecticut | 9013 | Tolland | 41.8045 | -72.2552 | 16352 | 1129 | polygon | FALSE | FALSE | America/New_York | 3 | 06269 06268 | 1840003276 |  | TX | 48 | 465 | 2 | B | Hot-Humid | Val Verde |  |  | StorrsCT | Val VerdeTX
Hazel Park | Hazel Park | MI | Michigan | 26125 | Oakland | 42.4619 | -83.0977 | 16347 | 2239 | polygon | FALSE | TRUE | America/Detroit | 2 | 48030 | 1840002444 |  | TX | 48 | 467 | 3 | A | Hot-Humid | Van Zandt |  |  | Hazel ParkMI | Van ZandtTX
Burley | Burley | ID | Idaho | 16031 | Cassia | 42.5379 | -113.793 | 16342 | 654 | polygon | FALSE | TRUE | America/Boise | 3 | 83318 | 1840018683 |  | TX | 48 | 469 | 2 | A | Hot-Humid | Victoria |  |  | BurleyID | VictoriaTX
Aurora | Aurora | OH | Ohio | 39133 | Portage | 41.3118 | -81.345 | 16338 | 275 | polygon | FALSE | TRUE | America/New_York | 3 | 44202 | 1840000806 |  | TX | 48 | 471 | 2 | A | Hot-Humid | Walker |  |  | AuroraOH | WalkerTX
Donna | Donna | TX | Texas | 48215 | Hidalgo | 26.1467 | -98.0559 | 16338 | 760 | polygon | FALSE | TRUE | America/Chicago | 3 | 78537 | 1840019734 |  | TX | 48 | 473 | 2 | A | Hot-Humid | Waller |  |  | DonnaTX | WallerTX
Stanford | Stanford | CA | California | 6085 | Santa Clara | 37.4252 | -122.1674 | 16326 | 2296 | polygon | FALSE | FALSE | America/Los_Angeles | 2 | 94305 94309 | 1840028400 |  | TX | 48 | 475 | 3 | B | Hot-Dry | Ward |  |  | StanfordCA | WardTX
Red Wing | Red Wing | MN | Minnesota | 27049 | Goodhue | 44.5816 | -92.6036 | 16320 | 180 | polygon | FALSE | TRUE | America/Chicago | 3 | 55089 55066 | 1840008959 |  | TX | 48 | 477 | 2 | A | Hot-Humid | Washington |  |  | Red WingMN | WashingtonTX
Fallon | Fallon | NV | Nevada | 32001 | Churchill | 39.4738 | -118.778 | 16313 | 906 | polygon | FALSE | TRUE | America/Los_Angeles | 3 | 89406 89407 89496 | 1840020191 |  | TX | 48 | 479 | 2 | B | Hot-Humid | Webb |  |  | FallonNV | WebbTX
Fairview Heights | Fairview Heights | IL | Illinois | 17163 | St. Clair | 38.5974 | -90.0053 | 16303 | 550 | polygon | FALSE | TRUE | America/Chicago | 3 | 62208 | 1840008630 |  | TX | 48 | 481 | 2 | A | Hot-Humid | Wharton |  |  | Fairview HeightsIL | WhartonTX
Celina | Celina | TX | Texas | 48085 | Collin | 33.3188 | -96.7865 | 16299 | 225 | polygon | FALSE | TRUE | America/Chicago | 3 | 75009 75078 | 1840019395 |  | TX | 48 | 483 | 3 | B | Hot-Dry | Wheeler |  |  | CelinaTX | WheelerTX
Gun Barrel City | Gun Barrel City | TX | Texas | 48213 | Henderson | 32.3277 | -96.1287 | 16292 | 383 | polygon | FALSE | TRUE | America/Chicago | 3 | 75156 | 1840020772 |  | TX | 48 | 485 | 3 | A | Mixed-Humid | Wichita |  |  | Gun Barrel CityTX | WichitaTX
Morton | Morton | IL | Illinois | 17179 | Tazewell | 40.6136 | -89.4669 | 16277 | 491 | polygon | FALSE | TRUE | America/Chicago | 3 | 61550 61650 | 1840011991 |  | TX | 48 | 487 | 3 | B | Hot-Dry | Wilbarger |  |  | MortonIL | WilbargerTX
Port Jervis | Port Jervis | NY | New York | 36071 | Orange | 41.3783 | -74.6909 | 16273 | 1306 | polygon | FALSE | TRUE | America/New_York | 3 | 12771 | 1840000587 |  | TX | 48 | 489 | 2 | A | Hot-Humid | Willacy |  |  | Port JervisNY | WillacyTX
Red Hill | Red Hill | SC | South Carolina | 45051 | Horry | 33.7777 | -79.0111 | 16273 | 567 | polygon | FALSE | FALSE | America/New_York | 3 | 29588 29526 29579 | 1840013649 |  | TX | 48 | 491 | 2 | A | Hot-Humid | Williamson |  |  | Red HillSC | WilliamsonTX
Kaukauna | Kaukauna | WI | Wisconsin | 55087 | Outagamie | 44.2776 | -88.2645 | 16270 | 812 | polygon | FALSE | TRUE | America/Chicago | 3 | 54130 | 1840002403 |  | TX | 48 | 493 | 2 | A | Hot-Humid | Wilson |  |  | KaukaunaWI | WilsonTX
Addison | Addison | TX | Texas | 48113 | Dallas | 32.959 | -96.8355 | 16263 | 1442 | polygon | FALSE | TRUE | America/Chicago | 3 | 75254 75001 75391 | 1840022057 |  | TX | 48 | 495 | 3 | B | Hot-Dry | Winkler |  |  | AddisonTX | WinklerTX
Fort Thomas | Fort Thomas | KY | Kentucky | 21037 | Campbell | 39.0802 | -84.4518 | 16263 | 1106 | polygon | FALSE | TRUE | America/New_York | 3 | 41075 | 1840013163 |  | TX | 48 | 497 | 3 | A | Mixed-Humid | Wise |  |  | Fort ThomasKY | WiseTX
Mebane | Mebane | NC | North Carolina | 37001 | Alamance | 36.0857 | -79.2763 | 16262 | 644 | polygon | FALSE | TRUE | America/New_York | 3 | 27302 | 1840015328 |  | TX | 48 | 499 | 3 | A | Hot-Humid | Wood |  |  | MebaneNC | WoodTX
Mount Holly | Mount Holly | NC | North Carolina | 37071 | Gaston | 35.3136 | -81.0072 | 16257 | 578 | polygon | FALSE | TRUE | America/New_York | 3 | 28120 28012 28236 | 1840014590 |  | TX | 48 | 501 | 4 | B | Mixed-Dry | Yoakum |  |  | Mount HollyNC | YoakumTX
Conyers | Conyers | GA | Georgia | 13247 | Rockdale | 33.6645 | -83.9966 | 16256 | 537 | polygon | FALSE | TRUE | America/New_York | 3 | 30013 30012 30094 | 1840014806 |  | TX | 48 | 503 | 3 | A | Mixed-Humid | Young |  |  | ConyersGA | YoungTX
East San Gabriel | East San Gabriel | CA | California | 6037 | Los Angeles | 34.1198 | -118.0807 | 16256 | 4019 | polygon | FALSE | FALSE | America/Los_Angeles | 2 | 91775 | 1840028311 |  | TX | 48 | 505 | 2 | B | Hot-Humid | Zapata |  |  | East San GabrielCA | ZapataTX
Centerton | Centerton | AR | Arkansas | 5007 | Benton | 36.3567 | -94.2971 | 16244 | 461 | polygon | FALSE | TRUE | America/Chicago | 3 | 72712 72719 | 1840014441 |  | TX | 48 | 507 | 2 | B | Hot-Humid | Zavala |  |  | CentertonAR | ZavalaTX
Stuart | Stuart | FL | Florida | 12085 | Martin | 27.1958 | -80.2438 | 16237 | 928 | polygon | FALSE | TRUE | America/New_York | 3 | 34994 34996 34957 | 1840015990 |  | UM | 74 | 300 | 1 | A | Hot-Humid | Midway Islands |  |  | StuartFL | Midway IslandsUM
Sikeston | Sikeston | MO | Missouri | 29201 | Scott | 36.8865 | -89.587 | 16237 | 345 | polygon | FALSE | TRUE | America/Chicago | 3 | 63801 | 1840009921 |  | UT | 49 | 1 | 5 | B | Cold | Beaver |  |  | SikestonMO | BeaverUT
Sulphur Springs | Sulphur Springs | TX | Texas | 48223 | Hopkins | 33.1421 | -95.6124 | 16234 | 309 | polygon | FALSE | TRUE | America/Chicago | 3 | 75482 75483 | 1840022031 |  | UT | 49 | 3 | 6 | B | Cold | Box Elder |  |  | Sulphur SpringsTX | Box ElderUT
Vincent | Vincent | CA | California | 6037 | Los Angeles | 34.0982 | -117.9238 | 16225 | 4254 | polygon | FALSE | TRUE | America/Los_Angeles | 2 | 91722 91702 | 1840074687 |  | UT | 49 | 5 | 6 | B | Cold | Cache |  |  | VincentCA | CacheUT
Boulder City | Boulder City | NV | Nevada | 32003 | Clark | 35.8407 | -114.9257 | 16207 | 30 | polygon | FALSE | TRUE | America/Los_Angeles | 3 | 89046 89005 89006 | 1840019028 |  | UT | 49 | 7 | 6 | B | Cold | Carbon |  |  | Boulder CityNV | CarbonUT
Centralia | Centralia | IL | Illinois | 17121 | Marion | 38.5223 | -89.1233 | 16204 | 575 | polygon | FALSE | TRUE | America/Chicago | 3 | 62801 | 1840007465 |  | UT | 49 | 9 | 6 | B | Cold | Daggett |  |  | CentraliaIL | DaggettUT
Dixon | Dixon | IL | Illinois | 17103 | Lee | 41.8439 | -89.4794 | 16195 | 752 | polygon | FALSE | TRUE | America/Chicago | 3 | 61021 | 1840007051 |  | UT | 49 | 11 | 5 | B | Cold | Davis |  |  | DixonIL | DavisUT
Troutdale | Troutdale | OR | Oregon | 41051 | Multnomah | 45.5372 | -122.3955 | 16183 | 1052 | polygon | FALSE | TRUE | America/Los_Angeles | 3 | 97060 | 1840021209 |  | UT | 49 | 13 | 6 | B | Cold | Duchesne |  |  | TroutdaleOR | DuchesneUT
Mount Clemens | Mount Clemens | MI | Michigan | 26099 | Macomb | 42.5976 | -82.882 | 16163 | 1524 | polygon | FALSE | TRUE | America/Detroit | 3 | 48043 48046 | 1840003089 |  | UT | 49 | 15 | 5 | B | Cold | Emery |  |  | Mount ClemensMI | EmeryUT
Fairview Park | Fairview Park | OH | Ohio | 39035 | Cuyahoga | 41.4419 | -81.853 | 16161 | 1331 | polygon | FALSE | TRUE | America/New_York | 3 | 44126 | 1840000601 |  | UT | 49 | 17 | 5 | B | Cold | Garfield |  |  | Fairview ParkOH | GarfieldUT
Discovery Bay | Discovery Bay | CA | California | 6013 | Contra Costa | 37.9071 | -121.6076 | 16159 | 1652 | polygon | FALSE | FALSE | America/Los_Angeles | 3 | 94505 | 1840018897 |  | UT | 49 | 19 | 5 | B | Cold | Grand |  |  | Discovery BayCA | GrandUT
Stallings | Stallings | NC | North Carolina | 37179 | Union | 35.1088 | -80.6597 | 16145 | 747 | polygon | FALSE | TRUE | America/New_York | 3 | 28104 | 1840017878 |  | UT | 49 | 21 | 5 | B | Cold | Iron |  |  | StallingsNC | IronUT
Cambridge | Cambridge | MN | Minnesota | 27059 | Isanti | 45.5612 | -93.2283 | 16143 | 474 | polygon | FALSE | TRUE | America/Chicago | 3 | 55008 | 1840006692 |  | UT | 49 | 23 | 5 | B | Cold | Juab |  |  | CambridgeMN | JuabUT
Frankfort | Frankfort | IN | Indiana | 18023 | Clinton | 40.281 | -86.5213 | 16136 | 761 | polygon | FALSE | TRUE | America/Indiana/Indianapolis | 3 | 46041 | 1840008358 |  | UT | 49 | 25 | 5 | B | Cold | Kane |  |  | FrankfortIN | KaneUT
Westchester | Westchester | IL | Illinois | 17031 | Cook | 41.8492 | -87.8906 | 16117 | 1688 | polygon | FALSE | TRUE | America/Chicago | 3 | 60154 | 1840011332 |  | UT | 49 | 27 | 5 | B | Cold | Millard |  |  | WestchesterIL | MillardUT
Center Point | Center Point | AL | Alabama | 1073 | Jefferson | 33.6446 | -86.6851 | 16110 | 1005 | polygon | FALSE | TRUE | America/Chicago | 3 | 35215 | 1840014789 |  | UT | 49 | 29 | 6 | B | Cold | Morgan |  |  | Center PointAL | MorganUT
Canyon | Canyon | TX | Texas | 48381 | Randall | 34.9877 | -101.9178 | 16109 | 872 | polygon | FALSE | TRUE | America/Chicago | 3 | 79016 79015 | 1840019180 |  | UT | 49 | 31 | 5 | B | Cold | Piute |  |  | CanyonTX | PiuteUT
West Haven | West Haven | UT | Utah | 49057 | Weber | 41.2082 | -112.054 | 16109 | 594 | polygon | FALSE | TRUE | America/Denver | 3 | 84401 84402 | 1840021344 |  | UT | 49 | 33 | 6 | B | Cold | Rich |  |  | West HavenUT | RichUT
Washougal | Washougal | WA | Washington | 53011 | Clark | 45.5822 | -122.3448 | 16107 | 1073 | polygon | FALSE | TRUE | America/Los_Angeles | 3 | 98671 | 1840021190 |  | UT | 49 | 35 | 5 | B | Cold | Salt Lake |  |  | WashougalWA | Salt LakeUT
Bridgeview | Bridgeview | IL | Illinois | 17031 | Cook | 41.7403 | -87.8067 | 16096 | 1497 | polygon | FALSE | TRUE | America/Chicago | 3 | 60455 60454 | 1840010140 |  | UT | 49 | 37 | 5 | B | Cold | San Juan |  |  | BridgeviewIL | San JuanUT
Troy | Troy | MO | Missouri | 29113 | Lincoln | 38.9708 | -90.9715 | 16092 | 639 | polygon | FALSE | TRUE | America/Chicago | 3 | 63379 | 1840010689 |  | UT | 49 | 39 | 5 | B | Cold | Sanpete |  |  | TroyMO | SanpeteUT
Cherryland | Cherryland | CA | California | 6001 | Alameda | 37.6792 | -122.1038 | 16066 | 5176 | polygon | FALSE | FALSE | America/Los_Angeles | 2 | 94541 | 1840028361 |  | UT | 49 | 41 | 5 | B | Cold | Sevier |  |  | CherrylandCA | SevierUT
Lebanon | Lebanon | IN | Indiana | 18011 | Boone | 40.0324 | -86.4551 | 16065 | 399 | polygon | FALSE | TRUE | America/Indiana/Indianapolis | 3 | 46052 | 1840008387 |  | UT | 49 | 43 | 6 | B | Cold | Summit |  |  | LebanonIN | SummitUT
Griffith | Griffith | IN | Indiana | 18089 | Lake | 41.5279 | -87.424 | 16060 | 801 | polygon | FALSE | TRUE | America/Chicago | 3 | 46319 | 1840010225 |  | UT | 49 | 45 | 5 | B | Cold | Tooele |  |  | GriffithIN | TooeleUT
Villa Rica | Villa Rica | GA | Georgia | 13045 | Carroll | 33.7305 | -84.917 | 16058 | 440 | polygon | FALSE | TRUE | America/New_York | 3 | 30180 | 1840015679 |  | UT | 49 | 47 | 6 | B | Cold | Uintah |  |  | Villa RicaGA | UintahUT
Alma | Alma | MI | Michigan | 26057 | Gratiot | 43.38 | -84.6556 | 16035 | 582 | polygon | FALSE | TRUE | America/Detroit | 3 | 48801 | 1840002879 |  | UT | 49 | 49 | 5 | B | Cold | Utah |  |  | AlmaMI | UtahUT
Fort Leonard Wood | Fort Leonard Wood | MO | Missouri | 29169 | Pulaski | 37.7562 | -92.1274 | 16026 | 268 | polygon | TRUE | TRUE | America/Chicago | 3 | 65473 | 1840073756 |  | UT | 49 | 51 | 6 | B | Cold | Wasatch |  |  | Fort Leonard WoodMO | WasatchUT
Long Beach | Long Beach | MS | Mississippi | 28047 | Harrison | 30.3608 | -89.165 | 16023 | 603 | polygon | FALSE | TRUE | America/Chicago | 3 | 39560 | 1840015914 |  | UT | 49 | 53 | 3 | B | Hot-Dry | Washington |  |  | Long BeachMS | WashingtonUT
Lady Lake | Lady Lake | FL | Florida | 12069 | Lake | 28.9241 | -81.9299 | 16020 | 747 | polygon | FALSE | TRUE | America/New_York | 3 | 32159 32158 32163 | 1840017229 |  | UT | 49 | 55 | 5 | B | Cold | Wayne |  |  | Lady LakeFL | WayneUT
Aberdeen | Aberdeen | MD | Maryland | 24025 | Harford | 39.5146 | -76.173 | 16019 | 954 | polygon | FALSE | TRUE | America/New_York | 3 | 21001 | 1840005666 |  | UT | 49 | 57 | 5 | B | Cold | Weber |  |  | AberdeenMD | WeberUT
Welby | Welby | CO | Colorado | 8001 | Adams | 39.8403 | -104.9655 | 16018 | 1669 | polygon | FALSE | FALSE | America/Denver | 3 | 80229 | 1840028449 |  | VA | 51 | 1 | 4 | A | Mixed-Humid | Accomack |  |  | WelbyCO | AccomackVA
Indianola | Indianola | IA | Iowa | 19181 | Warren | 41.3629 | -93.5652 | 16015 | 546 | polygon | FALSE | TRUE | America/Chicago | 3 | 50125 | 1840000648 |  | VA | 51 | 3 | 4 | A | Mixed-Humid | Albemarle |  |  | IndianolaIA | AlbemarleVA
Washington | Washington | NC | North Carolina | 37013 | Beaufort | 35.5587 | -77.0545 | 16014 | 447 | polygon | FALSE | TRUE | America/New_York | 3 | 27817 27889 | 1840015401 |  | VA | 51 | 510 | 4 | A | Mixed-Humid | Alexandria (city) |  |  | WashingtonNC | AlexandriaVA
Phelan | Phelan | CA | California | 6071 | San Bernardino | 34.4398 | -117.5248 | 15987 | 102 | polygon | FALSE | FALSE | America/Los_Angeles | 3 | 92371 | 1840025798 |  | VA | 51 | 5 | 4 | A | Mixed-Humid | Alleghany |  |  | PhelanCA | AlleghanyVA
Lakeway | Lakeway | TX | Texas | 48453 | Travis | 30.3547 | -97.9854 | 15981 | 505 | polygon | FALSE | TRUE | America/Chicago | 3 | 78669 78738 78734 | 1840020894 |  | VA | 51 | 7 | 4 | A | Mixed-Humid | Amelia |  |  | LakewayTX | AmeliaVA
Dyer | Dyer | IN | Indiana | 18089 | Lake | 41.4976 | -87.509 | 15976 | 987 | polygon | FALSE | TRUE | America/Chicago | 3 | 46311 | 1840010224 |  | VA | 51 | 9 | 4 | A | Mixed-Humid | Amherst |  |  | DyerIN | AmherstVA
Archer Lodge | Archer Lodge | NC | North Carolina | 37101 | Johnston | 35.6907 | -78.3749 | 15972 | 219 | polygon | FALSE | TRUE | America/New_York | 3 | 27591 27527 | 1840025797 |  | VA | 51 | 11 | 4 | A | Mixed-Humid | Appomattox |  |  | Archer LodgeNC | AppomattoxVA
Niceville | Niceville | FL | Florida | 12091 | Okaloosa | 30.5291 | -86.4754 | 15972 | 456 | polygon | FALSE | TRUE | America/Chicago | 3 | 32578 32588 | 1840015009 |  | VA | 51 | 13 | 4 | A | Mixed-Humid | Arlington |  |  | NicevilleFL | ArlingtonVA
Clearlake | Clearlake | CA | California | 6033 | Lake | 38.959 | -122.633 | 15961 | 581 | polygon | FALSE | TRUE | America/Los_Angeles | 3 | 95422 95424 | 1840028139 |  | VA | 51 | 15 | 4 | A | Mixed-Humid | Augusta |  |  | ClearlakeCA | AugustaVA
Fillmore | Fillmore | CA | California | 6111 | Ventura | 34.3989 | -118.9181 | 15954 | 1821 | polygon | FALSE | TRUE | America/Los_Angeles | 3 | 93015 93016 | 1840020471 |  | VA | 51 | 17 | 4 | A | Mixed-Humid | Bath |  |  | FillmoreCA | BathVA
Hood River | Hood River | OR | Oregon | 41027 | Hood River | 45.7092 | -121.5258 | 15949 | 1158 | polygon | FALSE | TRUE | America/Los_Angeles | 3 | 97031 | 1840019942 |  | VA | 51 | 19 | 4 | A | Mixed-Humid | Bedford |  |  | Hood RiverOR | BedfordVA
Bellevue | Bellevue | WI | Wisconsin | 55009 | Brown | 44.4593 | -87.9554 | 15944 | 429 | polygon | FALSE | TRUE | America/Chicago | 3 | 54311 54115 | 1840000308 |  | VA | 51 | 515 | 4 | A | Mixed-Humid | Bedford (city) |  |  | BellevueWI | BedfordVA
Spanish Springs | Spanish Springs | NV | Nevada | 32031 | Washoe | 39.6567 | -119.6695 | 15938 | 110 | polygon | FALSE | FALSE | America/Los_Angeles | 3 | 89441 89436 | 1840033826 |  | VA | 51 | 21 | 4 | A | Mixed-Humid | Bland |  |  | Spanish SpringsNV | BlandVA
New Haven | New Haven | IN | Indiana | 18003 | Allen | 41.0675 | -85.0175 | 15922 | 515 | polygon | FALSE | TRUE | America/Indiana/Indianapolis | 3 | 46774 46803 46806 | 1840008262 |  | VA | 51 | 23 | 4 | A | Mixed-Humid | Botetourt |  |  | New HavenIN | BotetourtVA
New River | New River | AZ | Arizona | 4013 | Maricopa | 33.8835 | -112.0858 | 15910 | 109 | polygon | FALSE | FALSE | America/Phoenix | 3 | 85086 85087 | 1840019307 |  | VA | 51 | 520 | 4 | A | Mixed-Humid | Bristol (city) |  |  | New RiverAZ | BristolVA
Sayville | Sayville | NY | New York | 36103 | Suffolk | 40.7478 | -73.084 | 15910 | 1157 | polygon | FALSE | FALSE | America/New_York | 3 | 11796 11782 | 1840005092 |  | VA | 51 | 25 | 4 | A | Mixed-Humid | Brunswick |  |  | SayvilleNY | BrunswickVA
Millbrook | Millbrook | AL | Alabama | 1051 | Elmore | 32.5028 | -86.3737 | 15896 | 437 | polygon | FALSE | TRUE | America/Chicago | 3 | 36054 36022 | 1840014877 |  | VA | 51 | 27 | 4 | A | Mixed-Humid | Buchanan |  |  | MillbrookAL | BuchananVA
Walnut Park | Walnut Park | CA | California | 6037 | Los Angeles | 33.9683 | -118.222 | 15896 | 8207 | polygon | FALSE | FALSE | America/Los_Angeles | 2 | 90255 | 1840019218 |  | VA | 51 | 29 | 4 | A | Mixed-Humid | Buckingham |  |  | Walnut ParkCA | BuckinghamVA
Carthage | Carthage | MO | Missouri | 29097 | Jasper | 37.1503 | -94.3225 | 15892 | 488 | polygon | FALSE | TRUE | America/Chicago | 3 | 64836 | 1840007629 |  | VA | 51 | 530 | 4 | A | Mixed-Humid | Buena Vista (city) |  |  | CarthageMO | Buena VistaVA
Prospect Heights | Prospect Heights | IL | Illinois | 17031 | Cook | 42.1039 | -87.9267 | 15887 | 1441 | polygon | FALSE | TRUE | America/Chicago | 3 | 60070 | 1840009184 |  | VA | 51 | 31 | 4 | A | Mixed-Humid | Campbell |  |  | Prospect HeightsIL | CampbellVA
King City | King City | CA | California | 6053 | Monterey | 36.2166 | -121.133 | 15887 | 1395 | polygon | FALSE | TRUE | America/Los_Angeles | 3 | 93930 | 1840020360 |  | VA | 51 | 33 | 4 | A | Mixed-Humid | Caroline |  |  | King CityCA | CarolineVA
Opa-locka | Opa-locka | FL | Florida | 12086 | Miami-Dade | 25.8997 | -80.2551 | 15887 | 1423 | polygon | FALSE | TRUE | America/New_York | 3 | 33054 | 1840015156 |  | VA | 51 | 35 | 4 | A | Mixed-Humid | Carroll |  |  | Opa-lockaFL | CarrollVA
Pataskala | Pataskala | OH | Ohio | 39089 | Licking | 40.011 | -82.7155 | 15883 | 211 | polygon | FALSE | TRUE | America/New_York | 3 | 43062 43073 | 1840001420 |  | VA | 51 | 36 | 4 | A | Mixed-Humid | Charles City |  |  | PataskalaOH | Charles CityVA
Sunset | Sunset | FL | Florida | 12086 | Miami-Dade | 25.7061 | -80.353 | 15871 | 1751 | polygon | FALSE | FALSE | America/New_York | 3 | 33173 | 1840029084 |  | VA | 51 | 37 | 4 | A | Mixed-Humid | Charlotte |  |  | SunsetFL | CharlotteVA
Grandville | Grandville | MI | Michigan | 26081 | Kent | 42.9003 | -85.7564 | 15858 | 844 | polygon | FALSE | TRUE | America/Detroit | 3 | 49418 49468 | 1840002929 |  | VA | 51 | 540 | 4 | A | Mixed-Humid | Charlottesville (city) |  |  | GrandvilleMI | CharlottesvilleVA
Hibbing | Hibbing | MN | Minnesota | 27137 | St. Louis | 47.3981 | -92.9487 | 15855 | 33 | polygon | FALSE | TRUE | America/Chicago | 3 | 55746 | 1840006594 |  | VA | 51 | 550 | 4 | A | Mixed-Humid | Chesapeake (city) |  |  | HibbingMN | ChesapeakeVA
Sarasota Springs | Sarasota Springs | FL | Florida | 12115 | Sarasota | 27.3092 | -82.4788 | 15854 | 1746 | polygon | FALSE | FALSE | America/New_York | 3 | 34232 | 1840029072 |  | VA | 51 | 41 | 4 | A | Mixed-Humid | Chesterfield |  |  | Sarasota SpringsFL | ChesterfieldVA
Laguna Woods | Laguna Woods | CA | California | 6059 | Orange | 33.6098 | -117.7299 | 15850 | 1829 | polygon | FALSE | TRUE | America/Los_Angeles | 3 | 92637 92654 | 1840020590 |  | VA | 51 | 43 | 4 | A | Mixed-Humid | Clarke |  |  | Laguna WoodsCA | ClarkeVA
Hope Mills | Hope Mills | NC | North Carolina | 37051 | Cumberland | 34.969 | -78.9559 | 15849 | 826 | polygon | FALSE | TRUE | America/New_York | 3 | 28348 28306 | 1840016438 |  | VA | 51 | 570 | 4 | A | Mixed-Humid | Colonial Heights (city) |  |  | Hope MillsNC | Colonial HeightsVA
Floral Park | Floral Park | NY | New York | 36059 | Nassau | 40.7226 | -73.7029 | 15844 | 4329 | polygon | FALSE | TRUE | America/New_York | 2 | 11001 11002 | 1840005286 |  | VA | 51 | 580 | 4 | A | Mixed-Humid | Covington (city) |  |  | Floral ParkNY | CovingtonVA
Sierra Vista Southeast | Sierra Vista Southeast | AZ | Arizona | 4003 | Cochise | 31.4525 | -110.216 | 15841 | 55 | polygon | FALSE | TRUE | America/Phoenix | 3 | 85650 85615 85636 | 1840074401 |  | VA | 51 | 45 | 4 | A | Mixed-Humid | Craig |  |  | Sierra Vista SoutheastAZ | CraigVA
White Center | White Center | WA | Washington | 53033 | King | 47.5086 | -122.348 | 15834 | 2706 | polygon | FALSE | FALSE | America/Los_Angeles | 2 | 98106 98146 98168 | 1840037727 |  | VA | 51 | 47 | 4 | A | Mixed-Humid | Culpeper |  |  | White CenterWA | CulpeperVA
Wilmington Island | Wilmington Island | GA | Georgia | 13051 | Chatham | 32.0036 | -80.9752 | 15834 | 736 | polygon | FALSE | FALSE | America/New_York | 3 | 31410 | 1840029461 |  | VA | 51 | 49 | 4 | A | Mixed-Humid | Cumberland |  |  | Wilmington IslandGA | CumberlandVA
Easthampton | Easthampton | MA | Massachusetts | 25015 | Hampshire | 42.2652 | -72.672 | 15829 | 458 | polygon | FALSE | TRUE | America/New_York | 3 | 1027 | 1840031156 |  | VA | 51 | 590 | 4 | A | Mixed-Humid | Danville (city) |  |  | EasthamptonMA | DanvilleVA
Humble | Humble | TX | Texas | 48201 | Harris | 29.9921 | -95.2655 | 15824 | 625 | polygon | FALSE | TRUE | America/Chicago | 3 | 77338 77396 77347 | 1840020926 |  | VA | 51 | 51 | 4 | A | Mixed-Humid | Dickenson |  |  | HumbleTX | DickensonVA
Parkway | Parkway | CA | California | 6067 | Sacramento | 38.4993 | -121.452 | 15818 | 2540 | polygon | FALSE | FALSE | America/Los_Angeles | 2 | 95823 94206 | 1840024628 |  | VA | 51 | 53 | 4 | A | Mixed-Humid | Dinwiddie |  |  | ParkwayCA | DinwiddieVA
Payson | Payson | AZ | Arizona | 4007 | Gila | 34.2434 | -111.3195 | 15813 | 315 | polygon | FALSE | TRUE | America/Phoenix | 3 | 85541 85547 | 1840022857 |  | VA | 51 | 595 | 4 | A | Mixed-Humid | Emporia (city) |  |  | PaysonAZ | EmporiaVA
Port Washington | Port Washington | NY | New York | 36059 | Nassau | 40.8268 | -73.6764 | 15808 | 1458 | polygon | FALSE | FALSE | America/New_York | 3 | 11050 11051 11054 | 1840005252 |  | VA | 51 | 57 | 4 | A | Mixed-Humid | Essex |  |  | Port WashingtonNY | EssexVA
Circleville | Circleville | OH | Ohio | 39129 | Pickaway | 39.6063 | -82.9334 | 15792 | 754 | polygon | FALSE | TRUE | America/New_York | 3 | 43113 | 1840007317 |  | VA | 51 | 59 | 4 | A | Mixed-Humid | Fairfax |  |  | CirclevilleOH | FairfaxVA
East Rancho Dominguez | East Rancho Dominguez | CA | California | 6037 | Los Angeles | 33.895 | -118.1956 | 15792 | 7417 | polygon | FALSE | FALSE | America/Los_Angeles | 2 | 90221 | 1840028368 |  | VA | 51 | 600 | 4 | A | Mixed-Humid | Fairfax (city) |  |  | East Rancho DominguezCA | FairfaxVA
Fullerton | Fullerton | PA | Pennsylvania | 42077 | Lehigh | 40.6308 | -75.4834 | 15787 | 1659 | polygon | FALSE | FALSE | America/New_York | 3 | 18052 | 1840034977 |  | VA | 51 | 610 | 4 | A | Mixed-Humid | Falls Church (city) |  |  | FullertonPA | Falls ChurchVA
Sterling | Sterling | CO | Colorado | 8075 | Logan | 40.6206 | -103.1925 | 15780 | 752 | polygon | FALSE | TRUE | America/Denver | 3 | 80751 | 1840021377 |  | VA | 51 | 61 | 4 | A | Mixed-Humid | Fauquier |  |  | SterlingCO | FauquierVA
South River | South River | NJ | New Jersey | 34023 | Middlesex | 40.4455 | -74.3784 | 15779 | 2187 | polygon | FALSE | TRUE | America/New_York | 2 | 8882 | 1840001335 |  | VA | 51 | 63 | 4 | A | Mixed-Humid | Floyd |  |  | South RiverNJ | FloydVA
Powder Springs | Powder Springs | GA | Georgia | 13067 | Cobb | 33.8659 | -84.6838 | 15758 | 826 | polygon | FALSE | TRUE | America/New_York | 3 | 30127 | 1840014755 |  | VA | 51 | 65 | 4 | A | Mixed-Humid | Fluvanna |  |  | Powder SpringsGA | FluvannaVA
Flowing Wells | Flowing Wells | AZ | Arizona | 4019 | Pima | 32.2937 | -111.011 | 15755 | 1596 | polygon | FALSE | FALSE | America/Phoenix | 3 | 85705 | 1840027988 |  | VA | 51 | 67 | 4 | A | Mixed-Humid | Franklin |  |  | Flowing WellsAZ | FranklinVA
Purcellville | Purcellville | VA | Virginia | 51107 | Loudoun | 39.1378 | -77.7109 | 15742 | 1160 | polygon | FALSE | TRUE | America/New_York | 3 | 20132 20134 | 1840005875 |  | VA | 51 | 620 | 4 | A | Mixed-Humid | Franklin (city) |  |  | PurcellvilleVA | FranklinVA
Greenwood Village | Greenwood Village | CO | Colorado | 8005 | Arapahoe | 39.6152 | -104.913 | 15735 | 735 | polygon | FALSE | TRUE | America/Denver | 3 | 80121 80111 | 1840020212 |  | VA | 51 | 69 | 4 | A | Mixed-Humid | Frederick |  |  | Greenwood VillageCO | FrederickVA
Eggertsville | Eggertsville | NY | New York | 36029 | Erie | 42.9665 | -78.8065 | 15721 | 2121 | polygon | FALSE | FALSE | America/New_York | 2 | 14226 | 1840024061 |  | VA | 51 | 630 | 4 | A | Mixed-Humid | Fredericksburg (city) |  |  | EggertsvilleNY | FredericksburgVA
Farmingville | Farmingville | NY | New York | 36103 | Suffolk | 40.8389 | -73.0401 | 15714 | 1472 | polygon | FALSE | FALSE | America/New_York | 3 | 11738 | 1840005009 |  | VA | 51 | 640 | 4 | A | Mixed-Humid | Galax (city) |  |  | FarmingvilleNY | GalaxVA
Andrews | Andrews | TX | Texas | 48003 | Andrews | 32.3208 | -102.552 | 15708 | 783 | polygon | FALSE | TRUE | America/Chicago | 3 | 79714 | 1840019474 |  | VA | 51 | 71 | 4 | A | Mixed-Humid | Giles |  |  | AndrewsTX | GilesVA
Blytheville | Blytheville | AR | Arkansas | 5093 | Mississippi | 35.9321 | -89.9051 | 15693 | 250 | polygon | FALSE | TRUE | America/Chicago | 3 | 72315 72316 | 1840013390 |  | VA | 51 | 73 | 4 | A | Mixed-Humid | Gloucester |  |  | BlythevilleAR | GloucesterVA
Shively | Shively | KY | Kentucky | 21111 | Jefferson | 38.197 | -85.8136 | 15689 | 1325 | polygon | FALSE | TRUE | America/Kentucky/Louisville | 3 | 40216 40256 | 1840015196 |  | VA | 51 | 75 | 4 | A | Mixed-Humid | Goochland |  |  | ShivelyKY | GoochlandVA
North Arlington | North Arlington | NJ | New Jersey | 34003 | Bergen | 40.7875 | -74.1273 | 15683 | 2437 | polygon | FALSE | TRUE | America/New_York | 2 | 7031 | 1840000909 |  | VA | 51 | 77 | 4 | A | Mixed-Humid | Grayson |  |  | North ArlingtonNJ | GraysonVA
Mitchell | Mitchell | SD | South Dakota | 46035 | Davison | 43.7296 | -98.0337 | 15679 | 527 | polygon | FALSE | TRUE | America/Chicago | 3 | 57301 | 1840002642 |  | VA | 51 | 79 | 4 | A | Mixed-Humid | Greene |  |  | MitchellSD | GreeneVA
McFarland | McFarland | CA | California | 6029 | Kern | 35.6781 | -119.2414 | 15651 | 2243 | polygon | FALSE | TRUE | America/Los_Angeles | 2 | 93250 | 1840020419 |  | VA | 51 | 81 | 4 | A | Mixed-Humid | Greensville |  |  | McFarlandCA | GreensvilleVA
Graham | Graham | NC | North Carolina | 37001 | Alamance | 36.0596 | -79.3892 | 15646 | 618 | polygon | FALSE | TRUE | America/New_York | 3 | 27253 27216 | 1840013361 |  | VA | 51 | 83 | 4 | A | Mixed-Humid | Halifax |  |  | GrahamNC | HalifaxVA
Palmetto Estates | Palmetto Estates | FL | Florida | 12086 | Miami-Dade | 25.6211 | -80.3616 | 15640 | 2797 | polygon | FALSE | FALSE | America/New_York | 2 | 33157 | 1840029063 |  | VA | 51 | 650 | 4 | A | Mixed-Humid | Hampton (city) |  |  | Palmetto EstatesFL | HamptonVA
Tanque Verde | Tanque Verde | AZ | Arizona | 4019 | Pima | 32.2687 | -110.7437 | 15638 | 186 | polygon | FALSE | FALSE | America/Phoenix | 3 | 85749 85748 | 1840019489 |  | VA | 51 | 85 | 4 | A | Mixed-Humid | Hanover |  |  | Tanque VerdeAZ | HanoverVA
Elkton | Elkton | MD | Maryland | 24015 | Cecil | 39.6067 | -75.8208 | 15622 | 678 | polygon | FALSE | TRUE | America/New_York | 3 | 21921 21922 | 1840005635 |  | VA | 51 | 660 | 4 | A | Mixed-Humid | Harrisonburg (city) |  |  | ElktonMD | HarrisonburgVA
Parlier | Parlier | CA | California | 6019 | Fresno | 36.6087 | -119.5434 | 15618 | 2503 | polygon | FALSE | TRUE | America/Los_Angeles | 2 | 93648 | 1840020323 |  | VA | 51 | 87 | 4 | A | Mixed-Humid | Henrico |  |  | ParlierCA | HenricoVA
Three Lakes | Three Lakes | FL | Florida | 12086 | Miami-Dade | 25.6415 | -80.4 | 15614 | 1880 | polygon | FALSE | FALSE | America/New_York | 3 | 33186 | 1840029010 |  | VA | 51 | 89 | 4 | A | Mixed-Humid | Henry |  |  | Three LakesFL | HenryVA
Fate | Fate | TX | Texas | 48397 | Rockwall | 32.9429 | -96.3858 | 15603 | 508 | polygon | FALSE | TRUE | America/Chicago | 3 | 75087 75189 75132 | 1840020715 |  | VA | 51 | 91 | 4 | A | Mixed-Humid | Highland |  |  | FateTX | HighlandVA
Riverdale | Riverdale | GA | Georgia | 13063 | Clayton | 33.564 | -84.4103 | 15594 | 1362 | polygon | FALSE | TRUE | America/New_York | 3 | 30274 30296 30287 30374 | 1840014815 |  | VA | 51 | 670 | 4 | A | Mixed-Humid | Hopewell (city) |  |  | RiverdaleGA | HopewellVA
Fort Mohave | Fort Mohave | AZ | Arizona | 4015 | Mohave | 35.0004 | -114.5748 | 15593 | 360 | polygon | FALSE | TRUE | America/Phoenix | 3 | 86426 86427 | 1840042961 |  | VA | 51 | 93 | 4 | A | Mixed-Humid | Isle of Wight |  |  | Fort MohaveAZ | Isle of WightVA
Chubbuck | Chubbuck | ID | Idaho | 16005 | Bannock | 42.9261 | -112.4624 | 15588 | 1020 | polygon | FALSE | TRUE | America/Boise | 3 | 83202 | 1840018667 |  | VA | 51 | 95 | 4 | A | Mixed-Humid | James City |  |  | ChubbuckID | James CityVA
West University Place | West University Place | TX | Texas | 48201 | Harris | 29.7157 | -95.4321 | 15585 | 3002 | polygon | FALSE | TRUE | America/Chicago | 2 | 77005 77265 77277 | 1840022205 |  | VA | 51 | 97 | 4 | A | Mixed-Humid | King and Queen |  |  | West University PlaceTX | King and QueenVA
Newton | Newton | IA | Iowa | 19099 | Jasper | 41.6964 | -93.0402 | 15580 | 520 | polygon | FALSE | TRUE | America/Chicago | 3 | 50208 | 1840008171 |  | VA | 51 | 99 | 4 | A | Mixed-Humid | King George |  |  | NewtonIA | King GeorgeVA
Miami | Miami | OK | Oklahoma | 40115 | Ottawa | 36.8877 | -94.8718 | 15571 | 466 | polygon | FALSE | TRUE | America/Chicago | 3 | 74354 74355 | 1840020346 |  | VA | 51 | 101 | 4 | A | Mixed-Humid | King William |  |  | MiamiOK | King WilliamVA
McMinnville | McMinnville | TN | Tennessee | 47177 | Warren | 35.6863 | -85.7812 | 15570 | 480 | polygon | FALSE | TRUE | America/Chicago | 3 | 37110 37111 | 1840015385 |  | VA | 51 | 103 | 4 | A | Mixed-Humid | Lancaster |  |  | McMinnvilleTN | LancasterVA
Longwood | Longwood | FL | Florida | 12117 | Seminole | 28.7014 | -81.3487 | 15561 | 1096 | polygon | FALSE | TRUE | America/New_York | 3 | 32750 | 1840015957 |  | VA | 51 | 105 | 4 | A | Mixed-Humid | Lee |  |  | LongwoodFL | LeeVA
Overland | Overland | MO | Missouri | 29189 | St. Louis | 38.6966 | -90.3689 | 15551 | 1368 | polygon | FALSE | TRUE | America/Chicago | 3 | 63114 63132 | 1840009744 |  | VA | 51 | 678 | 4 | A | Mixed-Humid | Lexington (city) |  |  | OverlandMO | LexingtonVA
Dunn | Dunn | NC | North Carolina | 37085 | Harnett | 35.3113 | -78.6129 | 15550 | 548 | polygon | FALSE | TRUE | America/New_York | 3 | 28334 28335 | 1840013434 |  | VA | 51 | 107 | 4 | A | Mixed-Humid | Loudoun |  |  | DunnNC | LoudounVA
Houghton | Houghton | MI | Michigan | 26061 | Houghton | 47.1119 | -88.5672 | 15543 | 683 | polygon | FALSE | TRUE | America/Detroit | 3 | 49931 | 1840003919 |  | VA | 51 | 109 | 4 | A | Mixed-Humid | Louisa |  |  | HoughtonMI | LouisaVA
Ladson | Ladson | SC | South Carolina | 45015 | Berkeley | 33.0092 | -80.1078 | 15539 | 853 | polygon | FALSE | FALSE | America/New_York | 3 | 29456 | 1840014254 |  | VA | 51 | 111 | 4 | A | Mixed-Humid | Lunenburg |  |  | LadsonSC | LunenburgVA
Blackfoot | Blackfoot | ID | Idaho | 16011 | Bingham | 43.194 | -112.3455 | 15526 | 784 | polygon | FALSE | TRUE | America/Boise | 3 | 83221 | 1840018650 |  | VA | 51 | 680 | 4 | A | Mixed-Humid | Lynchburg (city) |  |  | BlackfootID | LynchburgVA
Buford | Buford | GA | Georgia | 13135 | Gwinnett | 34.1185 | -83.9916 | 15522 | 343 | polygon | FALSE | TRUE | America/New_York | 3 | 30518 30519 30515 | 1840013678 |  | VA | 51 | 113 | 4 | A | Mixed-Humid | Madison |  |  | BufordGA | MadisonVA
Lake Geneva | Lake Geneva | WI | Wisconsin | 55127 | Walworth | 42.5824 | -88.4281 | 15518 | 456 | polygon | FALSE | TRUE | America/Chicago | 3 | 53147 | 1840002479 |  | VA | 51 | 683 | 4 | A | Mixed-Humid | Manassas (city) |  |  | Lake GenevaWI | ManassasVA
Harrison | Harrison | OH | Ohio | 39061 | Hamilton | 39.2582 | -84.7868 | 15518 | 868 | polygon | FALSE | TRUE | America/New_York | 3 | 45030 | 1840007381 |  | VA | 51 | 685 | 4 | A | Mixed-Humid | Manassas Park (city) |  |  | HarrisonOH | Manassas ParkVA
La Grande | La Grande | OR | Oregon | 41061 | Union | 45.3243 | -118.0865 | 15515 | 1149 | polygon | FALSE | TRUE | America/Los_Angeles | 3 | 97850 | 1840019924 |  | VA | 51 | 690 | 4 | A | Mixed-Humid | Martinsville (city) |  |  | La GrandeOR | MartinsvilleVA
East Highland Park | East Highland Park | VA | Virginia | 51087 | Henrico | 37.577 | -77.3865 | 15498 | 681 | polygon | FALSE | FALSE | America/New_York | 3 | 23222 23223 | 1840006388 |  | VA | 51 | 115 | 4 | A | Mixed-Humid | Mathews |  |  | East Highland ParkVA | MathewsVA
Glen Allen | Glen Allen | VA | Virginia | 51087 | Henrico | 37.666 | -77.4838 | 15488 | 679 | polygon | FALSE | FALSE | America/New_York | 3 | 23060 23059 23058 | 1840006390 |  | VA | 51 | 117 | 4 | A | Mixed-Humid | Mecklenburg |  |  | Glen AllenVA | MecklenburgVA
Seven Oaks | Seven Oaks | SC | South Carolina | 45063 | Lexington | 34.0474 | -81.1434 | 15484 | 783 | polygon | FALSE | FALSE | America/New_York | 3 | 29212 29210 29227 | 1840035850 |  | VA | 51 | 119 | 4 | A | Mixed-Humid | Middlesex |  |  | Seven OaksSC | MiddlesexVA
Groves | Groves | TX | Texas | 48245 | Jefferson | 29.9457 | -93.9164 | 15480 | 1155 | polygon | FALSE | TRUE | America/Chicago | 3 | 77619 | 1840020916 |  | VA | 51 | 121 | 4 | A | Mixed-Humid | Montgomery |  |  | GrovesTX | MontgomeryVA
Mastic | Mastic | NY | New York | 36103 | Suffolk | 40.8098 | -72.8479 | 15476 | 1530 | polygon | FALSE | FALSE | America/New_York | 3 | 11950 | 1840005090 |  | VA | 51 | 125 | 4 | A | Mixed-Humid | Nelson |  |  | MasticNY | NelsonVA
Hermitage | Hermitage | PA | Pennsylvania | 42085 | Mercer | 41.2305 | -80.4414 | 15471 | 202 | polygon | FALSE | TRUE | America/New_York | 3 | 16148 | 1840000732 |  | VA | 51 | 127 | 4 | A | Mixed-Humid | New Kent |  |  | HermitagePA | New KentVA
Cloverly | Cloverly | MD | Maryland | 24031 | Montgomery | 39.1065 | -76.9993 | 15464 | 597 | polygon | FALSE | FALSE | America/New_York | 3 | 20905 | 1840031267 |  | VA | 51 | 700 | 4 | A | Mixed-Humid | Newport News (city) |  |  | CloverlyMD | Newport NewsVA
Talladega | Talladega | AL | Alabama | 1121 | Talladega | 33.4329 | -86.0976 | 15457 | 233 | polygon | FALSE | TRUE | America/Chicago | 3 | 35160 35161 | 1840008244 |  | VA | 51 | 710 | 4 | A | Mixed-Humid | Norfolk (city) |  |  | TalladegaAL | NorfolkVA
Hartford | Hartford | WI | Wisconsin | 55131 | Washington | 43.3223 | -88.3782 | 15445 | 709 | polygon | FALSE | TRUE | America/Chicago | 3 | 53027 | 1840002831 |  | VA | 51 | 131 | 4 | A | Mixed-Humid | Northampton |  |  | HartfordWI | NorthamptonVA
Holly Springs | Holly Springs | GA | Georgia | 13057 | Cherokee | 34.1685 | -84.4845 | 15442 | 849 | polygon | FALSE | TRUE | America/New_York | 3 | 30114 30115 30142 | 1840014704 |  | VA | 51 | 133 | 4 | A | Mixed-Humid | Northumberland |  |  | Holly SpringsGA | NorthumberlandVA
Belvedere Park | Belvedere Park | GA | Georgia | 13089 | DeKalb | 33.7488 | -84.2598 | 15441 | 1217 | polygon | FALSE | FALSE | America/New_York | 3 | 30032 30030 | 1840013699 |  | VA | 51 | 720 | 4 | A | Mixed-Humid | Norton (city) |  |  | Belvedere ParkGA | NortonVA
Hayden | Hayden | ID | Idaho | 16055 | Kootenai | 47.768 | -116.8039 | 15434 | 572 | polygon | FALSE | TRUE | America/Los_Angeles | 3 | 83835 | 1840019808 |  | VA | 51 | 135 | 4 | A | Mixed-Humid | Nottoway |  |  | HaydenID | NottowayVA
Middleburg Heights | Middleburg Heights | OH | Ohio | 39035 | Cuyahoga | 41.3695 | -81.8151 | 15432 | 737 | polygon | FALSE | TRUE | America/New_York | 3 | 44130 | 1840000614 |  | VA | 51 | 137 | 4 | A | Mixed-Humid | Orange |  |  | Middleburg HeightsOH | OrangeVA
La Palma | La Palma | CA | California | 6059 | Orange | 33.8504 | -118.0406 | 15428 | 3340 | polygon | FALSE | TRUE | America/Los_Angeles | 2 | 90623 | 1840020586 |  | VA | 51 | 139 | 4 | A | Mixed-Humid | Page |  |  | La PalmaCA | PageVA
Mount Vernon | Mount Vernon | IL | Illinois | 17081 | Jefferson | 38.314 | -88.9174 | 15427 | 389 | polygon | FALSE | TRUE | America/Chicago | 3 | 62864 | 1840008654 |  | VA | 51 | 141 | 4 | A | Mixed-Humid | Patrick |  |  | Mount VernonIL | PatrickVA
Avocado Heights | Avocado Heights | CA | California | 6037 | Los Angeles | 34.0381 | -118.0026 | 15426 | 2201 | polygon | FALSE | FALSE | America/Los_Angeles | 2 | 91746 90601 | 1840028318 |  | VA | 51 | 730 | 4 | A | Mixed-Humid | Petersburg (city) |  |  | Avocado HeightsCA | PetersburgVA
Pacific Grove | Pacific Grove | CA | California | 6053 | Monterey | 36.6192 | -121.9255 | 15413 | 2081 | polygon | FALSE | TRUE | America/Los_Angeles | 2 | 93950 | 1840020359 |  | VA | 51 | 143 | 4 | A | Mixed-Humid | Pittsylvania |  |  | Pacific GroveCA | PittsylvaniaVA
Asbury Park | Asbury Park | NJ | New Jersey | 34025 | Monmouth | 40.2226 | -74.0119 | 15408 | 4163 | polygon | FALSE | TRUE | America/New_York | 2 | 7712 | 1840003684 |  | VA | 51 | 735 | 4 | A | Mixed-Humid | Poquoson (city) |  |  | Asbury ParkNJ | PoquosonVA
Pulaski | Pulaski | VA | Virginia | 51155 | Pulaski | 37.0528 | -80.7624 | 15407 | 416 | polygon | FALSE | TRUE | America/New_York | 3 | 24301 | 1840006469 |  | VA | 51 | 740 | 4 | A | Mixed-Humid | Portsmouth (city) |  |  | PulaskiVA | PortsmouthVA
Northview | Northview | MI | Michigan | 26081 | Kent | 43.0427 | -85.6016 | 15394 | 577 | polygon | FALSE | FALSE | America/Detroit | 3 | 49525 | 1840004305 |  | VA | 51 | 145 | 4 | A | Mixed-Humid | Powhatan |  |  | NorthviewMI | PowhatanVA
Bellmore | Bellmore | NY | New York | 36059 | Nassau | 40.6569 | -73.5285 | 15368 | 2514 | polygon | FALSE | FALSE | America/New_York | 2 | 11710 | 1840005232 |  | VA | 51 | 147 | 4 | A | Mixed-Humid | Prince Edward |  |  | BellmoreNY | Prince EdwardVA
Berkley | Berkley | MI | Michigan | 26125 | Oakland | 42.4986 | -83.1853 | 15366 | 2268 | polygon | FALSE | TRUE | America/Detroit | 2 | 48072 | 1840002437 |  | VA | 51 | 149 | 4 | A | Mixed-Humid | Prince George |  |  | BerkleyMI | Prince GeorgeVA
Washington | Washington | NJ | New Jersey | 34041 | Warren | 40.7587 | -74.9825 | 15357 | 1267 | polygon | FALSE | TRUE | America/New_York | 3 | 7882 | 1840000945 |  | VA | 51 | 153 | 4 | A | Mixed-Humid | Prince William |  |  | WashingtonNJ | Prince WilliamVA
Westbury | Westbury | NY | New York | 36059 | Nassau | 40.7599 | -73.5891 | 15351 | 2529 | polygon | FALSE | TRUE | America/New_York | 2 | 11590 | 1840005332 |  | VA | 51 | 155 | 4 | A | Mixed-Humid | Pulaski |  |  | WestburyNY | PulaskiVA
Grosse Pointe Woods | Grosse Pointe Woods | MI | Michigan | 26163 | Wayne | 42.4366 | -82.8987 | 15332 | 1826 | polygon | FALSE | TRUE | America/Detroit | 3 | 48236 | 1840003979 |  | VA | 51 | 750 | 4 | A | Mixed-Humid | Radford (city) |  |  | Grosse Pointe WoodsMI | RadfordVA
Hueytown | Hueytown | AL | Alabama | 1073 | Jefferson | 33.4237 | -87.022 | 15322 | 300 | polygon | FALSE | TRUE | America/Chicago | 3 | 35023 35061 | 1840014796 |  | VA | 51 | 157 | 4 | A | Mixed-Humid | Rappahannock |  |  | HueytownAL | RappahannockVA
La Grange | La Grange | IL | Illinois | 17031 | Cook | 41.8072 | -87.8741 | 15322 | 2342 | polygon | FALSE | TRUE | America/Chicago | 2 | 60525 | 1840011255 |  | VA | 51 | 159 | 4 | A | Mixed-Humid | Richmond |  |  | La GrangeIL | RichmondVA
Aldine | Aldine | TX | Texas | 48201 | Harris | 29.9122 | -95.3785 | 15318 | 753 | polygon | FALSE | FALSE | America/Chicago | 3 | 77060 77037 77039 | 1840018250 |  | VA | 51 | 760 | 4 | A | Mixed-Humid | Richmond (city) |  |  | AldineTX | RichmondVA
Bradley | Bradley | IL | Illinois | 17091 | Kankakee | 41.1641 | -87.8452 | 15314 | 853 | polygon | FALSE | TRUE | America/Chicago | 3 | 60915 60914 | 1840011693 |  | VA | 51 | 161 | 4 | A | Mixed-Humid | Roanoke |  |  | BradleyIL | RoanokeVA
Southchase | Southchase | FL | Florida | 12095 | Orange | 28.3793 | -81.3903 | 15314 | 854 | polygon | FALSE | FALSE | America/New_York | 3 | 32824 32837 | 1840029005 |  | VA | 51 | 770 | 4 | A | Mixed-Humid | Roanoke (city) |  |  | SouthchaseFL | RoanokeVA
Wilkinsburg | Wilkinsburg | PA | Pennsylvania | 42003 | Allegheny | 40.4442 | -79.8733 | 15292 | 2622 | polygon | FALSE | TRUE | America/New_York | 2 | 15221 | 1840001278 |  | VA | 51 | 163 | 4 | A | Mixed-Humid | Rockbridge |  |  | WilkinsburgPA | RockbridgeVA
Kerman | Kerman | CA | California | 6019 | Fresno | 36.7249 | -120.0625 | 15282 | 1805 | polygon | FALSE | TRUE | America/Los_Angeles | 3 | 93630 | 1840020324 |  | VA | 51 | 165 | 4 | A | Mixed-Humid | Rockingham |  |  | KermanCA | RockinghamVA
Hugo | Hugo | MN | Minnesota | 27163 | Washington | 45.1671 | -92.9588 | 15267 | 176 | polygon | FALSE | TRUE | America/Chicago | 3 | 55110 55038 | 1840006739 |  | VA | 51 | 167 | 4 | A | Mixed-Humid | Russell |  |  | HugoMN | RussellVA
Fords | Fords | NJ | New Jersey | 34023 | Middlesex | 40.5415 | -74.3124 | 15250 | 2202 | polygon | FALSE | FALSE | America/New_York | 2 | 08863 07095 08840 | 1840005409 |  | VA | 51 | 775 | 4 | A | Mixed-Humid | Salem (city) |  |  | FordsNJ | SalemVA
Damascus | Damascus | MD | Maryland | 24031 | Montgomery | 39.2737 | -77.2006 | 15250 | 509 | polygon | FALSE | FALSE | America/New_York | 3 | 20872 20882 | 1840005832 |  | VA | 51 | 169 | 4 | A | Mixed-Humid | Scott |  |  | DamascusMD | ScottVA
South Farmingdale | South Farmingdale | NY | New York | 36059 | Nassau | 40.7175 | -73.4471 | 15229 | 2651 | polygon | FALSE | FALSE | America/New_York | 2 | 11758 11735 | 1840005276 |  | VA | 51 | 171 | 4 | A | Mixed-Humid | Shenandoah |  |  | South FarmingdaleNY | ShenandoahVA
Mineral Wells | Mineral Wells | TX | Texas | 48363 | Palo Pinto | 32.8169 | -98.0776 | 15213 | 287 | polygon | FALSE | TRUE | America/Chicago | 3 | 76088 76067 76068 | 1840020689 |  | VA | 51 | 173 | 4 | A | Mixed-Humid | Smyth |  |  | Mineral WellsTX | SmythVA
Bay Village | Bay Village | OH | Ohio | 39035 | Cuyahoga | 41.4851 | -81.9315 | 15194 | 1284 | polygon | FALSE | TRUE | America/New_York | 3 | 44140 | 1840003394 |  | VA | 51 | 175 | 4 | A | Mixed-Humid | Southampton |  |  | Bay VillageOH | SouthamptonVA
Candelaria | Candelaria | PR | Puerto Rico | 72137 | Toa Baja | 18.4043 | -66.2175 | 15193 | 1952 | polygon | FALSE | FALSE | America/Puerto_Rico | 3 | 949 | 1630023689 |  | VA | 51 | 177 | 4 | A | Mixed-Humid | Spotsylvania |  |  | CandelariaPR | SpotsylvaniaVA
Elk Plain | Elk Plain | WA | Washington | 53053 | Pierce | 47.0448 | -122.3671 | 15167 | 761 | polygon | FALSE | FALSE | America/Los_Angeles | 3 | 98387 98338 | 1840037546 |  | VA | 51 | 179 | 4 | A | Mixed-Humid | Stafford |  |  | Elk PlainWA | StaffordVA
Weston | Weston | WI | Wisconsin | 55073 | Marathon | 44.8905 | -89.5487 | 15167 | 270 | polygon | FALSE | TRUE | America/Chicago | 3 | 54476 | 1840038093 |  | VA | 51 | 790 | 4 | A | Mixed-Humid | Staunton (city) |  |  | WestonWI | StauntonVA
Hereford | Hereford | TX | Texas | 48117 | Deaf Smith | 34.8232 | -102.4001 | 15164 | 919 | polygon | FALSE | TRUE | America/Chicago | 3 | 79045 | 1840020462 |  | VA | 51 | 800 | 4 | A | Mixed-Humid | Suffolk (city) |  |  | HerefordTX | SuffolkVA
Galion | Galion | OH | Ohio | 39033 | Crawford | 40.7385 | -82.7792 | 15161 | 521 | polygon | FALSE | TRUE | America/New_York | 3 | 44833 | 1840002752 |  | VA | 51 | 181 | 4 | A | Mixed-Humid | Surry |  |  | GalionOH | SurryVA
College Park | College Park | GA | Georgia | 13121 | Fulton | 33.6363 | -84.464 | 15159 | 527 | polygon | FALSE | TRUE | America/New_York | 3 | 30337 30349 30272 | 1840014737 |  | VA | 51 | 183 | 4 | A | Mixed-Humid | Sussex |  |  | College ParkGA | SussexVA
Dentsville | Dentsville | SC | South Carolina | 45079 | Richland | 34.0754 | -80.9546 | 15153 | 873 | polygon | FALSE | FALSE | America/New_York | 3 | 29223 | 1840013089 |  | VA | 51 | 185 | 4 | A | Mixed-Humid | Tazewell |  |  | DentsvilleSC | TazewellVA
Grovetown | Grovetown | GA | Georgia | 13073 | Columbia | 33.4504 | -82.2073 | 15152 | 1108 | polygon | FALSE | TRUE | America/New_York | 3 | 30813 | 1840013748 |  | VA | 51 | 810 | 4 | A | Mixed-Humid | Virginia Beach (city) |  |  | GrovetownGA | Virginia BeachVA
Pleasanton | Pleasanton | TX | Texas | 48013 | Atascosa | 28.9643 | -98.4957 | 15148 | 469 | polygon | FALSE | TRUE | America/Chicago | 3 | 78064 | 1840020988 |  | VA | 51 | 187 | 4 | A | Mixed-Humid | Warren |  |  | PleasantonTX | WarrenVA
Great Bend | Great Bend | KS | Kansas | 20009 | Barton | 38.3593 | -98.8016 | 15144 | 550 | polygon | FALSE | TRUE | America/Chicago | 3 | 67530 | 1840001656 |  | VA | 51 | 191 | 4 | A | Mixed-Humid | Washington |  |  | Great BendKS | WashingtonVA
Gantt | Gantt | SC | South Carolina | 45045 | Greenville | 34.7837 | -82.4027 | 15138 | 597 | polygon | FALSE | FALSE | America/New_York | 3 | 29673 29605 | 1840013492 |  | VA | 51 | 820 | 4 | A | Mixed-Humid | Waynesboro (city) |  |  | GanttSC | WaynesboroVA
Rossville | Rossville | MD | Maryland | 24005 | Baltimore | 39.3572 | -76.4767 | 15127 | 1085 | polygon | FALSE | FALSE | America/New_York | 3 | 21236 21237 | 1840031398 |  | VA | 51 | 193 | 4 | A | Mixed-Humid | Westmoreland |  |  | RossvilleMD | WestmorelandVA
Englewood | Englewood | FL | Florida | 12115 | Sarasota | 26.9603 | -82.3535 | 15095 | 591 | polygon | FALSE | FALSE | America/New_York | 3 | 34223 34224 | 1840013127 |  | VA | 51 | 830 | 4 | A | Mixed-Humid | Williamsburg (city) |  |  | EnglewoodFL | WilliamsburgVA
West Park | West Park | FL | Florida | 12011 | Broward | 25.984 | -80.1923 | 15089 | 2650 | polygon | FALSE | TRUE | America/New_York | 2 | 33023 | 1840016002 |  | VA | 51 | 840 | 4 | A | Mixed-Humid | Winchester (city) |  |  | West ParkFL | WinchesterVA
Jamestown | Jamestown | ND | North Dakota | 38093 | Stutsman | 46.9063 | -98.6936 | 15084 | 438 | polygon | FALSE | TRUE | America/Chicago | 3 | 58401 58402 58405 | 1840000153 |  | VA | 51 | 195 | 4 | A | Mixed-Humid | Wise |  |  | JamestownND | WiseVA
North New Hyde Park | North New Hyde Park | NY | New York | 36059 | Nassau | 40.746 | -73.6876 | 15080 | 2948 | polygon | FALSE | FALSE | America/New_York | 2 | 11042 11040 | 1840005243 |  | VA | 51 | 197 | 4 | A | Mixed-Humid | Wythe |  |  | North New Hyde ParkNY | WytheVA
West Richland | West Richland | WA | Washington | 53005 | Benton | 46.3115 | -119.3998 | 15075 | 263 | polygon | FALSE | TRUE | America/Los_Angeles | 3 | 99320 99353 | 1840021168 |  | VA | 51 | 199 | 4 | A | Mixed-Humid | York |  |  | West RichlandWA | YorkVA
Park City | Park City | UT | Utah | 49043 | Summit | 40.6505 | -111.502 | 15061 | 164 | polygon | FALSE | TRUE | America/Denver | 3 | 84060 84068 | 1840020140 |  | VI | 78 | 10 | 1 | A | Hot-Humid | St. Croix Island |  |  | Park CityUT | St. Croix IslandVI
Oldsmar | Oldsmar | FL | Florida | 12103 | Pinellas | 28.0507 | -82.6698 | 15061 | 650 | polygon | FALSE | TRUE | America/New_York | 3 | 34677 34685 | 1840015111 |  | VI | 78 | 20 | 1 | A | Hot-Humid | St. John Island |  |  | OldsmarFL | St. John IslandVI
Washington Court House | Washington Court House | OH | Ohio | 39047 | Fayette | 39.5383 | -83.4279 | 15059 | 618 | polygon | FALSE | TRUE | America/New_York | 3 | 43160 | 1840003801 |  | VI | 78 | 30 | 1 | A | Hot-Humid | St. Thomas Island |  |  | Washington Court HouseOH | St. Thomas IslandVI
Coto de Caza | Coto de Caza | CA | California | 6059 | Orange | 33.5961 | -117.5862 | 15056 | 753 | polygon | FALSE | FALSE | America/Los_Angeles | 3 | 92679 | 1840028363 |  | VT | 50 | 1 | 6 | A | Cold | Addison |  |  | Coto de CazaCA | AddisonVT
Seaford | Seaford | NY | New York | 36059 | Nassau | 40.6678 | -73.4922 | 15040 | 2225 | polygon | FALSE | FALSE | America/New_York | 2 | 11783 | 1840005275 |  | VT | 50 | 3 | 6 | A | Cold | Bennington |  |  | SeafordNY | BenningtonVT
Kenmore | Kenmore | NY | New York | 36029 | Erie | 42.9646 | -78.8713 | 15020 | 4039 | polygon | FALSE | TRUE | America/New_York | 2 | 14217 | 1840004386 |  | VT | 50 | 5 | 6 | A | Cold | Caledonia |  |  | KenmoreNY | CaledoniaVT
Depew | Depew | NY | New York | 36029 | Erie | 42.9117 | -78.7044 | 15011 | 1141 | polygon | FALSE | TRUE | America/New_York | 3 | 14043 | 1840004397 |  | VT | 50 | 7 | 6 | A | Cold | Chittenden |  |  | DepewNY | ChittendenVT
Susanville | Susanville | CA | California | 6035 | Lassen | 40.4205 | -120.6129 | 15010 | 729 | polygon | FALSE | TRUE | America/Los_Angeles | 3 | 96130 96127 | 1840021348 |  | VT | 50 | 9 | 6 | A | Cold | Essex |  |  | SusanvilleCA | EssexVT
Vandalia | Vandalia | OH | Ohio | 39113 | Montgomery | 39.879 | -84.193 | 14997 | 468 | polygon | FALSE | TRUE | America/New_York | 3 | 45414 45377 | 1840003786 |  | VT | 50 | 11 | 6 | A | Cold | Franklin |  |  | VandaliaOH | FranklinVT
Willow Grove | Willow Grove | PA | Pennsylvania | 42091 | Montgomery | 40.1495 | -75.1178 | 14992 | 1581 | polygon | FALSE | FALSE | America/New_York | 3 | 19090 | 1840005471 |  | VT | 50 | 13 | 6 | A | Cold | Grand Isle |  |  | Willow GrovePA | Grand IsleVT
Ocean Pointe | Ocean Pointe | HI | Hawaii | 15003 | Honolulu | 21.3145 | -158.0289 | 14989 | 2859 | polygon | FALSE | TRUE | Pacific/Honolulu | 2 | 96706 | 1840039242 |  | VT | 50 | 15 | 6 | A | Cold | Lamoille |  |  | Ocean PointeHI | LamoilleVT
Fort Carson | Fort Carson | CO | Colorado | 8041 | El Paso | 38.7403 | -104.784 | 14951 | 672 | polygon | TRUE | TRUE | America/Denver | 3 | 80902 80913 | 1840028557 |  | VT | 50 | 17 | 6 | A | Cold | Orange |  |  | Fort CarsonCO | OrangeVT
Beech Grove | Beech Grove | IN | Indiana | 18097 | Marion | 39.7157 | -86.0871 | 14937 | 1288 | polygon | FALSE | TRUE | America/Indiana/Indianapolis | 3 | 46107 46203 | 1840007307 |  | VT | 50 | 19 | 6 | A | Cold | Orleans |  |  | Beech GroveIN | OrleansVT
Hewitt | Hewitt | TX | Texas | 48309 | McLennan | 31.452 | -97.196 | 14937 | 821 | polygon | FALSE | TRUE | America/Chicago | 3 | 76643 | 1840020809 |  | VT | 50 | 21 | 6 | A | Cold | Rutland |  |  | HewittTX | RutlandVT
Newport | Newport | KY | Kentucky | 21037 | Campbell | 39.0855 | -84.4868 | 14932 | 2112 | polygon | FALSE | TRUE | America/New_York | 2 | 41071 41072 | 1840014261 |  | VT | 50 | 23 | 6 | A | Cold | Washington |  |  | NewportKY | WashingtonVT
Tehachapi | Tehachapi | CA | California | 6029 | Kern | 35.1274 | -118.4749 | 14928 | 494 | polygon | FALSE | TRUE | America/Los_Angeles | 3 | 93561 93581 | 1840021737 |  | VT | 50 | 25 | 6 | A | Cold | Windham |  |  | TehachapiCA | WindhamVT
Astoria | Astoria | OR | Oregon | 41007 | Clatsop | 46.1856 | -123.8053 | 14916 | 630 | polygon | FALSE | TRUE | America/Los_Angeles | 3 | 97103 | 1840018504 |  | VT | 50 | 27 | 6 | A | Cold | Windsor |  |  | AstoriaOR | WindsorVT
Alamo | Alamo | CA | California | 6013 | Contra Costa | 37.8546 | -122.013 | 14905 | 594 | polygon | FALSE | FALSE | America/Los_Angeles | 3 | 94507 94529 | 1840017609 |  | WA | 53 | 1 | 5 | B | Cold | Adams |  |  | AlamoCA | AdamsWA
Taft | Taft | CA | California | 6029 | Kern | 35.1267 | -119.4242 | 14898 | 234 | polygon | FALSE | TRUE | America/Los_Angeles | 3 | 93252 93268 | 1840021736 |  | WA | 53 | 3 | 5 | B | Cold | Asotin |  |  | TaftCA | AsotinWA
Ferndale | Ferndale | WA | Washington | 53073 | Whatcom | 48.8525 | -122.5893 | 14897 | 823 | polygon | FALSE | TRUE | America/Los_Angeles | 3 | 98248 | 1840019751 |  | WA | 53 | 5 | 5 | B | Cold | Benton |  |  | FerndaleWA | BentonWA
Livingston | Livingston | CA | California | 6047 | Merced | 37.3875 | -120.7248 | 14896 | 1565 | polygon | FALSE | TRUE | America/Los_Angeles | 3 | 95334 | 1840020311 |  | WA | 53 | 7 | 5 | B | Cold | Chelan |  |  | LivingstonCA | ChelanWA
Whitewater | Whitewater | WI | Wisconsin | 55127 | Walworth | 42.8372 | -88.7341 | 14895 | 650 | polygon | FALSE | TRUE | America/Chicago | 3 | 53190 | 1840002476 |  | WA | 53 | 9 | 4 | C | Marine | Clallam |  |  | WhitewaterWI | ClallamWA
Clarksdale | Clarksdale | MS | Mississippi | 28027 | Coahoma | 34.1971 | -90.5729 | 14894 | 414 | polygon | FALSE | TRUE | America/Chicago | 3 | 38614 | 1840014696 |  | WA | 53 | 11 | 4 | C | Marine | Clark |  |  | ClarksdaleMS | ClarkWA
West Lealman | West Lealman | FL | Florida | 12103 | Pinellas | 27.8191 | -82.7385 | 14891 | 1827 | polygon | FALSE | TRUE | America/New_York | 3 | 33709 | 1840039134 |  | WA | 53 | 13 | 5 | B | Cold | Columbia |  |  | West LealmanFL | ColumbiaWA
Franklin Park | Franklin Park | PA | Pennsylvania | 42003 | Allegheny | 40.5903 | -80.0999 | 14885 | 424 | polygon | FALSE | TRUE | America/New_York | 3 | 15237 15090 15143 | 1840001198 |  | WA | 53 | 15 | 4 | C | Marine | Cowlitz |  |  | Franklin ParkPA | CowlitzWA
Ramsey | Ramsey | NJ | New Jersey | 34003 | Bergen | 41.0595 | -74.1454 | 14884 | 1044 | polygon | FALSE | TRUE | America/New_York | 3 | 7446 | 1840000896 |  | WA | 53 | 17 | 5 | B | Cold | Douglas |  |  | RamseyNJ | DouglasWA
New Freedom | New Freedom | PA | Pennsylvania | 42133 | York | 39.7353 | -76.6967 | 14882 | 869 | polygon | FALSE | TRUE | America/New_York | 3 | 17349 | 1840001457 |  | WA | 53 | 19 | 6 | B | Cold | Ferry |  |  | New FreedomPA | FerryWA
Alpine | Alpine | CA | California | 6073 | San Diego | 32.8439 | -116.7585 | 14878 | 214 | polygon | FALSE | FALSE | America/Los_Angeles | 3 | 91901 91903 | 1840018014 |  | WA | 53 | 21 | 5 | B | Cold | Franklin |  |  | AlpineCA | FranklinWA
Great Falls | Great Falls | VA | Virginia | 51059 | Fairfax | 39.011 | -77.3013 | 14872 | 226 | polygon | FALSE | FALSE | America/New_York | 3 | 22066 | 1840006028 |  | WA | 53 | 23 | 5 | B | Cold | Garfield |  |  | Great FallsVA | GarfieldWA
Yankton | Yankton | SD | South Dakota | 46135 | Yankton | 42.8901 | -97.3926 | 14872 | 660 | polygon | FALSE | TRUE | America/Chicago | 3 | 57078 | 1840003058 |  | WA | 53 | 25 | 5 | B | Cold | Grant |  |  | YanktonSD | GrantWA
London | London | OH | Ohio | 39097 | Madison | 39.8936 | -83.4376 | 14870 | 475 | polygon | FALSE | TRUE | America/New_York | 3 | 43140 | 1840000674 |  | WA | 53 | 27 | 4 | C | Marine | Grays Harbor |  |  | LondonOH | Grays HarborWA
New Cassel | New Cassel | NY | New York | 36059 | Nassau | 40.76 | -73.5649 | 14867 | 3880 | polygon | FALSE | FALSE | America/New_York | 2 | 11590 | 1840005239 |  | WA | 53 | 29 | 4 | C | Marine | Island |  |  | New CasselNY | IslandWA
Salem Lakes | Salem Lakes | WI | Wisconsin | 55059 | Kenosha | 42.5366 | -88.1307 | 14852 | 188 | polygon | FALSE | TRUE | America/Chicago | 3 | 53168 53192 53179 53170 53102 53109 53194 | 1840038106 |  | WA | 53 | 31 | 4 | C | Marine | Jefferson |  |  | Salem LakesWI | JeffersonWA
Brooklyn Park | Brooklyn Park | MD | Maryland | 24003 | Anne Arundel | 39.217 | -76.6174 | 14850 | 1361 | polygon | FALSE | FALSE | America/New_York | 3 | 21225 | 1840031312 |  | WA | 53 | 33 | 4 | C | Marine | King |  |  | Brooklyn ParkMD | KingWA
Hampton Bays | Hampton Bays | NY | New York | 36103 | Suffolk | 40.8692 | -72.5227 | 14848 | 446 | polygon | FALSE | FALSE | America/New_York | 3 | 11946 | 1840005076 |  | WA | 53 | 35 | 4 | C | Marine | Kitsap |  |  | Hampton BaysNY | KitsapWA
Jackson | Jackson | MO | Missouri | 29031 | Cape Girardeau | 37.3792 | -89.6521 | 14836 | 533 | polygon | FALSE | TRUE | America/Chicago | 3 | 63755 | 1840008735 |  | WA | 53 | 37 | 5 | B | Cold | Kittitas |  |  | JacksonMO | KittitasWA
Yazoo City | Yazoo City | MS | Mississippi | 28163 | Yazoo | 32.8618 | -90.4067 | 14817 | 426 | polygon | FALSE | TRUE | America/Chicago | 3 | 39194 | 1840015766 |  | WA | 53 | 39 | 5 | B | Cold | Klickitat |  |  | Yazoo CityMS | KlickitatWA
Mount Washington | Mount Washington | KY | Kentucky | 21029 | Bullitt | 38.043 | -85.5549 | 14817 | 615 | polygon | FALSE | TRUE | America/New_York | 3 | 40047 | 1840014322 |  | WA | 53 | 41 | 4 | C | Marine | Lewis |  |  | Mount WashingtonKY | LewisWA
Jacksonville | Jacksonville | TX | Texas | 48073 | Cherokee | 31.9642 | -95.2617 | 14815 | 403 | polygon | FALSE | TRUE | America/Chicago | 3 | 75766 | 1840019515 |  | WA | 53 | 43 | 5 | B | Cold | Lincoln |  |  | JacksonvilleTX | LincolnWA
California | California | MD | Maryland | 24037 | St. Mary's | 38.2969 | -76.4949 | 14815 | 444 | polygon | FALSE | FALSE | America/New_York | 3 | 20653 20619 20634 | 1840006228 |  | WA | 53 | 45 | 4 | C | Marine | Mason |  |  | CaliforniaMD | MasonWA
Grimes | Grimes | IA | Iowa | 19153 | Polk | 41.6776 | -93.7946 | 14804 | 488 | polygon | FALSE | TRUE | America/Chicago | 3 | 50111 | 1840007068 |  | WA | 53 | 47 | 6 | B | Cold | Okanogan |  |  | GrimesIA | OkanoganWA
Bellair-Meadowbrook Terrace | Bellair-Meadowbrook Terrace | FL | Florida | 12019 | Clay | 30.1796 | -81.7375 | 14800 | 1392 | polygon | FALSE | TRUE | America/New_York | 3 | 32073 | 1840073845 |  | WA | 53 | 49 | 4 | C | Marine | Pacific |  |  | Bellair-Meadowbrook TerraceFL | PacificWA
Lamont | Lamont | CA | California | 6029 | Kern | 35.2651 | -118.9159 | 14799 | 1244 | polygon | FALSE | FALSE | America/Los_Angeles | 3 | 93307 93241 | 1840017825 |  | WA | 53 | 51 | 6 | B | Cold | Pend Oreille |  |  | LamontCA | Pend OreilleWA
Lebanon | Lebanon | MO | Missouri | 29105 | Laclede | 37.6717 | -92.6603 | 14798 | 390 | polygon | FALSE | TRUE | America/Chicago | 3 | 65536 | 1840008711 |  | WA | 53 | 53 | 4 | C | Marine | Pierce |  |  | LebanonMO | PierceWA
Hot Springs Village | Hot Springs Village | AR | Arkansas | 5125 | Saline | 34.6568 | -92.9644 | 14779 | 100 | polygon | FALSE | FALSE | America/Chicago | 3 | 71909 71910 | 1840013587 |  | WA | 53 | 55 | 4 | C | Marine | San Juan |  |  | Hot Springs VillageAR | San JuanWA
St. Simons | St. Simons | GA | Georgia | 13127 | Glynn | 31.1774 | -81.3857 | 14778 | 346 | polygon | FALSE | FALSE | America/New_York | 3 | 31522 | 1840013874 |  | WA | 53 | 57 | 4 | C | Marine | Skagit |  |  | St. SimonsGA | SkagitWA
Campbellsville | Campbellsville | KY | Kentucky | 21217 | Taylor | 37.3446 | -85.3511 | 14772 | 591 | polygon | FALSE | TRUE | America/New_York | 3 | 42718 42719 | 1840013242 |  | WA | 53 | 59 | 5 | B | Cold | Skamania |  |  | CampbellsvilleKY | SkamaniaWA
Bedford | Bedford | IN | Indiana | 18093 | Lawrence | 38.8602 | -86.4895 | 14752 | 417 | polygon | FALSE | TRUE | America/Indiana/Indianapolis | 3 | 47421 | 1840007426 |  | WA | 53 | 61 | 4 | C | Marine | Snohomish |  |  | BedfordIN | SnohomishWA
Nocatee | Nocatee | FL | Florida | 12109 | St. Johns | 30.0918 | -81.4097 | 14747 | 215 | polygon | FALSE | TRUE | America/New_York | 3 | 32081 | 1840028805 |  | WA | 53 | 63 | 5 | B | Cold | Spokane |  |  | NocateeFL | SpokaneWA
Tonawanda | Tonawanda | NY | New York | 36029 | Erie | 43.0105 | -78.8805 | 14745 | 1496 | polygon | FALSE | TRUE | America/New_York | 3 | 14150 14151 | 1840004381 |  | WA | 53 | 65 | 6 | B | Cold | Stevens |  |  | TonawandaNY | StevensWA
Cambridge | Cambridge | OH | Ohio | 39059 | Guernsey | 40.0221 | -81.5868 | 14736 | 625 | polygon | FALSE | TRUE | America/New_York | 3 | 43725 | 1840007259 |  | WA | 53 | 67 | 4 | C | Marine | Thurston |  |  | CambridgeOH | ThurstonWA
Lemon Hill | Lemon Hill | CA | California | 6067 | Sacramento | 38.5172 | -121.4573 | 14733 | 3478 | polygon | FALSE | TRUE | America/Los_Angeles | 2 | 95824 | 1840075922 |  | WA | 53 | 69 | 4 | C | Marine | Wahkiakum |  |  | Lemon HillCA | WahkiakumWA
Kemp Mill | Kemp Mill | MD | Maryland | 24031 | Montgomery | 39.0412 | -77.0215 | 14733 | 2279 | polygon | FALSE | FALSE | America/New_York | 2 | 20901 20902 | 1840005842 |  | WA | 53 | 71 | 5 | B | Cold | Walla Walla |  |  | Kemp MillMD | Walla WallaWA
Calera | Calera | AL | Alabama | 1117 | Shelby | 33.1249 | -86.745 | 14717 | 235 | polygon | FALSE | TRUE | America/Chicago | 3 | 35040 | 1840013757 |  | WA | 53 | 73 | 4 | C | Marine | Whatcom |  |  | CaleraAL | WhatcomWA
Youngsville | Youngsville | LA | Louisiana | 22055 | Lafayette | 30.0964 | -91.9963 | 14704 | 470 | polygon | FALSE | TRUE | America/Chicago | 3 | 70592 | 1840015931 |  | WA | 53 | 75 | 5 | B | Cold | Whitman |  |  | YoungsvilleLA | WhitmanWA
Royse City | Royse City | TX | Texas | 48397 | Rockwall | 32.9762 | -96.3175 | 14702 | 310 | polygon | FALSE | TRUE | America/Chicago | 3 | 75189 | 1840020718 |  | WA | 53 | 77 | 5 | B | Cold | Yakima |  |  | Royse CityTX | YakimaWA
Azalea Park | Azalea Park | FL | Florida | 12095 | Orange | 28.5473 | -81.2956 | 14700 | 1860 | polygon | FALSE | FALSE | America/New_York | 3 | 32822 32807 32857 | 1840014082 |  | WI | 55 | 1 | 6 | A | Cold | Adams |  |  | Azalea ParkFL | AdamsWI
Hartsville | Hartsville | SC | South Carolina | 45031 | Darlington | 34.3676 | -80.0833 | 14693 | 499 | polygon | FALSE | TRUE | America/New_York | 3 | 29550 29551 | 1840013610 |  | WI | 55 | 3 | 7 | N/A | Very Cold | Ashland |  |  | HartsvilleSC | AshlandWI
Worthington | Worthington | OH | Ohio | 39049 | Franklin | 40.0949 | -83.021 | 14692 | 1036 | polygon | FALSE | TRUE | America/New_York | 3 | 43085 | 1840010522 |  | WI | 55 | 5 | 6 | A | Cold | Barron |  |  | WorthingtonOH | BarronWI
Las Vegas | Las Vegas | NM | New Mexico | 35047 | San Miguel | 35.6011 | -105.2206 | 14662 | 637 | polygon | FALSE | TRUE | America/Denver | 3 | 87701 | 1840020397 |  | WI | 55 | 7 | 7 | N/A | Very Cold | Bayfield |  |  | Las VegasNM | BayfieldWI
Pierre | Pierre | SD | South Dakota | 46065 | Hughes | 44.3748 | -100.3205 | 14659 | 410 | polygon | FALSE | TRUE | America/Chicago | 2 | 57501 | 1840000313 |  | WI | 55 | 9 | 6 | A | Cold | Brown |  |  | PierreSD | BrownWI
Southern Pines | Southern Pines | NC | North Carolina | 37125 | Moore | 35.1927 | -79.404 | 14657 | 331 | polygon | FALSE | TRUE | America/New_York | 3 | 28374 28387 28388 | 1840017850 |  | WI | 55 | 11 | 6 | A | Cold | Buffalo |  |  | Southern PinesNC | BuffaloWI
Hershey | Hershey | PA | Pennsylvania | 42043 | Dauphin | 40.2806 | -76.6458 | 14654 | 395 | polygon | FALSE | FALSE | America/New_York | 3 | 17033 17036 | 1840005400 |  | WI | 55 | 13 | 7 | N/A | Very Cold | Burnett |  |  | HersheyPA | BurnettWI
Berea | Berea | SC | South Carolina | 45045 | Greenville | 34.8802 | -82.4653 | 14652 | 734 | polygon | FALSE | FALSE | America/New_York | 3 | 29617 29611 | 1840013495 |  | WI | 55 | 15 | 6 | A | Cold | Calumet |  |  | BereaSC | CalumetWI
Saraland | Saraland | AL | Alabama | 1097 | Mobile | 30.8478 | -88.1004 | 14649 | 176 | polygon | FALSE | TRUE | America/Chicago | 3 | 36571 | 1840015886 |  | WI | 55 | 17 | 6 | A | Cold | Chippewa |  |  | SaralandAL | ChippewaWI
El Dorado | El Dorado | KS | Kansas | 20015 | Butler | 37.8209 | -96.8614 | 14648 | 546 | polygon | FALSE | TRUE | America/Chicago | 3 | 67042 | 1840001676 |  | WI | 55 | 19 | 6 | A | Cold | Clark |  |  | El DoradoKS | ClarkWI
Manor | Manor | TX | Texas | 48453 | Travis | 30.3562 | -97.5228 | 14642 | 546 | polygon | FALSE | TRUE | America/Chicago | 3 | 78653 | 1840020890 |  | WI | 55 | 21 | 6 | A | Cold | Columbia |  |  | ManorTX | ColumbiaWI
Williamstown | Williamstown | NJ | New Jersey | 34015 | Gloucester | 39.6874 | -74.9786 | 14641 | 761 | polygon | FALSE | FALSE | America/New_York | 3 | 8094 | 1840016785 |  | WI | 55 | 23 | 6 | A | Cold | Crawford |  |  | WilliamstownNJ | CrawfordWI
Paradise Valley | Paradise Valley | AZ | Arizona | 4013 | Maricopa | 33.5434 | -111.9595 | 14637 | 367 | polygon | FALSE | TRUE | America/Phoenix | 3 | 85253 | 1840022913 |  | WI | 55 | 25 | 6 | A | Cold | Dane |  |  | Paradise ValleyAZ | DaneWI
Pewaukee | Pewaukee | WI | Wisconsin | 55133 | Waukesha | 43.0701 | -88.2411 | 14631 | 289 | polygon | FALSE | TRUE | America/Chicago | 3 | 53072 53702 53186 53188 | 1840033459 |  | WI | 55 | 27 | 6 | A | Cold | Dodge |  |  | PewaukeeWI | DodgeWI
Falls Church | Falls Church | VA | Virginia | 51610 | Falls Church | 38.8847 | -77.1751 | 14617 | 2757 | polygon | FALSE | TRUE | America/New_York | 2 | 22046 22040 | 1840003835 |  | WI | 55 | 29 | 6 | A | Cold | Door |  |  | Falls ChurchVA | DoorWI
Gonzalez | Gonzalez | FL | Florida | 12033 | Escambia | 30.5822 | -87.2906 | 14598 | 373 | polygon | FALSE | FALSE | America/Chicago | 3 | 32533 32534 32560 | 1840013910 |  | WI | 55 | 31 | 7 | N/A | Very Cold | Douglas |  |  | GonzalezFL | DouglasWI
Port Orchard | Port Orchard | WA | Washington | 53035 | Kitsap | 47.5163 | -122.661 | 14597 | 584 | polygon | FALSE | TRUE | America/Los_Angeles | 3 | 98366 98367 | 1840019821 |  | WI | 55 | 33 | 6 | A | Cold | Dunn |  |  | Port OrchardWA | DunnWI
Forest City | Forest City | FL | Florida | 12117 | Seminole | 28.6619 | -81.4443 | 14592 | 1314 | polygon | FALSE | FALSE | America/New_York | 3 | 32714 32703 | 1840028825 |  | WI | 55 | 35 | 6 | A | Cold | Eau Claire |  |  | Forest CityFL | Eau ClaireWI
Muscle Shoals | Muscle Shoals | AL | Alabama | 1033 | Colbert | 34.7436 | -87.6344 | 14575 | 340 | polygon | FALSE | TRUE | America/Chicago | 3 | 35661 35662 | 1840014657 |  | WI | 55 | 37 | 7 | N/A | Very Cold | Florence |  |  | Muscle ShoalsAL | FlorenceWI
Jennings | Jennings | MO | Missouri | 29189 | St. Louis | 38.723 | -90.2644 | 14575 | 1506 | polygon | FALSE | TRUE | America/Chicago | 3 | 63136 | 1840008596 |  | WI | 55 | 39 | 6 | A | Cold | Fond du Lac |  |  | JenningsMO | Fond du LacWI
Henderson | Henderson | TX | Texas | 48401 | Rusk | 32.1576 | -94.796 | 14569 | 424 | polygon | FALSE | TRUE | America/Chicago | 3 | 75652 75654 75653 75680 | 1840020767 |  | WI | 55 | 41 | 7 | N/A | Very Cold | Forest |  |  | HendersonTX | ForestWI
Connersville | Connersville | IN | Indiana | 18041 | Fayette | 39.6581 | -85.141 | 14566 | 643 | polygon | FALSE | TRUE | America/Indiana/Indianapolis | 3 | 47331 | 1840007318 |  | WI | 55 | 43 | 6 | A | Cold | Grant |  |  | ConnersvilleIN | GrantWI
Royal Kunia | Royal Kunia | HI | Hawaii | 15003 | Honolulu | 21.4053 | -158.0318 | 14565 | 1866 | polygon | FALSE | FALSE | Pacific/Honolulu | 3 | 96797 | 1840137108 |  | WI | 55 | 45 | 6 | A | Cold | Green |  |  | Royal KuniaHI | GreenWI
Metuchen | Metuchen | NJ | New Jersey | 34023 | Middlesex | 40.5424 | -74.3628 | 14543 | 1970 | polygon | FALSE | TRUE | America/New_York | 3 | 8840 | 1840003633 |  | WI | 55 | 47 | 6 | A | Cold | Green Lake |  |  | MetuchenNJ | Green LakeWI
Grain Valley | Grain Valley | MO | Missouri | 29095 | Jackson | 39.0168 | -94.2085 | 14526 | 913 | polygon | FALSE | TRUE | America/Chicago | 3 | 64029 | 1840008531 |  | WI | 55 | 49 | 6 | A | Cold | Iowa |  |  | Grain ValleyMO | IowaWI
Mount Dora | Mount Dora | FL | Florida | 12069 | Lake | 28.8143 | -81.6344 | 14516 | 697 | polygon | FALSE | TRUE | America/New_York | 3 | 32757 32756 | 1840015082 |  | WI | 55 | 51 | 7 | N/A | Very Cold | Iron |  |  | Mount DoraFL | IronWI
Glasgow | Glasgow | KY | Kentucky | 21009 | Barren | 37.0047 | -85.9263 | 14485 | 352 | polygon | FALSE | TRUE | America/Chicago | 3 | 42141 42142 | 1840013268 |  | WI | 55 | 53 | 6 | A | Cold | Jackson |  |  | GlasgowKY | JacksonWI
Fraser | Fraser | MI | Michigan | 26099 | Macomb | 42.5388 | -82.9496 | 14480 | 1350 | polygon | FALSE | TRUE | America/Detroit | 3 | 48026 | 1840002421 |  | WI | 55 | 55 | 6 | A | Cold | Jefferson |  |  | FraserMI | JeffersonWI
Ewa Beach | Ewa Beach | HI | Hawaii | 15003 | Honolulu | 21.3181 | -158.0073 | 14479 | 4692 | polygon | FALSE | FALSE | Pacific/Honolulu | 2 | 96706 96709 | 1840029470 |  | WI | 55 | 57 | 6 | A | Cold | Juneau |  |  | Ewa BeachHI | JuneauWI
Sun Lakes | Sun Lakes | AZ | Arizona | 4013 | Maricopa | 33.2172 | -111.8695 | 14473 | 1039 | polygon | FALSE | FALSE | America/Phoenix | 3 | 85248 | 1840019313 |  | WI | 55 | 59 | 6 | A | Cold | Kenosha |  |  | Sun LakesAZ | KenoshaWI
Corinth | Corinth | MS | Mississippi | 28003 | Alcorn | 34.9474 | -88.5143 | 14472 | 185 | polygon | FALSE | TRUE | America/Chicago | 3 | 38834 38835 | 1840014638 |  | WI | 55 | 61 | 6 | A | Cold | Kewaunee |  |  | CorinthMS | KewauneeWI
Hartselle | Hartselle | AL | Alabama | 1103 | Morgan | 34.4391 | -86.94 | 14466 | 339 | polygon | FALSE | TRUE | America/Chicago | 3 | 35640 | 1840013593 |  | WI | 55 | 63 | 6 | A | Cold | La Crosse |  |  | HartselleAL | La CrosseWI
Thonotosassa | Thonotosassa | FL | Florida | 12057 | Hillsborough | 28.0465 | -82.291 | 14460 | 210 | polygon | FALSE | FALSE | America/New_York | 3 | 33592 33584 | 1840014154 |  | WI | 55 | 65 | 6 | A | Cold | Lafayette |  |  | ThonotosassaFL | LafayetteWI
Fostoria | Fostoria | OH | Ohio | 39147 | Seneca | 41.1601 | -83.412 | 14458 | 677 | polygon | FALSE | TRUE | America/New_York | 3 | 44830 | 1840000820 |  | WI | 55 | 67 | 7 | N/A | Very Cold | Langlade |  |  | FostoriaOH | LangladeWI
Tenafly | Tenafly | NJ | New Jersey | 34003 | Bergen | 40.9175 | -73.9531 | 14453 | 1216 | polygon | FALSE | TRUE | America/New_York | 3 | 7670 | 1840000918 |  | WI | 55 | 69 | 7 | N/A | Very Cold | Lincoln |  |  | TenaflyNJ | LincolnWI
Halawa | Halawa | HI | Hawaii | 15003 | Honolulu | 21.3753 | -157.9185 | 14453 | 2353 | polygon | FALSE | FALSE | Pacific/Honolulu | 2 | 96701 96818 | 1840029579 |  | WI | 55 | 71 | 6 | A | Cold | Manitowoc |  |  | HalawaHI | ManitowocWI
Chaparral | Chaparral | NM | New Mexico | 35013 | DoÃ±a Ana | 32.0442 | -106.4061 | 14437 | 94 | polygon | FALSE | FALSE | America/Denver | 3 | 88081 | 1840018050 |  | WI | 55 | 73 | 6 | A | Cold | Marathon |  |  | ChaparralNM | MarathonWI
Scottsboro | Scottsboro | AL | Alabama | 1071 | Jackson | 34.6438 | -86.0491 | 14436 | 110 | polygon | FALSE | TRUE | America/Chicago | 3 | 35768 35769 | 1840005605 |  | WI | 55 | 75 | 6 | A | Cold | Marinette |  |  | ScottsboroAL | MarinetteWI
Lockhart | Lockhart | FL | Florida | 12095 | Orange | 28.6271 | -81.4354 | 14430 | 1254 | polygon | FALSE | FALSE | America/New_York | 3 | 32703 32810 32860 | 1840014095 |  | WI | 55 | 77 | 6 | A | Cold | Marquette |  |  | LockhartFL | MarquetteWI
Thibodaux | Thibodaux | LA | Louisiana | 22057 | Lafourche | 29.7941 | -90.8163 | 14425 | 908 | polygon | FALSE | TRUE | America/Chicago | 3 | 70301 70310 | 1840015946 |  | WI | 55 | 78 | 6 | A | Cold | Menominee |  |  | ThibodauxLA | MenomineeWI
Washington | Washington | MO | Missouri | 29071 | Franklin | 38.5514 | -91.0151 | 14417 | 575 | polygon | FALSE | TRUE | America/Chicago | 3 | 63090 | 1840010770 |  | WI | 55 | 79 | 6 | A | Cold | Milwaukee |  |  | WashingtonMO | MilwaukeeWI
Bradley Gardens | Bradley Gardens | NJ | New Jersey | 34035 | Somerset | 40.5711 | -74.6678 | 14400 | 1237 | polygon | FALSE | FALSE | America/New_York | 3 | 8807 | 1840033232 |  | WI | 55 | 81 | 6 | A | Cold | Monroe |  |  | Bradley GardensNJ | MonroeWI
Greenlawn | Greenlawn | NY | New York | 36103 | Suffolk | 40.863 | -73.3642 | 14392 | 1492 | polygon | FALSE | FALSE | America/New_York | 3 | 11740 11743 | 1840005074 |  | WI | 55 | 83 | 6 | A | Cold | Oconto |  |  | GreenlawnNY | OcontoWI
Robbinsdale | Robbinsdale | MN | Minnesota | 27053 | Hennepin | 45.0261 | -93.3332 | 14389 | 1987 | polygon | FALSE | TRUE | America/Chicago | 3 | 55422 | 1840008931 |  | WI | 55 | 85 | 7 | N/A | Very Cold | Oneida |  |  | RobbinsdaleMN | OneidaWI
Clewiston | Clewiston | FL | Florida | 12051 | Hendry | 26.7529 | -80.9399 | 14383 | 688 | polygon | FALSE | TRUE | America/New_York | 3 | 33440 | 1840015128 |  | WI | 55 | 87 | 6 | A | Cold | Outagamie |  |  | ClewistonFL | OutagamieWI
North Fair Oaks | North Fair Oaks | CA | California | 6081 | San Mateo | 37.4754 | -122.2035 | 14372 | 4631 | polygon | FALSE | FALSE | America/Los_Angeles | 2 | 94025 94063 | 1840028325 |  | WI | 55 | 89 | 6 | A | Cold | Ozaukee |  |  | North Fair OaksCA | OzaukeeWI
Warren | Warren | PA | Pennsylvania | 42123 | Warren | 41.8433 | -79.1445 | 14370 | 1200 | polygon | FALSE | TRUE | America/New_York | 3 | 16365 16366 16367 16368 16369 | 1840003334 |  | WI | 55 | 91 | 6 | A | Cold | Pepin |  |  | WarrenPA | PepinWI
Chippewa Falls | Chippewa Falls | WI | Wisconsin | 55017 | Chippewa | 44.9358 | -91.3902 | 14366 | 489 | polygon | FALSE | TRUE | America/Chicago | 3 | 54729 54774 | 1840002108 |  | WI | 55 | 93 | 6 | A | Cold | Pierce |  |  | Chippewa FallsWI | PierceWI
Ocean View | Ocean View | DE | Delaware | 10005 | Sussex | 38.5355 | -75.0984 | 14360 | 305 | polygon | FALSE | TRUE | America/New_York | 3 | 19970 19945 | 1840006082 |  | WI | 55 | 95 | 6 | A | Cold | Polk |  |  | Ocean ViewDE | PolkWI
Glasgow | Glasgow | DE | Delaware | 10003 | New Castle | 39.6015 | -75.7474 | 14359 | 558 | polygon | FALSE | FALSE | America/New_York | 3 | 19701 19702 | 1840005571 |  | WI | 55 | 97 | 6 | A | Cold | Portage |  |  | GlasgowDE | PortageWI
Bridgetown | Bridgetown | OH | Ohio | 39061 | Hamilton | 39.1551 | -84.6359 | 14352 | 1284 | polygon | FALSE | FALSE | America/New_York | 3 | 45211 45248 45258 | 1840034100 |  | WI | 55 | 99 | 7 | N/A | Very Cold | Price |  |  | BridgetownOH | PriceWI
Warrington | Warrington | FL | Florida | 12033 | Escambia | 30.3821 | -87.2944 | 14351 | 799 | polygon | FALSE | FALSE | America/Chicago | 3 | 32507 32521 | 1840013914 |  | WI | 55 | 101 | 6 | A | Cold | Racine |  |  | WarringtonFL | RacineWI
Cayey | Cayey | PR | Puerto Rico | 72035 | Cayey | 18.115 | -66.163 | 14347 | 2181 | polygon | FALSE | FALSE | America/Puerto_Rico | 2 | 00736 00737 | 1630035640 |  | WI | 55 | 103 | 6 | A | Cold | Richland |  |  | CayeyPR | RichlandWI
Midlothian | Midlothian | IL | Illinois | 17031 | Cook | 41.6254 | -87.7243 | 14346 | 1964 | polygon | FALSE | TRUE | America/Chicago | 3 | 60445 | 1840011298 |  | WI | 55 | 105 | 6 | A | Cold | Rock |  |  | MidlothianIL | RockWI
Summerfield | Summerfield | MD | Maryland | 24033 | Prince George's | 38.9042 | -76.8678 | 14343 | 1521 | polygon | FALSE | TRUE | America/New_York | 3 | 20785 | 1840039531 |  | WI | 55 | 107 | 6 | A | Cold | Rusk |  |  | SummerfieldMD | RuskWI
Hollins | Hollins | VA | Virginia | 51161 | Roanoke | 37.3434 | -79.9535 | 14329 | 642 | polygon | FALSE | FALSE | America/New_York | 3 | 24020 24019 24050 | 1840006441 |  | WI | 55 | 111 | 6 | A | Cold | Sauk |  |  | HollinsVA | SaukWI
Mountain Home | Mountain Home | AR | Arkansas | 5005 | Baxter | 36.3348 | -92.3846 | 14317 | 407 | polygon | FALSE | TRUE | America/Chicago | 3 | 72653 72654 | 1840014452 |  | WI | 55 | 113 | 7 | N/A | Very Cold | Sawyer |  |  | Mountain HomeAR | SawyerWI
Alexander City | Alexander City | AL | Alabama | 1123 | Tallapoosa | 32.9242 | -85.9361 | 14317 | 131 | polygon | FALSE | TRUE | America/Chicago | 3 | 35010 35011 | 1840013788 |  | WI | 55 | 115 | 6 | A | Cold | Shawano |  |  | Alexander CityAL | ShawanoWI
Camden | Camden | SC | South Carolina | 45055 | Kershaw | 34.2565 | -80.6087 | 14303 | 258 | polygon | FALSE | TRUE | America/New_York | 3 | 29020 | 1840013598 |  | WI | 55 | 117 | 6 | A | Cold | Sheboygan |  |  | CamdenSC | SheboyganWI
Toppenish | Toppenish | WA | Washington | 53077 | Yakima | 46.3806 | -120.3123 | 14284 | 1598 | polygon | FALSE | TRUE | America/Los_Angeles | 3 | 98948 | 1840021151 |  | WI | 55 | 109 | 6 | A | Cold | St. Croix |  |  | ToppenishWA | St. CroixWI
Ozark | Ozark | AL | Alabama | 1045 | Dale | 31.4508 | -85.6473 | 14284 | 161 | polygon | FALSE | TRUE | America/Chicago | 3 | 36360 36361 | 1840005283 |  | WI | 55 | 119 | 7 | N/A | Very Cold | Taylor |  |  | OzarkAL | TaylorWI
Douglas | Douglas | GA | Georgia | 13069 | Coffee | 31.5065 | -82.8543 | 14283 | 312 | polygon | FALSE | TRUE | America/New_York | 3 | 31533 31535 31534 | 1840014946 |  | WI | 55 | 121 | 6 | A | Cold | Trempealeau |  |  | DouglasGA | TrempealeauWI
North Auburn | North Auburn | CA | California | 6061 | Placer | 38.9306 | -121.0821 | 14269 | 707 | polygon | FALSE | FALSE | America/Los_Angeles | 3 | 95603 95602 | 1840028390 |  | WI | 55 | 123 | 6 | A | Cold | Vernon |  |  | North AuburnCA | VernonWI
Mill Valley | Mill Valley | CA | California | 6041 | Marin | 37.9085 | -122.5421 | 14259 | 1155 | polygon | FALSE | TRUE | America/Los_Angeles | 3 | 94941 94942 | 1840020259 |  | WI | 55 | 125 | 7 | N/A | Very Cold | Vilas |  |  | Mill ValleyCA | VilasWI
Tamaqua | Tamaqua | PA | Pennsylvania | 42107 | Schuylkill | 40.8033 | -75.9344 | 14252 | 269 | polygon | FALSE | TRUE | America/New_York | 3 | 18252 | 1840002780 |  | WI | 55 | 127 | 6 | A | Cold | Walworth |  |  | TamaquaPA | WalworthWI
Destin | Destin | FL | Florida | 12091 | Okaloosa | 30.395 | -86.4701 | 14247 | 715 | polygon | FALSE | TRUE | America/Chicago | 3 | 32541 32540 | 1840015008 |  | WI | 55 | 129 | 7 | N/A | Very Cold | Washburn |  |  | DestinFL | WashburnWI
Salida | Salida | CA | California | 6099 | Stanislaus | 37.7145 | -121.087 | 14229 | 1038 | polygon | FALSE | FALSE | America/Los_Angeles | 3 | 95368 95358 95356 | 1840018908 |  | WI | 55 | 131 | 6 | A | Cold | Washington |  |  | SalidaCA | WashingtonWI
Lewisville | Lewisville | NC | North Carolina | 37067 | Forsyth | 36.103 | -80.4164 | 14228 | 382 | polygon | FALSE | TRUE | America/New_York | 3 | 27023 27040 | 1840016124 |  | WI | 55 | 133 | 6 | A | Cold | Waukesha |  |  | LewisvilleNC | WaukeshaWI
Kings Park West | Kings Park West | VA | Virginia | 51059 | Fairfax | 38.8151 | -77.296 | 14227 | 1857 | polygon | FALSE | TRUE | America/New_York | 3 | 22032 | 1840041769 |  | WI | 55 | 135 | 6 | A | Cold | Waupaca |  |  | Kings Park WestVA | WaupacaWI
Stone Ridge | Stone Ridge | VA | Virginia | 51107 | Loudoun | 38.9295 | -77.5553 | 14220 | 2195 | polygon | FALSE | TRUE | America/New_York | 2 | 20105 | 1840041868 |  | WI | 55 | 137 | 6 | A | Cold | Waushara |  |  | Stone RidgeVA | WausharaWI
East Wenatchee | East Wenatchee | WA | Washington | 53017 | Douglas | 47.4174 | -120.2822 | 14219 | 1448 | polygon | FALSE | TRUE | America/Los_Angeles | 3 | 98802 | 1840019795 |  | WI | 55 | 139 | 6 | A | Cold | Winnebago |  |  | East WenatcheeWA | WinnebagoWI
Lindenhurst | Lindenhurst | IL | Illinois | 17097 | Lake | 42.4175 | -88.0257 | 14216 | 1215 | polygon | FALSE | TRUE | America/Chicago | 3 | 60046 | 1840011163 |  | WI | 55 | 141 | 6 | A | Cold | Wood |  |  | LindenhurstIL | WoodWI
Phillipsburg | Phillipsburg | NJ | New Jersey | 34041 | Warren | 40.6895 | -75.1821 | 14212 | 1719 | polygon | FALSE | TRUE | America/New_York | 3 | 8865 | 1840000944 |  | WV | 54 | 1 | 5 | A | Cold | Barbour |  |  | PhillipsburgNJ | BarbourWV
Covington | Covington | GA | Georgia | 13217 | Newton | 33.6049 | -83.8465 | 14206 | 348 | polygon | FALSE | TRUE | America/New_York | 3 | 30014 30015 | 1840014808 |  | WV | 54 | 3 | 4 | A | Mixed-Humid | Berkeley |  |  | CovingtonGA | BerkeleyWV
Jefferson Valley-Yorktown | Jefferson Valley-Yorktown | NY | New York | 36119 | Westchester | 41.3179 | -73.8007 | 14205 | 789 | polygon | FALSE | TRUE | America/New_York | 3 | 10598 10535 10588 | 1840073699 |  | WV | 54 | 5 | 4 | A | Mixed-Humid | Boone |  |  | Jefferson Valley-YorktownNY | BooneWV
Rincon | Rincon | GA | Georgia | 13103 | Effingham | 32.2947 | -81.2353 | 14201 | 410 | polygon | FALSE | TRUE | America/New_York | 3 | 31326 | 1840018091 |  | WV | 54 | 7 | 4 | A | Mixed-Humid | Braxton |  |  | RinconGA | BraxtonWV
California City | California City | CA | California | 6029 | Kern | 35.1578 | -117.8721 | 14198 | 26 | polygon | FALSE | TRUE | America/Los_Angeles | 3 | 93505 93504 | 1840019149 |  | WV | 54 | 9 | 5 | A | Cold | Brooke |  |  | California CityCA | BrookeWV
Taos | Taos | NM | New Mexico | 35055 | Taos | 36.3871 | -105.5804 | 14196 | 381 | polygon | FALSE | TRUE | America/Denver | 3 | 87571 | 1840022638 |  | WV | 54 | 11 | 4 | A | Mixed-Humid | Cabell |  |  | TaosNM | CabellWV
Fairview | Fairview | NJ | New Jersey | 34003 | Bergen | 40.8182 | -74.0022 | 14189 | 6493 | polygon | FALSE | TRUE | America/New_York | 2 | 7022 | 1840003549 |  | WV | 54 | 13 | 4 | A | Mixed-Humid | Calhoun |  |  | FairviewNJ | CalhounWV
Hopatcong | Hopatcong | NJ | New Jersey | 34037 | Sussex | 40.9541 | -74.6593 | 14186 | 502 | polygon | FALSE | TRUE | America/New_York | 3 | 07821 07843 07837 | 1840003482 |  | WV | 54 | 15 | 4 | A | Mixed-Humid | Clay |  |  | HopatcongNJ | ClayWV
Hidalgo | Hidalgo | TX | Texas | 48215 | Hidalgo | 26.109 | -98.2463 | 14183 | 656 | polygon | FALSE | TRUE | America/Chicago | 3 | 78557 | 1840021023 |  | WV | 54 | 17 | 5 | A | Cold | Doddridge |  |  | HidalgoTX | DoddridgeWV
Cambridge | Cambridge | MD | Maryland | 24019 | Dorchester | 38.5515 | -76.0786 | 14178 | 444 | polygon | FALSE | TRUE | America/New_York | 3 | 21613 | 1840006165 |  | WV | 54 | 19 | 5 | A | Cold | Fayette |  |  | CambridgeMD | FayetteWV
Gardendale | Gardendale | AL | Alabama | 1073 | Jefferson | 33.6678 | -86.8069 | 14177 | 239 | polygon | FALSE | TRUE | America/Chicago | 3 | 35071 35119 | 1840002820 |  | WV | 54 | 21 | 4 | A | Mixed-Humid | Gilmer |  |  | GardendaleAL | GilmerWV
Antioch | Antioch | IL | Illinois | 17097 | Lake | 42.4742 | -88.0721 | 14175 | 667 | polygon | FALSE | TRUE | America/Chicago | 3 | 60002 | 1840010115 |  | WV | 54 | 23 | 5 | A | Cold | Grant |  |  | AntiochIL | GrantWV
Johnson City | Johnson City | NY | New York | 36007 | Broome | 42.123 | -75.9624 | 14161 | 1201 | polygon | FALSE | TRUE | America/New_York | 3 | 13790 | 1840004658 |  | WV | 54 | 25 | 5 | A | Cold | Greenbrier |  |  | Johnson CityNY | GreenbrierWV
Hawaiian Gardens | Hawaiian Gardens | CA | California | 6037 | Los Angeles | 33.8303 | -118.0728 | 14159 | 5766 | polygon | FALSE | TRUE | America/Los_Angeles | 2 | 90716 | 1840020485 |  | WV | 54 | 27 | 5 | A | Cold | Hampshire |  |  | Hawaiian GardensCA | HampshireWV
Hendersonville | Hendersonville | NC | North Carolina | 37089 | Henderson | 35.3242 | -82.4576 | 14157 | 751 | polygon | FALSE | TRUE | America/New_York | 3 | 28792 28791 28739 28793 | 1840014561 |  | WV | 54 | 29 | 5 | A | Cold | Hancock |  |  | HendersonvilleNC | HancockWV
Norridge | Norridge | IL | Illinois | 17031 | Cook | 41.9637 | -87.8231 | 14152 | 3018 | polygon | FALSE | TRUE | America/Chicago | 2 | 60706 | 1840011302 |  | WV | 54 | 31 | 5 | A | Cold | Hardy |  |  | NorridgeIL | HardyWV
Seabrook | Seabrook | TX | Texas | 48201 | Harris | 29.5751 | -95.0236 | 14149 | 1025 | polygon | FALSE | TRUE | America/Chicago | 3 | 77586 | 1840022197 |  | WV | 54 | 33 | 5 | A | Cold | Harrison |  |  | SeabrookTX | HarrisonWV
Crowley | Crowley | LA | Louisiana | 22001 | Acadia | 30.2175 | -92.3752 | 14147 | 830 | polygon | FALSE | TRUE | America/Chicago | 3 | 70526 70527 | 1840015041 |  | WV | 54 | 35 | 4 | A | Mixed-Humid | Jackson |  |  | CrowleyLA | JacksonWV
Sauk Rapids | Sauk Rapids | MN | Minnesota | 27009 | Benton | 45.5981 | -94.1539 | 14146 | 869 | polygon | FALSE | TRUE | America/Chicago | 3 | 56379 | 1840008873 |  | WV | 54 | 37 | 4 | A | Mixed-Humid | Jefferson |  |  | Sauk RapidsMN | JeffersonWV
Greendale | Greendale | WI | Wisconsin | 55079 | Milwaukee | 42.9371 | -88.0018 | 14143 | 981 | polygon | FALSE | TRUE | America/Chicago | 3 | 53129 | 1840003038 |  | WV | 54 | 39 | 4 | A | Mixed-Humid | Kanawha |  |  | GreendaleWI | KanawhaWV
Lockhart | Lockhart | TX | Texas | 48055 | Caldwell | 29.8785 | -97.6831 | 14133 | 349 | polygon | FALSE | TRUE | America/Chicago | 3 | 78644 | 1840020936 |  | WV | 54 | 41 | 5 | A | Cold | Lewis |  |  | LockhartTX | LewisWV
New Franklin | New Franklin | OH | Ohio | 39153 | Summit | 40.9525 | -81.5838 | 14133 | 218 | polygon | FALSE | TRUE | America/New_York | 3 | 44203 44319 44216 | 1840008255 |  | WV | 54 | 43 | 4 | A | Mixed-Humid | Lincoln |  |  | New FranklinOH | LincolnWV
Chelsea | Chelsea | AL | Alabama | 1117 | Shelby | 33.3255 | -86.6299 | 14126 | 236 | polygon | FALSE | TRUE | America/Chicago | 3 | 35051 35043 | 1840014823 |  | WV | 54 | 45 | 4 | A | Mixed-Humid | Logan |  |  | ChelseaAL | LoganWV
Ionia | Ionia | MI | Michigan | 26067 | Ionia | 42.9772 | -85.0727 | 14122 | 796 | polygon | FALSE | TRUE | America/Detroit | 3 | 48846 | 1840003075 |  | WV | 54 | 49 | 5 | A | Cold | Marion |  |  | IoniaMI | MarionWV
Pineville | Pineville | LA | Louisiana | 22079 | Rapides | 31.3414 | -92.4096 | 14122 | 432 | polygon | FALSE | TRUE | America/Chicago | 3 | 71360 71359 | 1840014963 |  | WV | 54 | 51 | 5 | A | Cold | Marshall |  |  | PinevilleLA | MarshallWV
Iona | Iona | FL | Florida | 12071 | Lee | 26.516 | -81.9601 | 14118 | 823 | polygon | FALSE | FALSE | America/New_York | 3 | 33908 | 1840028702 |  | WV | 54 | 53 | 4 | A | Mixed-Humid | Mason |  |  | IonaFL | MasonWV
Cleveland | Cleveland | MS | Mississippi | 28011 | Bolivar | 33.744 | -90.7285 | 14114 | 564 | polygon | FALSE | TRUE | America/Chicago | 3 | 38732 | 1840014748 |  | WV | 54 | 47 | 4 | A | Mixed-Humid | McDowell |  |  | ClevelandMS | McDowellWV
Greensburg | Greensburg | PA | Pennsylvania | 42129 | Westmoreland | 40.3113 | -79.5444 | 14113 | 1343 | polygon | FALSE | TRUE | America/New_York | 3 | 15601 15606 | 1840001137 |  | WV | 54 | 55 | 4 | A | Mixed-Humid | Mercer |  |  | GreensburgPA | MercerWV
Middleburg | Middleburg | FL | Florida | 12019 | Clay | 30.0502 | -81.9011 | 14111 | 277 | polygon | FALSE | FALSE | America/New_York | 3 | 32068 32050 | 1840013998 |  | WV | 54 | 57 | 5 | A | Cold | Mineral |  |  | MiddleburgFL | MineralWV
Willowick | Willowick | OH | Ohio | 39085 | Lake | 41.6343 | -81.468 | 14105 | 2146 | polygon | FALSE | TRUE | America/New_York | 2 | 44095 | 1840000549 |  | WV | 54 | 59 | 4 | A | Mixed-Humid | Mingo |  |  | WillowickOH | MingoWV
Harrison | Harrison | AR | Arkansas | 5009 | Boone | 36.2438 | -93.1198 | 14097 | 450 | polygon | FALSE | TRUE | America/Chicago | 3 | 72601 72602 | 1840013327 |  | WV | 54 | 61 | 5 | A | Cold | Monongalia |  |  | HarrisonAR | MonongaliaWV
Chesterton | Chesterton | IN | Indiana | 18127 | Porter | 41.5997 | -87.0548 | 14088 | 583 | polygon | FALSE | TRUE | America/Chicago | 3 | 46304 | 1840009267 |  | WV | 54 | 63 | 4 | A | Mixed-Humid | Monroe |  |  | ChestertonIN | MonroeWV
Steamboat Springs | Steamboat Springs | CO | Colorado | 8107 | Routt | 40.4777 | -106.8243 | 14087 | 516 | polygon | FALSE | TRUE | America/Denver | 3 | 80487 80488 80477 | 1840021374 |  | WV | 54 | 65 | 4 | A | Mixed-Humid | Morgan |  |  | Steamboat SpringsCO | MorganWV
Black Forest | Black Forest | CO | Colorado | 8041 | El Paso | 39.0608 | -104.6752 | 14081 | 54 | polygon | FALSE | FALSE | America/Denver | 3 | 80908 80106 80912 | 1840017562 |  | WV | 54 | 67 | 5 | A | Cold | Nicholas |  |  | Black ForestCO | NicholasWV
Fort Payne | Fort Payne | AL | Alabama | 1049 | DeKalb | 34.4557 | -85.6965 | 14074 | 96 | polygon | FALSE | TRUE | America/Chicago | 3 | 35967 35968 | 1840004822 |  | WV | 54 | 69 | 5 | A | Cold | Ohio |  |  | Fort PayneAL | OhioWV
Cherry Hill Mall | Cherry Hill Mall | NJ | New Jersey | 34007 | Camden | 39.9384 | -75.0117 | 14068 | 1489 | polygon | FALSE | FALSE | America/New_York | 3 | 08002 08034 | 1840033469 |  | WV | 54 | 71 | 5 | A | Cold | Pendleton |  |  | Cherry Hill MallNJ | PendletonWV
Fruitville | Fruitville | FL | Florida | 12115 | Sarasota | 27.3328 | -82.4616 | 14068 | 797 | polygon | FALSE | FALSE | America/New_York | 3 | 34232 34240 | 1840014179 |  | WV | 54 | 73 | 4 | A | Mixed-Humid | Pleasants |  |  | FruitvilleFL | PleasantsWV
Lakewood Park | Lakewood Park | FL | Florida | 12111 | St. Lucie | 27.539 | -80.3865 | 14064 | 816 | polygon | FALSE | FALSE | America/New_York | 3 | 34951 | 1840014177 |  | WV | 54 | 75 | 5 | A | Cold | Pocahontas |  |  | Lakewood ParkFL | PocahontasWV
Callaway | Callaway | FL | Florida | 12005 | Bay | 30.1348 | -85.5568 | 14060 | 576 | polygon | FALSE | TRUE | America/Chicago | 3 | 32404 | 1840013958 |  | WV | 54 | 77 | 5 | A | Cold | Preston |  |  | CallawayFL | PrestonWV
Oatfield | Oatfield | OR | Oregon | 41005 | Clackamas | 45.4127 | -122.5942 | 14060 | 1589 | polygon | FALSE | FALSE | America/Los_Angeles | 3 | 97222 97267 | 1840034837 |  | WV | 54 | 79 | 4 | A | Mixed-Humid | Putnam |  |  | OatfieldOR | PutnamWV
Waunakee | Waunakee | WI | Wisconsin | 55025 | Dane | 43.1829 | -89.4445 | 14052 | 761 | polygon | FALSE | TRUE | America/Chicago | 3 | 53597 | 1840002904 |  | WV | 54 | 81 | 5 | A | Cold | Raleigh |  |  | WaunakeeWI | RaleighWV
Wixom | Wixom | MI | Michigan | 26125 | Oakland | 42.5244 | -83.5346 | 14049 | 593 | polygon | FALSE | TRUE | America/Detroit | 3 | 48393 | 1840000407 |  | WV | 54 | 83 | 5 | A | Cold | Randolph |  |  | WixomMI | RandolphWV
Luling | Luling | LA | Louisiana | 22089 | St. Charles | 29.9008 | -90.3523 | 14049 | 232 | polygon | FALSE | FALSE | America/Chicago | 3 | 70070 | 1840013980 |  | WV | 54 | 85 | 4 | A | Mixed-Humid | Ritchie |  |  | LulingLA | RitchieWV
Canton | Canton | MS | Mississippi | 28089 | Madison | 32.5975 | -90.0317 | 14048 | 219 | polygon | FALSE | TRUE | America/Chicago | 3 | 39046 | 1840014872 |  | WV | 54 | 87 | 4 | A | Mixed-Humid | Roane |  |  | CantonMS | RoaneWV
Pell City | Pell City | AL | Alabama | 1115 | St. Clair | 33.5609 | -86.2669 | 14045 | 217 | polygon | FALSE | TRUE | America/Chicago | 3 | 35125 35128 | 1840014771 |  | WV | 54 | 89 | 5 | A | Cold | Summers |  |  | Pell CityAL | SummersWV
Waimalu | Waimalu | HI | Hawaii | 15003 | Honolulu | 21.3913 | -157.9345 | 14043 | 2961 | polygon | FALSE | FALSE | Pacific/Honolulu | 2 | 96701 | 1840029588 |  | WV | 54 | 91 | 5 | A | Cold | Taylor |  |  | WaimaluHI | TaylorWV
Pecos | Pecos | TX | Texas | 48389 | Reeves | 31.4046 | -103.5057 | 14040 | 552 | polygon | FALSE | TRUE | America/Chicago | 3 | 79772 | 1840020806 |  | WV | 54 | 93 | 5 | A | Cold | Tucker |  |  | PecosTX | TuckerWV
Bay St. Louis | Bay St. Louis | MS | Mississippi | 28045 | Hancock | 30.3281 | -89.3774 | 14034 | 368 | polygon | FALSE | TRUE | America/Chicago | 3 | 39520 39521 | 1840013951 |  | WV | 54 | 95 | 4 | A | Mixed-Humid | Tyler |  |  | Bay St. LouisMS | TylerWV
Belle Chasse | Belle Chasse | LA | Louisiana | 22075 | Plaquemines | 29.8472 | -90.0069 | 14024 | 217 | polygon | FALSE | FALSE | America/Chicago | 3 | 70037 70093 70143 | 1840014028 |  | WV | 54 | 97 | 5 | A | Cold | Upshur |  |  | Belle ChasseLA | UpshurWV
Havre de Grace | Havre de Grace | MD | Maryland | 24025 | Harford | 39.5481 | -76.1145 | 14018 | 924 | polygon | FALSE | TRUE | America/New_York | 3 | 21078 | 1840005667 |  | WV | 54 | 99 | 4 | A | Mixed-Humid | Wayne |  |  | Havre de GraceMD | WayneWV
Monroe | Monroe | OH | Ohio | 39017 | Butler | 39.4461 | -84.3666 | 14015 | 341 | polygon | FALSE | TRUE | America/New_York | 3 | 45050 45044 45036 | 1840008465 |  | WV | 54 | 101 | 5 | A | Cold | Webster |  |  | MonroeOH | WebsterWV
D'Iberville | D'Iberville | MS | Mississippi | 28047 | Harrison | 30.4709 | -88.9011 | 14012 | 511 | polygon | FALSE | TRUE | America/Chicago | 3 | 39532 39540 | 1840015023 |  | WV | 54 | 103 | 5 | A | Cold | Wetzel |  |  | D'IbervilleMS | WetzelWV
Cayce | Cayce | SC | South Carolina | 45063 | Lexington | 33.9458 | -81.0433 | 14009 | 321 | polygon | FALSE | TRUE | America/New_York | 3 | 29201 29209 29172 29033 | 1840014734 |  | WV | 54 | 105 | 4 | A | Mixed-Humid | Wirt |  |  | CayceSC | WirtWV
Effingham | Effingham | IL | Illinois | 17049 | Effingham | 39.1207 | -88.5508 | 14005 | 472 | polygon | FALSE | TRUE | America/Chicago | 3 | 62401 | 1840008545 |  | WV | 54 | 107 | 4 | A | Mixed-Humid | Wood |  |  | EffinghamIL | WoodWV
Santaquin | Santaquin | UT | Utah | 49049 | Utah | 39.9711 | -111.7937 | 14004 | 482 | polygon | FALSE | TRUE | America/Denver | 3 | 84655 | 1840021396 |  | WV | 54 | 109 | 4 | A | Mixed-Humid | Wyoming |  |  | SantaquinUT | WyomingWV
Hobe Sound | Hobe Sound | FL | Florida | 12085 | Martin | 27.0729 | -80.1425 | 14003 | 760 | polygon | FALSE | FALSE | America/New_York | 3 | 33455 | 1840014188 |  | WY | 56 | 1 | 6 | B | Cold | Albany |  |  | Hobe SoundFL | AlbanyWY
Wauchula | Wauchula | FL | Florida | 12049 | Hardee | 27.5469 | -81.8101 | 13992 | 565 | polygon | FALSE | TRUE | America/New_York | 3 | 33873 | 1840015987 |  | WY | 56 | 3 | 6 | B | Cold | Big Horn |  |  | WauchulaFL | Big HornWY
Colesville | Colesville | MD | Maryland | 24031 | Montgomery | 39.073 | -77.0009 | 13992 | 1055 | polygon | FALSE | FALSE | America/New_York | 3 | 20904 20914 | 1840005831 |  | WY | 56 | 5 | 6 | B | Cold | Campbell |  |  | ColesvilleMD | CampbellWY
Dayton | Dayton | TX | Texas | 48291 | Liberty | 30.0292 | -94.9038 | 13987 | 132 | polygon | FALSE | TRUE | America/Chicago | 3 | 77535 | 1840019599 |  | WY | 56 | 7 | 6 | B | Cold | Carbon |  |  | DaytonTX | CarbonWY
Reidsville | Reidsville | NC | North Carolina | 37157 | Rockingham | 36.3377 | -79.6727 | 13987 | 367 | polygon | FALSE | TRUE | America/New_York | 3 | 27320 27323 27375 | 1840014436 |  | WY | 56 | 9 | 6 | B | Cold | Converse |  |  | ReidsvilleNC | ConverseWY
Hutchinson | Hutchinson | MN | Minnesota | 27085 | McLeod | 44.8856 | -94.3768 | 13983 | 636 | polygon | FALSE | TRUE | America/Chicago | 3 | 55350 | 1840006756 |  | WY | 56 | 11 | 6 | B | Cold | Crook |  |  | HutchinsonMN | CrookWY
Dallas | Dallas | GA | Georgia | 13223 | Paulding | 33.9153 | -84.8416 | 13981 | 731 | polygon | FALSE | TRUE | America/New_York | 3 | 30132 30157 | 1840014757 |  | WY | 56 | 13 | 6 | B | Cold | Fremont |  |  | DallasGA | FremontWY
Franklin Park | Franklin Park | NJ | New Jersey | 34035 | Somerset | 40.4439 | -74.5432 | 13977 | 2071 | polygon | FALSE | TRUE | America/New_York | 2 | 08823 08873 | 1840039889 |  | WY | 56 | 15 | 5 | B | Cold | Goshen |  |  | Franklin ParkNJ | GoshenWY
Beacon | Beacon | NY | New York | 36027 | Dutchess | 41.5036 | -73.9655 | 13968 | 1138 | polygon | FALSE | TRUE | America/New_York | 3 | 12508 | 1840000499 |  | WY | 56 | 17 | 6 | B | Cold | Hot Springs |  |  | BeaconNY | Hot SpringsWY
Dumas | Dumas | TX | Texas | 48341 | Moore | 35.8613 | -101.9642 | 13963 | 966 | polygon | FALSE | TRUE | America/Chicago | 3 | 79029 | 1840019086 |  | WY | 56 | 19 | 6 | B | Cold | Johnson |  |  | DumasTX | JohnsonWY
Raymondville | Raymondville | TX | Texas | 48489 | Willacy | 26.4759 | -97.7769 | 13963 | 1020 | polygon | FALSE | TRUE | America/Chicago | 3 | 78580 | 1840021035 |  | WY | 56 | 21 | 6 | B | Cold | Laramie |  |  | RaymondvilleTX | LaramieWY
Frederick | Frederick | CO | Colorado | 8123 | Weld | 40.1089 | -104.9694 | 13960 | 364 | polygon | FALSE | TRUE | America/Denver | 3 | 80504 80530 80516 | 1840021364 |  | WY | 56 | 23 | 7 | N/A | Very Cold | Lincoln |  |  | FrederickCO | LincolnWY
Olympia Heights | Olympia Heights | FL | Florida | 12086 | Miami-Dade | 25.7241 | -80.339 | 13958 | 2025 | polygon | FALSE | FALSE | America/New_York | 2 | 33165 33155 | 1840014247 |  | WY | 56 | 25 | 6 | B | Cold | Natrona |  |  | Olympia HeightsFL | NatronaWY
Artesia | Artesia | NM | New Mexico | 35015 | Eddy | 32.8492 | -104.4274 | 13956 | 434 | polygon | FALSE | TRUE | America/Denver | 3 | 88210 88211 | 1840019443 |  | WY | 56 | 27 | 6 | B | Cold | Niobrara |  |  | ArtesiaNM | NiobraraWY
North Mankato | North Mankato | MN | Minnesota | 27103 | Nicollet | 44.1813 | -94.0387 | 13948 | 862 | polygon | FALSE | TRUE | America/Chicago | 3 | 56003 | 1840007896 |  | WY | 56 | 29 | 6 | B | Cold | Park |  |  | North MankatoMN | ParkWY
Glenpool | Glenpool | OK | Oklahoma | 40143 | Tulsa | 35.9485 | -96.0052 | 13936 | 489 | polygon | FALSE | TRUE | America/Chicago | 3 | 74047 74033 | 1840020384 |  | WY | 56 | 31 | 5 | B | Cold | Platte |  |  | GlenpoolOK | PlatteWY
Oil City | Oil City | PA | Pennsylvania | 42121 | Venango | 41.4282 | -79.7035 | 13935 | 826 | polygon | FALSE | TRUE | America/New_York | 3 | 16301 | 1840003426 |  | WY | 56 | 33 | 6 | B | Cold | Sheridan |  |  | Oil CityPA | SheridanWY
Hammonton | Hammonton | NJ | New Jersey | 34001 | Atlantic | 39.6572 | -74.7678 | 13934 | 132 | polygon | FALSE | TRUE | America/New_York | 3 | 8037 | 1840003800 |  | WY | 56 | 35 | 7 | N/A | Very Cold | Sublette |  |  | HammontonNJ | SubletteWY
New Kingman-Butler | New Kingman-Butler | AZ | Arizona | 4015 | Mohave | 35.2645 | -114.0091 | 13933 | 1082 | polygon | FALSE | TRUE | America/Phoenix | 3 | 86409 | 1840037118 |  | WY | 56 | 37 | 6 | B | Cold | Sweetwater |  |  | New Kingman-ButlerAZ | SweetwaterWY
Chicago Ridge | Chicago Ridge | IL | Illinois | 17031 | Cook | 41.7034 | -87.7795 | 13928 | 2371 | polygon | FALSE | TRUE | America/Chicago | 2 | 60415 | 1840010146 |  | WY | 56 | 39 | 7 | N/A | Very Cold | Teton |  |  | Chicago RidgeIL | TetonWY
Deming | Deming | NM | New Mexico | 35029 | Luna | 32.2631 | -107.7525 | 13924 | 320 | polygon | FALSE | TRUE | America/Denver | 3 | 88030 88031 | 1840019458 |  | WY | 56 | 41 | 6 | B | Cold | Uinta |  |  | DemingNM | UintaWY
Big Rapids | Big Rapids | MI | Michigan | 26107 | Mecosta | 43.6992 | -85.4806 | 13921 | 900 | polygon | FALSE | TRUE | America/Detroit | 3 | 49307 | 1840002678 |  | WY | 56 | 43 | 6 | B | Cold | Washakie |  |  | Big RapidsMI | WashakieWY
Miami Springs | Miami Springs | FL | Florida | 12086 | Miami-Dade | 25.8195 | -80.2894 | 13917 | 1866 | polygon | FALSE | TRUE | America/New_York | 3 | 33166 33011 | 1840015152 |  | WY | 56 | 45 | 6 | B | Cold | Weston |  |  | Miami SpringsFL | WestonWY
Fulshear | Fulshear | TX | Texas | 48157 | Fort Bend | 29.693 | -95.8792 | 13914 | 487 | polygon | FALSE | TRUE | America/Chicago | 3 | 77441 77494 77406 | 1840020946 | [10 empty] | FulshearTX
South Venice | South Venice | FL | Florida | 12115 | Sarasota | 27.0434 | -82.4152 | 13907 | 891 | polygon | FALSE | FALSE | America/New_York | 3 | 34293 34284 | 1840014180 | [10 empty] | South VeniceFL
Allouez | Allouez | WI | Wisconsin | 55009 | Brown | 44.4721 | -88.0261 | 13894 | 1175 | polygon | FALSE | TRUE | America/Chicago | 3 | 54307 54301 54324 | 1840002346 | [10 empty] | AllouezWI
Princeton | Princeton | TX | Texas | 48085 | Collin | 33.1778 | -96.5044 | 13894 | 531 | polygon | FALSE | TRUE | America/Chicago | 3 | 75407 | 1840020663 | [10 empty] | PrincetonTX
Baraboo | Baraboo | WI | Wisconsin | 55111 | Sauk | 43.4695 | -89.7376 | 13893 | 639 | polygon | FALSE | TRUE | America/Chicago | 3 | 53913 | 1840002720 | [10 empty] | BarabooWI
Jericho | Jericho | NY | New York | 36059 | Nassau | 40.7875 | -73.5416 | 13889 | 1353 | polygon | FALSE | FALSE | America/New_York | 3 | 11753 11853 | 1840005268 | [10 empty] | JerichoNY
Collingswood | Collingswood | NJ | New Jersey | 34007 | Camden | 39.916 | -75.0759 | 13884 | 2929 | polygon | FALSE | TRUE | America/New_York | 2 | 08107 08108 | 1840016611 | [10 empty] | CollingswoodNJ
El Sobrante | El Sobrante | CA | California | 6065 | Riverside | 33.8724 | -117.4625 | 13881 | 741 | polygon | FALSE | TRUE | America/Los_Angeles | 3 | 92503 | 1840075804 | [10 empty] | El SobranteCA
Cahokia | Cahokia | IL | Illinois | 17163 | St. Clair | 38.5649 | -90.1792 | 13880 | 548 | polygon | FALSE | TRUE | America/Chicago | 3 | 62206 | 1840010781 | [10 empty] | CahokiaIL
Springdale | Springdale | NJ | New Jersey | 34007 | Camden | 39.8769 | -74.9723 | 13878 | 1001 | polygon | FALSE | FALSE | America/New_York | 3 | 8003 | 1840133731 | [10 empty] | SpringdaleNJ
Oak Island | Oak Island | NC | North Carolina | 37019 | Brunswick | 33.9434 | -78.1366 | 13878 | 173 | polygon | FALSE | TRUE | America/New_York | 3 | 28422 28465 | 1840016688 | [10 empty] | Oak IslandNC
Gramercy | Gramercy | LA | Louisiana | 22093 | St. James | 30.061 | -90.6928 | 13873 | 629 | polygon | FALSE | TRUE | America/Chicago | 3 | 70052 | 1840017209 | [10 empty] | GramercyLA
Atlantic Beach | Atlantic Beach | FL | Florida | 12031 | Duval | 30.3371 | -81.4128 | 13872 | 1536 | polygon | FALSE | TRUE | America/New_York | 3 | 32233 | 1840013956 | [10 empty] | Atlantic BeachFL
Teays Valley | Teays Valley | WV | West Virginia | 54079 | Putnam | 38.4482 | -81.924 | 13866 | 745 | polygon | FALSE | FALSE | America/New_York | 3 | 25526 25560 25569 | 1840038312 | [10 empty] | Teays ValleyWV
Ephrata | Ephrata | PA | Pennsylvania | 42071 | Lancaster | 40.1812 | -76.1811 | 13862 | 1565 | polygon | FALSE | TRUE | America/New_York | 3 | 17522 | 1840003717 | [10 empty] | EphrataPA
Oak Park | Oak Park | CA | California | 6111 | Ventura | 34.1849 | -118.7669 | 13853 | 1010 | polygon | FALSE | FALSE | America/Los_Angeles | 3 | 91377 | 1840019198 | [10 empty] | Oak ParkCA
Richmond Hill | Richmond Hill | GA | Georgia | 13029 | Bryan | 31.9013 | -81.3125 | 13839 | 226 | polygon | FALSE | TRUE | America/New_York | 3 | 31324 | 1840014913 | [10 empty] | Richmond HillGA
Brandermill | Brandermill | VA | Virginia | 51041 | Chesterfield | 37.434 | -77.6522 | 13836 | 866 | polygon | FALSE | FALSE | America/New_York | 3 | 23112 | 1840024784 | [10 empty] | BrandermillVA
Forrest City | Forrest City | AR | Arkansas | 5123 | St. Francis | 35.0135 | -90.7931 | 13820 | 263 | polygon | FALSE | TRUE | America/Chicago | 3 | 72322 72335 72336 | 1840013522 | [10 empty] | Forrest CityAR
Sun Village | Sun Village | CA | California | 6037 | Los Angeles | 34.5596 | -117.9559 | 13819 | 493 | polygon | FALSE | TRUE | America/Los_Angeles | 3 | 93591 93543 | 1840076298 | [10 empty] | Sun VillageCA
Moorestown-Lenola | Moorestown-Lenola | NJ | New Jersey | 34005 | Burlington | 39.9659 | -74.9643 | 13806 | 758 | polygon | FALSE | TRUE | America/New_York | 3 | 8057 | 1840035113 | [10 empty] | Moorestown-LenolaNJ
Fergus Falls | Fergus Falls | MN | Minnesota | 27111 | Otter Tail | 46.2853 | -96.076 | 13794 | 368 | polygon | FALSE | TRUE | America/Chicago | 3 | 56537 56538 | 1840007747 | [10 empty] | Fergus FallsMN
Whitefish Bay | Whitefish Bay | WI | Wisconsin | 55079 | Milwaukee | 43.1132 | -87.9004 | 13783 | 2515 | polygon | FALSE | TRUE | America/Chicago | 2 | 53211 53217 | 1840003036 | [10 empty] | Whitefish BayWI
Bexley | Bexley | OH | Ohio | 39049 | Franklin | 39.965 | -82.9343 | 13770 | 2195 | polygon | FALSE | TRUE | America/New_York | 2 | 43209 | 1840003759 | [10 empty] | BexleyOH
Conneaut | Conneaut | OH | Ohio | 39007 | Ashtabula | 41.9278 | -80.5685 | 13767 | 183 | polygon | FALSE | TRUE | America/New_York | 3 | 44030 | 1840003337 | [10 empty] | ConneautOH
Thomaston | Thomaston | GA | Georgia | 13293 | Upson | 32.8908 | -84.3271 | 13759 | 354 | polygon | FALSE | TRUE | America/New_York | 3 | 30286 | 1840015776 | [10 empty] | ThomastonGA
Levelland | Levelland | TX | Texas | 48219 | Hockley | 33.5806 | -102.3636 | 13755 | 510 | polygon | FALSE | TRUE | America/Chicago | 3 | 79336 79338 | 1840020606 | [10 empty] | LevellandTX
Palmetto | Palmetto | FL | Florida | 12081 | Manatee | 27.5251 | -82.575 | 13748 | 1000 | polygon | FALSE | TRUE | America/New_York | 3 | 34221 34220 | 1840015116 | [10 empty] | PalmettoFL
Harper Woods | Harper Woods | MI | Michigan | 26163 | Wayne | 42.439 | -82.9292 | 13746 | 2018 | polygon | FALSE | TRUE | America/Detroit | 2 | 48225 48265 | 1840003981 | [10 empty] | Harper WoodsMI
Piney Green | Piney Green | NC | North Carolina | 37133 | Onslow | 34.7498 | -77.3208 | 13741 | 389 | polygon | FALSE | FALSE | America/New_York | 3 | 28546 28544 | 1840013558 | [10 empty] | Piney GreenNC
Fort Campbell North | Fort Campbell North | KY | Kentucky | 21047 | Christian | 36.6554 | -87.4658 | 13735 | 1046 | polygon | TRUE | TRUE | America/Chicago | 3 | 42223 | 1840073832 | [10 empty] | Fort Campbell NorthKY
Princeton Meadows | Princeton Meadows | NJ | New Jersey | 34023 | Middlesex | 40.3332 | -74.5628 | 13717 | 2553 | polygon | FALSE | FALSE | America/New_York | 2 | 08536 08512 | 1840033474 | [10 empty] | Princeton MeadowsNJ
Highland Park | Highland Park | NJ | New Jersey | 34023 | Middlesex | 40.5006 | -74.4283 | 13711 | 2906 | polygon | FALSE | TRUE | America/New_York | 2 | 8904 | 1840003636 | [10 empty] | Highland ParkNJ
Hickory Hills | Hickory Hills | IL | Illinois | 17031 | Cook | 41.7248 | -87.8281 | 13710 | 1872 | polygon | FALSE | TRUE | America/Chicago | 3 | 60457 | 1840007030 | [10 empty] | Hickory HillsIL
Forest Park | Forest Park | IL | Illinois | 17031 | Cook | 41.8683 | -87.8157 | 13704 | 2203 | polygon | FALSE | TRUE | America/Chicago | 2 | 60130 60682 | 1840011276 | [10 empty] | Forest ParkIL
Beach Park | Beach Park | IL | Illinois | 17097 | Lake | 42.4261 | -87.8584 | 13701 | 748 | polygon | FALSE | TRUE | America/Chicago | 3 | 60099 60083 60087 | 1840011149 | [10 empty] | Beach ParkIL
East Milton | East Milton | FL | Florida | 12113 | Santa Rosa | 30.6175 | -86.9636 | 13697 | 184 | polygon | FALSE | FALSE | America/Chicago | 3 | 32583 | 1840025112 | [10 empty] | East MiltonFL
Sharonville | Sharonville | OH | Ohio | 39061 | Hamilton | 39.2825 | -84.4071 | 13684 | 538 | polygon | FALSE | TRUE | America/New_York | 3 | 45241 45234 45235 | 1840001613 | [10 empty] | SharonvilleOH
West Freehold | West Freehold | NJ | New Jersey | 34025 | Monmouth | 40.2324 | -74.2943 | 13680 | 893 | polygon | FALSE | FALSE | America/New_York | 3 | 7728 | 1840005454 | [10 empty] | West FreeholdNJ
Middlesex | Middlesex | NJ | New Jersey | 34023 | Middlesex | 40.5744 | -74.5011 | 13679 | 1514 | polygon | FALSE | TRUE | America/New_York | 3 | 8846 | 1840001337 | [10 empty] | MiddlesexNJ
Spring Creek | Spring Creek | NV | Nevada | 32007 | Elko | 40.7386 | -115.5971 | 13671 | 89 | polygon | FALSE | FALSE | America/Los_Angeles | 3 | 89815 | 1840018704 | [10 empty] | Spring CreekNV
St. James | St. James | NY | New York | 36103 | Suffolk | 40.8761 | -73.1521 | 13671 | 1157 | polygon | FALSE | FALSE | America/New_York | 3 | 11780 | 1840005103 | [10 empty] | St. JamesNY
Maumee | Maumee | OH | Ohio | 39095 | Lucas | 41.5696 | -83.6636 | 13669 | 524 | polygon | FALSE | TRUE | America/New_York | 3 | 43537 | 1840000569 | [10 empty] | MaumeeOH
Lawrenceburg | Lawrenceburg | KY | Kentucky | 21005 | Anderson | 38.0332 | -84.9032 | 13666 | 737 | polygon | FALSE | TRUE | America/New_York | 3 | 40342 | 1840014321 | [10 empty] | LawrenceburgKY
Brevard | Brevard | NC | North Carolina | 37175 | Transylvania | 35.2439 | -82.7264 | 13666 | 572 | polygon | FALSE | TRUE | America/New_York | 3 | 28712 | 1840013467 | [10 empty] | BrevardNC
Soddy-Daisy | Soddy-Daisy | TN | Tennessee | 47065 | Hamilton | 35.2571 | -85.1739 | 13619 | 227 | polygon | FALSE | TRUE | America/New_York | 3 | 37343 37379 37384 | 1840035990 | [10 empty] | Soddy-DaisyTN
Moberly | Moberly | MO | Missouri | 29175 | Randolph | 39.419 | -92.4365 | 13615 | 408 | polygon | FALSE | TRUE | America/Chicago | 3 | 65270 | 1840008463 | [10 empty] | MoberlyMO
Port Clinton | Port Clinton | OH | Ohio | 39123 | Ottawa | 41.5096 | -82.9385 | 13614 | 1119 | polygon | FALSE | TRUE | America/New_York | 3 | 43452 | 1840009257 | [10 empty] | Port ClintonOH
Canton | Canton | IL | Illinois | 17057 | Fulton | 40.5632 | -90.0409 | 13611 | 663 | polygon | FALSE | TRUE | America/Chicago | 3 | 61520 | 1840007212 | [10 empty] | CantonIL
Waianae | Waianae | HI | Hawaii | 15003 | Honolulu | 21.4569 | -158.1759 | 13609 | 980 | polygon | FALSE | FALSE | Pacific/Honolulu | 3 | 96792 | 1840029552 | [10 empty] | WaianaeHI
Vadnais Heights | Vadnais Heights | MN | Minnesota | 27123 | Ramsey | 45.057 | -93.0748 | 13607 | 753 | polygon | FALSE | TRUE | America/Chicago | 3 | 55127 55110 | 1840010004 | [10 empty] | Vadnais HeightsMN
Wood Dale | Wood Dale | IL | Illinois | 17043 | DuPage | 41.9666 | -87.9807 | 13607 | 1106 | polygon | FALSE | TRUE | America/Chicago | 3 | 60191 | 1840010167 | [10 empty] | Wood DaleIL
Brecksville | Brecksville | OH | Ohio | 39035 | Cuyahoga | 41.3079 | -81.6193 | 13604 | 269 | polygon | FALSE | TRUE | America/New_York | 3 | 44141 | 1840000590 | [10 empty] | BrecksvilleOH
New Providence | New Providence | NJ | New Jersey | 34039 | Union | 40.6996 | -74.4034 | 13595 | 1423 | polygon | FALSE | TRUE | America/New_York | 3 | 7974 | 1840001095 | [10 empty] | New ProvidenceNJ
Roselle Park | Roselle Park | NJ | New Jersey | 34039 | Union | 40.6653 | -74.2666 | 13588 | 4284 | polygon | FALSE | TRUE | America/New_York | 2 | 7204 | 1840001093 | [10 empty] | Roselle ParkNJ
Shiloh | Shiloh | IL | Illinois | 17163 | St. Clair | 38.5534 | -89.916 | 13586 | 475 | polygon | FALSE | TRUE | America/Chicago | 3 | 62221 62269 | 1840012877 | [10 empty] | ShilohIL
Rantoul | Rantoul | IL | Illinois | 17019 | Champaign | 40.3031 | -88.1549 | 13584 | 568 | polygon | FALSE | TRUE | America/Chicago | 3 | 61866 | 1840012227 | [10 empty] | RantoulIL
Colonial Park | Colonial Park | PA | Pennsylvania | 42043 | Dauphin | 40.2997 | -76.8068 | 13583 | 1102 | polygon | FALSE | FALSE | America/New_York | 3 | 17109 17112 17177 | 1840005398 | [10 empty] | Colonial ParkPA
Broadlands | Broadlands | VA | Virginia | 51107 | Loudoun | 39.0168 | -77.5167 | 13576 | 1620 | polygon | FALSE | FALSE | America/New_York | 3 | 20148 | 1840024498 | [10 empty] | BroadlandsVA
Washington | Washington | IN | Indiana | 18027 | Daviess | 38.6587 | -87.1591 | 13565 | 729 | polygon | FALSE | TRUE | America/Indiana/Vincennes | 3 | 47501 | 1840010735 | [10 empty] | WashingtonIN
Hazel Crest | Hazel Crest | IL | Illinois | 17031 | Cook | 41.5732 | -87.6899 | 13565 | 1544 | polygon | FALSE | TRUE | America/Chicago | 3 | 60429 | 1840011260 | [10 empty] | Hazel CrestIL
Price | Price | UT | Utah | 49007 | Carbon | 39.604 | -110.8004 | 13564 | 638 | polygon | FALSE | TRUE | America/Denver | 3 | 84501 | 1840020201 | [10 empty] | PriceUT
LaBelle | LaBelle | FL | Florida | 12051 | Hendry | 26.7219 | -81.4506 | 13563 | 139 | polygon | FALSE | TRUE | America/New_York | 3 | 33935 33975 | 1840015129 | [10 empty] | LaBelleFL
Alpena | Alpena | MI | Michigan | 26007 | Alpena | 45.074 | -83.4399 | 13541 | 470 | polygon | FALSE | TRUE | America/Detroit | 3 | 49707 | 1840003947 | [10 empty] | AlpenaMI
Conway | Conway | FL | Florida | 12095 | Orange | 28.4968 | -81.3316 | 13528 | 1525 | polygon | FALSE | FALSE | America/New_York | 3 | 32806 32812 | 1840013121 | [10 empty] | ConwayFL
Kettering | Kettering | MD | Maryland | 24033 | Prince George's | 38.8888 | -76.789 | 13527 | 950 | polygon | FALSE | FALSE | America/New_York | 3 | 20774 | 1840005958 | [10 empty] | KetteringMD
Rocky Point | Rocky Point | NY | New York | 36103 | Suffolk | 40.9357 | -72.9364 | 13521 | 461 | polygon | FALSE | FALSE | America/New_York | 3 | 11764 11961 11778 | 1840005070 | [10 empty] | Rocky PointNY
Elizabethton | Elizabethton | TN | Tennessee | 47019 | Carter | 36.3367 | -82.2369 | 13509 | 545 | polygon | FALSE | TRUE | America/New_York | 3 | 37643 37682 37644 | 1840013314 | [10 empty] | ElizabethtonTN
Wauconda | Wauconda | IL | Illinois | 17097 | Lake | 42.2748 | -88.1359 | 13504 | 1027 | polygon | FALSE | TRUE | America/Chicago | 3 | 60084 | 1840011184 | [10 empty] | WaucondaIL
Lake Forest Park | Lake Forest Park | WA | Washington | 53033 | King | 47.7574 | -122.2865 | 13504 | 1482 | polygon | FALSE | TRUE | America/Los_Angeles | 3 | 98155 | 1840019837 | [10 empty] | Lake Forest ParkWA
Avenal | Avenal | CA | California | 6031 | Kings | 36.0311 | -120.1162 | 13496 | 267 | polygon | FALSE | TRUE | America/Los_Angeles | 3 | 93204 93239 | 1840019054 | [10 empty] | AvenalCA
Rogers | Rogers | MN | Minnesota | 27053 | Hennepin | 45.1865 | -93.5783 | 13490 | 204 | polygon | FALSE | TRUE | America/Chicago | 3 | 55374 | 1840008932 | [10 empty] | RogersMN
Marshall | Marshall | MN | Minnesota | 27083 | Lyon | 44.4488 | -95.7897 | 13487 | 509 | polygon | FALSE | TRUE | America/Chicago | 3 | 56258 | 1840007879 | [10 empty] | MarshallMN
Jensen Beach | Jensen Beach | FL | Florida | 12085 | Martin | 27.2438 | -80.2423 | 13479 | 746 | polygon | FALSE | FALSE | America/New_York | 3 | 34957 | 1840014190 | [10 empty] | Jensen BeachFL
Fruita | Fruita | CO | Colorado | 8077 | Mesa | 39.1549 | -108.7307 | 13478 | 660 | polygon | FALSE | TRUE | America/Denver | 3 | 81521 | 1840020229 | [10 empty] | FruitaCO
Homosassa Springs | Homosassa Springs | FL | Florida | 12017 | Citrus | 28.8118 | -82.5392 | 13478 | 206 | polygon | FALSE | FALSE | America/New_York | 3 | 34448 34446 34447 | 1840014060 | [10 empty] | Homosassa SpringsFL
Middlesborough | Middlesborough | KY | Kentucky | 21013 | Bell | 36.6127 | -83.7227 | 13475 | 475 | polygon | FALSE | TRUE | America/New_York | 3 | 40965 | 1840036079 | [10 empty] | MiddlesboroughKY
Red Oak | Red Oak | TX | Texas | 48139 | Ellis | 32.5207 | -96.7864 | 13464 | 334 | polygon | FALSE | TRUE | America/Chicago | 3 | 75154 | 1840020761 | [10 empty] | Red OakTX
Olivehurst | Olivehurst | CA | California | 6115 | Yuba | 39.0817 | -121.5549 | 13464 | 696 | polygon | FALSE | FALSE | America/Los_Angeles | 3 | 95961 | 1840018801 | [10 empty] | OlivehurstCA
Big Bear City | Big Bear City | CA | California | 6071 | San Bernardino | 34.2536 | -116.7903 | 13463 | 162 | polygon | FALSE | FALSE | America/Los_Angeles | 3 | 92314 92386 | 1840017797 | [10 empty] | Big Bear CityCA
Grover Beach | Grover Beach | CA | California | 6079 | San Luis Obispo | 35.1204 | -120.6199 | 13459 | 2247 | polygon | FALSE | TRUE | America/Los_Angeles | 2 | 93433 93483 | 1840020414 | [10 empty] | Grover BeachCA
Marion | Marion | NC | North Carolina | 37111 | McDowell | 35.6774 | -82.0013 | 13454 | 520 | polygon | FALSE | TRUE | America/New_York | 3 | 28752 28737 | 1840015372 | [10 empty] | MarionNC
Fortuna | Fortuna | CA | California | 6023 | Humboldt | 40.5862 | -124.1419 | 13449 | 901 | polygon | FALSE | TRUE | America/Los_Angeles | 3 | 95540 | 1840009553 | [10 empty] | FortunaCA
Santa Fe | Santa Fe | TX | Texas | 48167 | Galveston | 29.3892 | -95.1005 | 13449 | 298 | polygon | FALSE | TRUE | America/Chicago | 3 | 77517 77510 | 1840022233 | [10 empty] | Santa FeTX
North Valley | North Valley | NM | New Mexico | 35001 | Bernalillo | 35.1736 | -106.6231 | 13449 | 747 | polygon | FALSE | FALSE | America/Denver | 3 | 87113 87114 87107 | 1840033721 | [10 empty] | North ValleyNM
Lindale | Lindale | TX | Texas | 48423 | Smith | 32.4934 | -95.4069 | 13442 | 404 | polygon | FALSE | TRUE | America/Chicago | 3 | 75706 75771 | 1840022078 | [10 empty] | LindaleTX
Englewood | Englewood | OH | Ohio | 39113 | Montgomery | 39.8644 | -84.3071 | 13435 | 791 | polygon | FALSE | TRUE | America/New_York | 3 | 45315 45322 | 1840008435 | [10 empty] | EnglewoodOH
Lakeland South | Lakeland South | WA | Washington | 53033 | King | 47.2784 | -122.283 | 13434 | 1044 | polygon | FALSE | TRUE | America/Los_Angeles | 3 | 98001 98003 | 1840074270 | [10 empty] | Lakeland SouthWA
Washington | Washington | PA | Pennsylvania | 42125 | Washington | 40.174 | -80.2466 | 13433 | 1759 | polygon | FALSE | TRUE | America/New_York | 3 | 15301 | 1840003668 | [10 empty] | WashingtonPA
Jasper | Jasper | AL | Alabama | 1127 | Walker | 33.8503 | -87.2708 | 13431 | 178 | polygon | FALSE | TRUE | America/Chicago | 3 | 35503 35504 35501 35502 | 1840003778 | [10 empty] | JasperAL
Short Hills | Short Hills | NJ | New Jersey | 34013 | Essex | 40.7389 | -74.3278 | 13428 | 987 | polygon | FALSE | FALSE | America/New_York | 3 | 7078 | 1840033408 | [10 empty] | Short HillsNJ
Huron | Huron | SD | South Dakota | 46005 | Beadle | 44.3622 | -98.2102 | 13427 | 543 | polygon | FALSE | TRUE | America/Chicago | 3 | 57350 57399 | 1840002373 | [10 empty] | HuronSD
Sault Ste. Marie | Sault Ste. Marie | MI | Michigan | 26033 | Chippewa | 46.4817 | -84.3723 | 13420 | 351 | polygon | FALSE | TRUE | America/Detroit | 3 | 49783 | 1840003938 | [10 empty] | Sault Ste. MarieMI
Andover | Andover | KS | Kansas | 20015 | Butler | 37.6869 | -97.1354 | 13405 | 512 | polygon | FALSE | TRUE | America/Chicago | 3 | 67002 | 1840007546 | [10 empty] | AndoverKS
Brookside | Brookside | DE | Delaware | 10003 | New Castle | 39.6666 | -75.7153 | 13396 | 1311 | polygon | FALSE | FALSE | America/New_York | 3 | 19713 19718 | 1840005569 | [10 empty] | BrooksideDE
South Park Township | South Park Township | PA | Pennsylvania | 42003 | Allegheny | 40.2989 | -79.9944 | 13395 | 557 | polygon | FALSE | TRUE | America/New_York | 3 | 15236 15129 | 1840073713 | [10 empty] | South Park TownshipPA
Mountain Park | Mountain Park | GA | Georgia | 13135 | Gwinnett | 33.8458 | -84.1313 | 13392 | 892 | polygon | FALSE | FALSE | America/New_York | 3 | 30047 30087 | 1840143063 | [10 empty] | Mountain ParkGA
Carpinteria | Carpinteria | CA | California | 6083 | Santa Barbara | 34.3962 | -119.5118 | 13385 | 1996 | polygon | FALSE | TRUE | America/Los_Angeles | 3 | 93013 93014 | 1840019187 | [10 empty] | CarpinteriaCA
Glenn Heights | Glenn Heights | TX | Texas | 48113 | Dallas | 32.5506 | -96.8548 | 13377 | 716 | polygon | FALSE | TRUE | America/Chicago | 3 | 75154 | 1840020708 | [10 empty] | Glenn HeightsTX
Powell | Powell | OH | Ohio | 39041 | Delaware | 40.1684 | -83.0826 | 13375 | 915 | polygon | FALSE | TRUE | America/New_York | 3 | 43065 | 1840009430 | [10 empty] | PowellOH
Lyndhurst | Lyndhurst | OH | Ohio | 39035 | Cuyahoga | 41.5172 | -81.4922 | 13366 | 1164 | polygon | FALSE | TRUE | America/New_York | 3 | 44124 44122 | 1840000610 | [10 empty] | LyndhurstOH
Artondale | Artondale | WA | Washington | 53053 | Pierce | 47.3024 | -122.6391 | 13364 | 385 | polygon | FALSE | FALSE | America/Los_Angeles | 3 | 98335 | 1840037617 | [10 empty] | ArtondaleWA
Edgewater | Edgewater | NJ | New Jersey | 34003 | Bergen | 40.8237 | -73.974 | 13364 | 5313 | polygon | FALSE | TRUE | America/New_York | 2 | 7020 | 1840003543 | [10 empty] | EdgewaterNJ
Glenn Dale | Glenn Dale | MD | Maryland | 24033 | Prince George's | 38.9833 | -76.804 | 13361 | 721 | polygon | FALSE | FALSE | America/New_York | 3 | 20720 20706 20769 | 1840005955 | [10 empty] | Glenn DaleMD
Western Springs | Western Springs | IL | Illinois | 17031 | Cook | 41.8022 | -87.9006 | 13359 | 1849 | polygon | FALSE | TRUE | America/Chicago | 3 | 60558 | 1840011333 | [10 empty] | Western SpringsIL
Okmulgee | Okmulgee | OK | Oklahoma | 40111 | Okmulgee | 35.6136 | -96.0069 | 13357 | 264 | polygon | FALSE | TRUE | America/Chicago | 3 | 74447 | 1840020400 | [10 empty] | OkmulgeeOK
DeRidder | DeRidder | LA | Louisiana | 22011 | Beauregard | 30.8467 | -93.2931 | 13354 | 442 | polygon | FALSE | TRUE | America/Chicago | 3 | 70634 | 1840015013 | [10 empty] | DeRidderLA
Azle | Azle | TX | Texas | 48439 | Tarrant | 32.8955 | -97.5379 | 13351 | 586 | polygon | FALSE | TRUE | America/Chicago | 3 | 76020 76098 | 1840019423 | [10 empty] | AzleTX
Vidalia | Vidalia | GA | Georgia | 13279 | Toombs | 32.2125 | -82.4019 | 13350 | 224 | polygon | FALSE | TRUE | America/New_York | 3 | 30474 30436 | 1840015820 | [10 empty] | VidaliaGA
Swansea | Swansea | IL | Illinois | 17163 | St. Clair | 38.5507 | -89.9859 | 13350 | 796 | polygon | FALSE | TRUE | America/Chicago | 3 | 62226 | 1840012880 | [10 empty] | SwanseaIL
Moss Point | Moss Point | MS | Mississippi | 28059 | Jackson | 30.424 | -88.5289 | 13350 | 213 | polygon | FALSE | TRUE | America/Chicago | 3 | 39563 39552 | 1840015016 | [10 empty] | Moss PointMS
Fort Morgan | Fort Morgan | CO | Colorado | 8087 | Morgan | 40.2538 | -103.7909 | 13349 | 862 | polygon | FALSE | TRUE | America/Denver | 3 | 80701 | 1840020175 | [10 empty] | Fort MorganCO
Dardenne Prairie | Dardenne Prairie | MO | Missouri | 29183 | St. Charles | 38.7566 | -90.732 | 13348 | 956 | polygon | FALSE | TRUE | America/Chicago | 3 | 63368 | 1840007428 | [10 empty] | Dardenne PrairieMO
River Ridge | River Ridge | LA | Louisiana | 22051 | Jefferson | 29.9593 | -90.2202 | 13337 | 1841 | polygon | FALSE | FALSE | America/Chicago | 3 | 70123 70183 | 1840013995 | [10 empty] | River RidgeLA
Huntington | Huntington | VA | Virginia | 51059 | Fairfax | 38.7916 | -77.074 | 13334 | 4558 | polygon | FALSE | FALSE | America/New_York | 2 | 22303 | 1840006030 | [10 empty] | HuntingtonVA
Newark | Newark | NY | New York | 36117 | Wayne | 43.0418 | -77.093 | 13333 | 631 | polygon | FALSE | TRUE | America/New_York | 3 | 14513 | 1840004292 | [10 empty] | NewarkNY
Mounds View | Mounds View | MN | Minnesota | 27123 | Ramsey | 45.1071 | -93.2076 | 13324 | 1268 | polygon | FALSE | TRUE | America/Chicago | 3 | 55112 | 1840007840 | [10 empty] | Mounds ViewMN
Jefferson | Jefferson | GA | Georgia | 13157 | Jackson | 34.1373 | -83.6021 | 13322 | 206 | polygon | FALSE | TRUE | America/New_York | 3 | 30549 | 1840014723 | [10 empty] | JeffersonGA
Rochester | Rochester | MI | Michigan | 26125 | Oakland | 42.6866 | -83.1198 | 13296 | 1340 | polygon | FALSE | TRUE | America/Detroit | 3 | 48307 48308 | 1840002428 | [10 empty] | RochesterMI
Solana Beach | Solana Beach | CA | California | 6073 | San Diego | 32.9942 | -117.2575 | 13296 | 1505 | polygon | FALSE | TRUE | America/Los_Angeles | 3 | 92075 92014 | 1840021993 | [10 empty] | Solana BeachCA
Nesconset | Nesconset | NY | New York | 36103 | Suffolk | 40.8467 | -73.1522 | 13293 | 1343 | polygon | FALSE | FALSE | America/New_York | 3 | 11767 11787 | 1840005051 | [10 empty] | NesconsetNY
Richton Park | Richton Park | IL | Illinois | 17031 | Cook | 41.4816 | -87.7387 | 13292 | 1168 | polygon | FALSE | TRUE | America/Chicago | 3 | 60471 60443 | 1840011283 | [10 empty] | Richton ParkIL
Palos Verdes Estates | Palos Verdes Estates | CA | California | 6037 | Los Angeles | 33.7871 | -118.3976 | 13273 | 1073 | polygon | FALSE | TRUE | America/Los_Angeles | 3 | 90274 | 1840020503 | [10 empty] | Palos Verdes EstatesCA
Woodinville | Woodinville | WA | Washington | 53033 | King | 47.7569 | -122.1478 | 13263 | 912 | polygon | FALSE | TRUE | America/Los_Angeles | 3 | 98072 | 1840021121 | [10 empty] | WoodinvilleWA
Manorville | Manorville | NY | New York | 36103 | Suffolk | 40.8575 | -72.7915 | 13257 | 201 | polygon | FALSE | FALSE | America/New_York | 3 | 11949 | 1840005088 | [10 empty] | ManorvilleNY
Bellefontaine | Bellefontaine | OH | Ohio | 39091 | Logan | 40.3627 | -83.763 | 13249 | 509 | polygon | FALSE | TRUE | America/New_York | 3 | 43311 | 1840007233 | [10 empty] | BellefontaineOH
Timberlake | Timberlake | VA | Virginia | 51031 | Campbell | 37.3167 | -79.2482 | 13247 | 454 | polygon | FALSE | FALSE | America/New_York | 3 | 24551 24550 24502 | 1840006437 | [10 empty] | TimberlakeVA
Channahon | Channahon | IL | Illinois | 17197 | Will | 41.4213 | -88.2593 | 13239 | 324 | polygon | FALSE | TRUE | America/Chicago | 3 | 60450 60410 | 1840010214 | [10 empty] | ChannahonIL
Port Royal | Port Royal | SC | South Carolina | 45013 | Beaufort | 32.3557 | -80.7029 | 13235 | 301 | polygon | FALSE | TRUE | America/New_York | 3 | 29902 29905 29906 29935 | 1840016975 | [10 empty] | Port RoyalSC
Verona | Verona | WI | Wisconsin | 55025 | Dane | 42.9893 | -89.5383 | 13233 | 687 | polygon | FALSE | TRUE | America/Chicago | 3 | 53593 | 1840002903 | [10 empty] | VeronaWI
Bensville | Bensville | MD | Maryland | 24017 | Charles | 38.6176 | -77.0077 | 13227 | 302 | polygon | FALSE | TRUE | America/New_York | 3 | 20603 20675 20695 | 1840073595 | [10 empty] | BensvilleMD
Clayton | Clayton | OH | Ohio | 39113 | Montgomery | 39.8689 | -84.3292 | 13222 | 275 | polygon | FALSE | TRUE | America/New_York | 3 | 45315 45322 45415 | 1840010584 | [10 empty] | ClaytonOH
East Islip | East Islip | NY | New York | 36103 | Suffolk | 40.7275 | -73.1861 | 13222 | 1284 | polygon | FALSE | FALSE | America/New_York | 3 | 11730 | 1840005036 | [10 empty] | East IslipNY
New Ulm | New Ulm | MN | Minnesota | 27015 | Brown | 44.3121 | -94.4686 | 13212 | 502 | polygon | FALSE | TRUE | America/Chicago | 3 | 56073 | 1840007894 | [10 empty] | New UlmMN
Newington | Newington | VA | Virginia | 51059 | Fairfax | 38.7358 | -77.1993 | 13196 | 1111 | polygon | FALSE | FALSE | America/New_York | 3 | 22153 22150 22079 22122 | 1840006021 | [10 empty] | NewingtonVA
Baker | Baker | LA | Louisiana | 22033 | East Baton Rouge | 30.5833 | -91.1581 | 13194 | 606 | polygon | FALSE | TRUE | America/Chicago | 3 | 70714 70704 | 1840013939 | [10 empty] | BakerLA
Cedar Lake | Cedar Lake | IN | Indiana | 18089 | Lake | 41.3697 | -87.4383 | 13183 | 601 | polygon | FALSE | TRUE | America/Chicago | 3 | 46303 | 1840009259 | [10 empty] | Cedar LakeIN
Globe | Globe | AZ | Arizona | 4007 | Gila | 33.3869 | -110.7515 | 13182 | 155 | polygon | FALSE | TRUE | America/Phoenix | 3 | 85501 85502 85532 | 1840020533 | [10 empty] | GlobeAZ
La Grange Park | La Grange Park | IL | Illinois | 17031 | Cook | 41.8308 | -87.8723 | 13178 | 2282 | polygon | FALSE | TRUE | America/Chicago | 2 | 60526 | 1840011256 | [10 empty] | La Grange ParkIL
Newton | Newton | NC | North Carolina | 37035 | Catawba | 35.663 | -81.2333 | 13177 | 369 | polygon | FALSE | TRUE | America/New_York | 3 | 28658 | 1840014523 | [10 empty] | NewtonNC
Warrenville | Warrenville | IL | Illinois | 17043 | DuPage | 41.821 | -88.1857 | 13174 | 934 | polygon | FALSE | TRUE | America/Chicago | 3 | 60555 | 1840010164 | [10 empty] | WarrenvilleIL
Hockessin | Hockessin | DE | Delaware | 10003 | New Castle | 39.7837 | -75.6815 | 13157 | 505 | polygon | FALSE | FALSE | America/New_York | 3 | 19707 19736 | 1840005573 | [10 empty] | HockessinDE
Rendon | Rendon | TX | Texas | 48439 | Tarrant | 32.5789 | -97.235 | 13150 | 205 | polygon | FALSE | FALSE | America/Chicago | 3 | 76028 76140 76063 | 1840019421 | [10 empty] | RendonTX
Sandpoint | Sandpoint | ID | Idaho | 16017 | Bonner | 48.2822 | -116.5613 | 13145 | 808 | polygon | FALSE | TRUE | America/Los_Angeles | 3 | 83864 | 1840021064 | [10 empty] | SandpointID
Loveland | Loveland | OH | Ohio | 39061 | Hamilton | 39.2679 | -84.2731 | 13145 | 1002 | polygon | FALSE | TRUE | America/New_York | 3 | 45140 | 1840003809 | [10 empty] | LovelandOH
Shorewood | Shorewood | WI | Wisconsin | 55079 | Milwaukee | 43.0914 | -87.8864 | 13145 | 3192 | polygon | FALSE | TRUE | America/Chicago | 2 | 53211 | 1840003031 | [10 empty] | ShorewoodWI
Trenton | Trenton | OH | Ohio | 39017 | Butler | 39.4792 | -84.462 | 13141 | 1112 | polygon | FALSE | TRUE | America/New_York | 3 | 45067 | 1840003805 | [10 empty] | TrentonOH
Coolidge | Coolidge | AZ | Arizona | 4021 | Pinal | 32.9395 | -111.5261 | 13130 | 69 | polygon | FALSE | TRUE | America/Phoenix | 3 | 85194 85128 | 1840019367 | [10 empty] | CoolidgeAZ
North Palm Beach | North Palm Beach | FL | Florida | 12099 | Palm Beach | 26.8216 | -80.0576 | 13127 | 1552 | polygon | FALSE | TRUE | America/New_York | 3 | 33408 | 1840018307 | [10 empty] | North Palm BeachFL
Stoughton | Stoughton | WI | Wisconsin | 55025 | Dane | 42.9234 | -89.2215 | 13114 | 871 | polygon | FALSE | TRUE | America/Chicago | 3 | 53589 | 1840002901 | [10 empty] | StoughtonWI
Mount Vernon | Mount Vernon | VA | Virginia | 51059 | Fairfax | 38.714 | -77.1043 | 13113 | 969 | polygon | FALSE | FALSE | America/New_York | 3 | 22309 22121 | 1840006020 | [10 empty] | Mount VernonVA
Warrensville Heights | Warrensville Heights | OH | Ohio | 39035 | Cuyahoga | 41.4363 | -81.5222 | 13108 | 1225 | polygon | FALSE | TRUE | America/New_York | 3 | 44128 44122 | 1840003419 | [10 empty] | Warrensville HeightsOH
Worthington | Worthington | MN | Minnesota | 27105 | Nobles | 43.6281 | -95.599 | 13099 | 645 | polygon | FALSE | TRUE | America/Chicago | 3 | 56187 | 1840010036 | [10 empty] | WorthingtonMN
Plover | Plover | WI | Wisconsin | 55097 | Portage | 44.4614 | -89.5383 | 13099 | 477 | polygon | FALSE | TRUE | America/Chicago | 3 | 54467 54492 | 1840002328 | [10 empty] | PloverWI
Martinsville | Martinsville | IN | Indiana | 18109 | Morgan | 39.4228 | -86.4208 | 13097 | 994 | polygon | FALSE | TRUE | America/Indiana/Indianapolis | 3 | 46151 | 1840008461 | [10 empty] | MartinsvilleIN
Mahomet | Mahomet | IL | Illinois | 17019 | Champaign | 40.1885 | -88.3904 | 13094 | 348 | polygon | FALSE | TRUE | America/Chicago | 3 | 61822 61853 | 1840012232 | [10 empty] | MahometIL
Superior | Superior | CO | Colorado | 8013 | Boulder | 39.9341 | -105.1588 | 13087 | 1280 | polygon | FALSE | TRUE | America/Denver | 3 | 80027 | 1840022425 | [10 empty] | SuperiorCO
Lone Tree | Lone Tree | CO | Colorado | 8035 | Douglas | 39.5309 | -104.871 | 13082 | 514 | polygon | FALSE | TRUE | America/Denver | 3 | 80124 80134 | 1840020222 | [10 empty] | Lone TreeCO
Montgomeryville | Montgomeryville | PA | Pennsylvania | 42091 | Montgomery | 40.2502 | -75.2405 | 13082 | 1062 | polygon | FALSE | FALSE | America/New_York | 3 | 18936 19446 19454 | 1840005457 | [10 empty] | MontgomeryvillePA
South Daytona | South Daytona | FL | Florida | 12127 | Volusia | 29.1656 | -81.0056 | 13080 | 1364 | polygon | FALSE | TRUE | America/New_York | 3 | 32119 | 1840015950 | [10 empty] | South DaytonaFL
Riverdale | Riverdale | IL | Illinois | 17031 | Cook | 41.6441 | -87.6365 | 13077 | 1412 | polygon | FALSE | TRUE | America/Chicago | 3 | 60827 | 1840011286 | [10 empty] | RiverdaleIL
Lumberton | Lumberton | TX | Texas | 48199 | Hardin | 30.2562 | -94.2071 | 13073 | 376 | polygon | FALSE | TRUE | America/Chicago | 3 | 77657 | 1840020896 | [10 empty] | LumbertonTX
Villas | Villas | FL | Florida | 12071 | Lee | 26.5504 | -81.8679 | 13072 | 1089 | polygon | FALSE | FALSE | America/New_York | 3 | 33912 33907 | 1840029092 | [10 empty] | VillasFL
Coatesville | Coatesville | PA | Pennsylvania | 42029 | Chester | 39.9849 | -75.8199 | 13069 | 2790 | polygon | FALSE | TRUE | America/New_York | 2 | 19320 | 1840001424 | [10 empty] | CoatesvillePA
Moody | Moody | AL | Alabama | 1115 | St. Clair | 33.5986 | -86.4963 | 13065 | 205 | polygon | FALSE | TRUE | America/Chicago | 3 | 35094 35173 35004 35120 | 1840014770 | [10 empty] | MoodyAL
McPherson | McPherson | KS | Kansas | 20113 | McPherson | 38.3714 | -97.6605 | 13061 | 678 | polygon | FALSE | TRUE | America/Chicago | 3 | 67460 | 1840001659 | [10 empty] | McPhersonKS
Fort Lewis | Fort Lewis | WA | Washington | 53053 | Pierce | 47.0955 | -122.5672 | 13054 | 492 | polygon | TRUE | TRUE | America/Los_Angeles | 3 | 98439 98433 | 1840073933 | [10 empty] | Fort LewisWA
Davidson | Davidson | NC | North Carolina | 37119 | Mecklenburg | 35.4846 | -80.8252 | 13054 | 844 | polygon | FALSE | TRUE | America/New_York | 3 | 28036 28035 | 1840016353 | [10 empty] | DavidsonNC
Edgewood | Edgewood | WA | Washington | 53053 | Pierce | 47.2309 | -122.2832 | 13053 | 601 | polygon | FALSE | TRUE | America/Los_Angeles | 3 | 98372 98371 | 1840019852 | [10 empty] | EdgewoodWA
Suamico | Suamico | WI | Wisconsin | 55009 | Brown | 44.6352 | -88.0664 | 13052 | 138 | polygon | FALSE | TRUE | America/Chicago | 3 | 54173 54313 | 1840000309 | [10 empty] | SuamicoWI
San Marino | San Marino | CA | California | 6037 | Los Angeles | 34.1224 | -118.1132 | 13048 | 1337 | polygon | FALSE | TRUE | America/Los_Angeles | 3 | 91108 91118 | 1840021863 | [10 empty] | San MarinoCA
Portland | Portland | TN | Tennessee | 47165 | Sumner | 36.5883 | -86.5194 | 13030 | 377 | polygon | FALSE | TRUE | America/Chicago | 3 | 37148 | 1840014418 | [10 empty] | PortlandTN
Fort Drum | Fort Drum | NY | New York | 36045 | Jefferson | 44.0451 | -75.7847 | 13020 | 350 | polygon | TRUE | TRUE | America/New_York | 3 | 13603 13602 | 1840073579 | [10 empty] | Fort DrumNY
Chatham | Chatham | IL | Illinois | 17167 | Sangamon | 39.6733 | -89.6938 | 13008 | 687 | polygon | FALSE | TRUE | America/Chicago | 3 | 62629 | 1840010560 | [10 empty] | ChathamIL
Lakeland Village | Lakeland Village | CA | California | 6065 | Riverside | 33.648 | -117.3706 | 13002 | 571 | polygon | FALSE | FALSE | America/Los_Angeles | 3 | 92530 | 1840017989 | [10 empty] | Lakeland VillageCA
Bellefonte | Bellefonte | PA | Pennsylvania | 42027 | Centre | 40.9141 | -77.7683 | 12998 | 1302 | polygon | FALSE | TRUE | America/New_York | 3 | 16823 | 1840000822 | [10 empty] | BellefontePA
Forest Hill | Forest Hill | TX | Texas | 48439 | Tarrant | 32.6619 | -97.2662 | 12988 | 1202 | polygon | FALSE | TRUE | America/Chicago | 3 | 76140 76119 | 1840020695 | [10 empty] | Forest HillTX
Vail | Vail | AZ | Arizona | 4019 | Pima | 32.0217 | -110.6937 | 12982 | 221 | polygon | FALSE | FALSE | America/Phoenix | 3 | 85641 85744 | 1840019487 | [10 empty] | VailAZ
Cypress Lake | Cypress Lake | FL | Florida | 12071 | Lee | 26.5391 | -81.9 | 12978 | 1298 | polygon | FALSE | FALSE | America/New_York | 3 | 33919 | 1840029032 | [10 empty] | Cypress LakeFL
Gladeview | Gladeview | FL | Florida | 12086 | Miami-Dade | 25.8395 | -80.2368 | 12977 | 1957 | polygon | FALSE | FALSE | America/New_York | 3 | 33147 | 1840029038 | [10 empty] | GladeviewFL
Monfort Heights | Monfort Heights | OH | Ohio | 39061 | Hamilton | 39.1822 | -84.6075 | 12962 | 841 | polygon | FALSE | FALSE | America/New_York | 3 | 45211 45247 45239 | 1840034325 | [10 empty] | Monfort HeightsOH
Braselton | Braselton | GA | Georgia | 13157 | Jackson | 34.1088 | -83.8128 | 12961 | 384 | polygon | FALSE | TRUE | America/New_York | 3 | 30548 30517 | 1840015596 | [10 empty] | BraseltonGA
Lapeer | Lapeer | MI | Michigan | 26087 | Lapeer | 43.0447 | -83.3254 | 12959 | 449 | polygon | FALSE | TRUE | America/Detroit | 3 | 48446 | 1840002896 | [10 empty] | LapeerMI
Sugarland Run | Sugarland Run | VA | Virginia | 51107 | Loudoun | 39.0309 | -77.3762 | 12956 | 2490 | polygon | FALSE | FALSE | America/New_York | 2 | 20164 | 1840024510 | [10 empty] | Sugarland RunVA
Dunmore | Dunmore | PA | Pennsylvania | 42069 | Lackawanna | 41.4152 | -75.6072 | 12954 | 560 | polygon | FALSE | TRUE | America/New_York | 3 | 18509 18510 18505 18512 18577 | 1840003381 | [10 empty] | DunmorePA
Georgetown | Georgetown | GA | Georgia | 13051 | Chatham | 31.9849 | -81.226 | 12951 | 608 | polygon | FALSE | FALSE | America/New_York | 3 | 31419 | 1840134450 | [10 empty] | GeorgetownGA
Kittanning | Kittanning | PA | Pennsylvania | 42005 | Armstrong | 40.8279 | -79.5233 | 12950 | 1442 | polygon | FALSE | TRUE | America/New_York | 3 | 16201 | 1840003519 | [10 empty] | KittanningPA
Vinings | Vinings | GA | Georgia | 13067 | Cobb | 33.8608 | -84.4686 | 12934 | 1597 | polygon | FALSE | FALSE | America/New_York | 3 | 30339 | 1840013687 | [10 empty] | ViningsGA
Sharon | Sharon | PA | Pennsylvania | 42085 | Mercer | 41.234 | -80.4997 | 12933 | 1323 | polygon | FALSE | TRUE | America/New_York | 3 | 16146 | 1840003441 | [10 empty] | SharonPA
Claremont | Claremont | NH | New Hampshire | 33019 | Sullivan | 43.379 | -72.3368 | 12932 | 115 | polygon | FALSE | TRUE | America/New_York | 3 | 3743 | 1840002805 | [10 empty] | ClaremontNH
New Carrollton | New Carrollton | MD | Maryland | 24033 | Prince George's | 38.9654 | -76.8773 | 12928 | 3236 | polygon | FALSE | TRUE | America/New_York | 2 | 20784 | 1840005978 | [10 empty] | New CarrolltonMD
Oakland | Oakland | NJ | New Jersey | 34003 | Bergen | 41.0313 | -74.2408 | 12926 | 586 | polygon | FALSE | TRUE | America/New_York | 3 | 7436 | 1840000912 | [10 empty] | OaklandNJ
Verde Village | Verde Village | AZ | Arizona | 4025 | Yavapai | 34.7122 | -111.9943 | 12903 | 726 | polygon | FALSE | FALSE | America/Phoenix | 3 | 86326 | 1840017843 | [10 empty] | Verde VillageAZ
Ridgefield Park | Ridgefield Park | NJ | New Jersey | 34003 | Bergen | 40.8543 | -74.0201 | 12901 | 2921 | polygon | FALSE | TRUE | America/New_York | 2 | 7660 | 1840000898 | [10 empty] | Ridgefield ParkNJ
Irondale | Irondale | AL | Alabama | 1073 | Jefferson | 33.544 | -86.6599 | 12893 | 287 | polygon | FALSE | TRUE | America/Chicago | 3 | 35210 35015 | 1840014797 | [10 empty] | IrondaleAL
Lake Wylie | Lake Wylie | SC | South Carolina | 45091 | York | 35.0997 | -81.0677 | 12885 | 632 | polygon | FALSE | FALSE | America/New_York | 3 | 29745 29710 | 1840013518 | [10 empty] | Lake WylieSC
Sturgis | Sturgis | MI | Michigan | 26149 | St. Joseph | 41.7995 | -85.4182 | 12881 | 622 | polygon | FALSE | TRUE | America/Detroit | 3 | 49091 | 1840003254 | [10 empty] | SturgisMI
Loganville | Loganville | GA | Georgia | 13297 | Walton | 33.8353 | -83.8957 | 12880 | 677 | polygon | FALSE | TRUE | America/New_York | 3 | 30052 | 1840015656 | [10 empty] | LoganvilleGA
Lawrenceburg | Lawrenceburg | IN | Indiana | 18029 | Dearborn | 39.0986 | -84.8713 | 12871 | 365 | polygon | FALSE | TRUE | America/New_York | 3 | 47025 | 1840008523 | [10 empty] | LawrenceburgIN
Lakeland North | Lakeland North | WA | Washington | 53033 | King | 47.3374 | -122.2812 | 12867 | 1530 | polygon | FALSE | TRUE | America/Los_Angeles | 3 | 98001 | 1840074254 | [10 empty] | Lakeland NorthWA
West Carrollton | West Carrollton | OH | Ohio | 39113 | Montgomery | 39.6701 | -84.2542 | 12864 | 772 | polygon | FALSE | TRUE | America/New_York | 3 | 45449 45342 | 1840059955 | [10 empty] | West CarrolltonOH
Finneytown | Finneytown | OH | Ohio | 39061 | Hamilton | 39.2159 | -84.5145 | 12856 | 1231 | polygon | FALSE | FALSE | America/New_York | 3 | 45224 45231 | 1840034109 | [10 empty] | FinneytownOH
Ridge | Ridge | NY | New York | 36103 | Suffolk | 40.9068 | -72.8816 | 12854 | 375 | polygon | FALSE | FALSE | America/New_York | 3 | 11961 11786 | 1840005068 | [10 empty] | RidgeNY
Glen Carbon | Glen Carbon | IL | Illinois | 17119 | Madison | 38.758 | -89.983 | 12850 | 483 | polygon | FALSE | TRUE | America/Chicago | 3 | 62034 | 1840012795 | [10 empty] | Glen CarbonIL
Key Biscayne | Key Biscayne | FL | Florida | 12086 | Miami-Dade | 25.6908 | -80.1653 | 12846 | 3976 | polygon | FALSE | TRUE | America/New_York | 2 | 33149 | 1840018333 | [10 empty] | Key BiscayneFL
Marshall | Marshall | MO | Missouri | 29195 | Saline | 39.1147 | -93.201 | 12841 | 489 | polygon | FALSE | TRUE | America/Chicago | 3 | 65340 | 1840008509 | [10 empty] | MarshallMO
Lake Tapps | Lake Tapps | WA | Washington | 53053 | Pierce | 47.2307 | -122.1694 | 12838 | 404 | polygon | FALSE | TRUE | America/Los_Angeles | 3 | 98391 | 1840041971 | [10 empty] | Lake TappsWA
Spearfish | Spearfish | SD | South Dakota | 46081 | Lawrence | 44.4912 | -103.8167 | 12836 | 275 | polygon | FALSE | TRUE | America/Denver | 3 | 57783 57799 | 1840002374 | [10 empty] | SpearfishSD
Federal Heights | Federal Heights | CO | Colorado | 8001 | Adams | 39.8651 | -105.0154 | 12827 | 2788 | polygon | FALSE | TRUE | America/Denver | 2 | 80260 | 1840028425 | [10 empty] | Federal HeightsCO
Cornelius | Cornelius | OR | Oregon | 41067 | Washington | 45.519 | -123.0514 | 12822 | 2181 | polygon | FALSE | TRUE | America/Los_Angeles | 2 | 97113 | 1840018557 | [10 empty] | CorneliusOR
Cedartown | Cedartown | GA | Georgia | 13233 | Polk | 34.0223 | -85.2479 | 12819 | 422 | polygon | FALSE | TRUE | America/New_York | 3 | 30125 30138 | 1840014752 | [10 empty] | CedartownGA
Cloquet | Cloquet | MN | Minnesota | 27017 | Carlton | 46.7221 | -92.4923 | 12813 | 131 | polygon | FALSE | TRUE | America/Chicago | 3 | 55720 | 1840006646 | [10 empty] | CloquetMN
Weigelstown | Weigelstown | PA | Pennsylvania | 42133 | York | 39.9843 | -76.8315 | 12812 | 851 | polygon | FALSE | FALSE | America/New_York | 3 | 17408 17315 | 1840005509 | [10 empty] | WeigelstownPA
Kingston | Kingston | PA | Pennsylvania | 42079 | Luzerne | 41.2652 | -75.8875 | 12812 | 2324 | polygon | FALSE | TRUE | America/New_York | 2 | 18704 | 1840000756 | [10 empty] | KingstonPA
Lilburn | Lilburn | GA | Georgia | 13135 | Gwinnett | 33.8887 | -84.1379 | 12810 | 773 | polygon | FALSE | TRUE | America/New_York | 3 | 30047 30048 | 1840015613 | [10 empty] | LilburnGA
South Sioux City | South Sioux City | NE | Nebraska | 31043 | Dakota | 42.4627 | -96.4126 | 12809 | 771 | polygon | FALSE | TRUE | America/Chicago | 3 | 68776 | 1840009129 | [10 empty] | South Sioux CityNE
Maryville | Maryville | MO | Missouri | 29147 | Nodaway | 40.3428 | -94.8701 | 12808 | 702 | polygon | FALSE | TRUE | America/Chicago | 3 | 64468 | 1840008349 | [10 empty] | MaryvilleMO
Ardmore | Ardmore | PA | Pennsylvania | 42091 | Montgomery | 40.0033 | -75.2947 | 12808 | 2509 | polygon | FALSE | FALSE | America/New_York | 2 | 19096 19003 | 1840005455 | [10 empty] | ArdmorePA
Franklin | Franklin | LA | Louisiana | 22101 | St. Mary | 29.7851 | -91.5098 | 12803 | 261 | polygon | FALSE | TRUE | America/Chicago | 3 | 70538 | 1840014019 | [10 empty] | FranklinLA
University Heights | University Heights | OH | Ohio | 39035 | Cuyahoga | 41.4948 | -81.5348 | 12797 | 2714 | polygon | FALSE | TRUE | America/New_York | 2 | 44118 | 1840003416 | [10 empty] | University HeightsOH
College | College | AK | Alaska | 2090 | Fairbanks North Star | 64.8694 | -147.8217 | 12791 | 263 | polygon | FALSE | FALSE | America/Anchorage | 3 | 99709 99775 | 1840023462 | [10 empty] | CollegeAK
Lahaina | Lahaina | HI | Hawaii | 15009 | Maui | 20.8848 | -156.6618 | 12776 | 633 | polygon | FALSE | FALSE | Pacific/Honolulu | 3 | 96761 | 1840023234 | [10 empty] | LahainaHI
Glendale | Glendale | WI | Wisconsin | 55079 | Milwaukee | 43.1288 | -87.9277 | 12768 | 855 | polygon | FALSE | TRUE | America/Chicago | 3 | 53209 53217 53212 | 1840003037 | [10 empty] | GlendaleWI
Terryville | Terryville | NY | New York | 36103 | Suffolk | 40.909 | -73.0492 | 12764 | 1526 | polygon | FALSE | FALSE | America/New_York | 3 | 11776 | 1840005105 | [10 empty] | TerryvilleNY
Othello | Othello | WA | Washington | 53001 | Adams | 46.8221 | -119.1652 | 12761 | 814 | polygon | FALSE | TRUE | America/Los_Angeles | 3 | 99344 | 1840019862 | [10 empty] | OthelloWA
Gulf Shores | Gulf Shores | AL | Alabama | 1003 | Baldwin | 30.2759 | -87.7013 | 12757 | 174 | polygon | FALSE | TRUE | America/Chicago | 3 | 36542 36547 | 1840013886 | [10 empty] | Gulf ShoresAL
Wilton Manors | Wilton Manors | FL | Florida | 12011 | Broward | 26.1593 | -80.1395 | 12756 | 2500 | polygon | FALSE | TRUE | America/New_York | 2 | 33305 33334 33311 | 1840016004 | [10 empty] | Wilton ManorsFL
Yulee | Yulee | FL | Florida | 12089 | Nassau | 30.635 | -81.5678 | 12754 | 212 | polygon | FALSE | FALSE | America/New_York | 3 | 32097 32041 | 1840013928 | [10 empty] | YuleeFL
Athens | Athens | TX | Texas | 48213 | Henderson | 32.2041 | -95.8321 | 12753 | 276 | polygon | FALSE | TRUE | America/Chicago | 3 | 75751 75752 | 1840019500 | [10 empty] | AthensTX
Jupiter Farms | Jupiter Farms | FL | Florida | 12099 | Palm Beach | 26.9224 | -80.2187 | 12750 | 329 | polygon | FALSE | TRUE | America/New_York | 3 | 33478 | 1840042432 | [10 empty] | Jupiter FarmsFL
Tarboro | Tarboro | NC | North Carolina | 37065 | Edgecombe | 35.9046 | -77.5563 | 12748 | 357 | polygon | FALSE | TRUE | America/New_York | 3 | 27886 | 1840016177 | [10 empty] | TarboroNC
Wickliffe | Wickliffe | OH | Ohio | 39085 | Lake | 41.6072 | -81.469 | 12744 | 1067 | polygon | FALSE | TRUE | America/New_York | 3 | 44092 | 1840000546 | [10 empty] | WickliffeOH
Elgin | Elgin | TX | Texas | 48021 | Bastrop | 30.352 | -97.3879 | 12733 | 620 | polygon | FALSE | TRUE | America/Chicago | 3 | 78621 | 1840020903 | [10 empty] | ElginTX
Mercerville | Mercerville | NJ | New Jersey | 34021 | Mercer | 40.236 | -74.6916 | 12730 | 1332 | polygon | FALSE | FALSE | America/New_York | 3 | 08690 08619 | 1840033344 | [10 empty] | MercervilleNJ
La Homa | La Homa | TX | Texas | 48215 | Hidalgo | 26.2773 | -98.3579 | 12729 | 729 | polygon | FALSE | FALSE | America/Chicago | 3 | 78574 | 1840037093 | [10 empty] | La HomaTX
Dover | Dover | OH | Ohio | 39157 | Tuscarawas | 40.5302 | -81.4805 | 12723 | 863 | polygon | FALSE | TRUE | America/New_York | 3 | 44622 | 1840007217 | [10 empty] | DoverOH
Greenville | Greenville | OH | Ohio | 39037 | Darke | 40.1043 | -84.6209 | 12720 | 733 | polygon | FALSE | TRUE | America/New_York | 3 | 45331 | 1840008366 | [10 empty] | GreenvilleOH
Borger | Borger | TX | Texas | 48233 | Hutchinson | 35.6598 | -101.4012 | 12718 | 545 | polygon | FALSE | TRUE | America/Chicago | 3 | 79007 79008 | 1840019083 | [10 empty] | BorgerTX
Bonita | Bonita | CA | California | 6073 | San Diego | 32.6652 | -117.0295 | 12706 | 978 | polygon | FALSE | FALSE | America/Los_Angeles | 3 | 91902 | 1840018015 | [10 empty] | BonitaCA
Charlotte | Charlotte | MI | Michigan | 26045 | Eaton | 42.5662 | -84.8304 | 12703 | 544 | polygon | FALSE | TRUE | America/Detroit | 3 | 48813 | 1840003107 | [10 empty] | CharlotteMI
Broussard | Broussard | LA | Louisiana | 22055 | Lafayette | 30.1393 | -91.9538 | 12700 | 279 | polygon | FALSE | TRUE | America/Chicago | 3 | 70518 | 1840013964 | [10 empty] | BroussardLA
Dorado | Dorado | PR | Puerto Rico | 72051 | Dorado | 18.4657 | -66.2724 | 12695 | 1565 | polygon | FALSE | FALSE | America/Puerto_Rico | 3 | 646 | 1630023736 | [10 empty] | DoradoPR
Herrin | Herrin | IL | Illinois | 17199 | Williamson | 37.7983 | -89.0305 | 12687 | 506 | polygon | FALSE | TRUE | America/Chicago | 3 | 62948 62933 | 1840007576 | [10 empty] | HerrinIL
ManatÃ­ | Manati | PR | Puerto Rico | 72091 | ManatÃ­ | 18.4283 | -66.4823 | 12683 | 2354 | polygon | FALSE | FALSE | America/Puerto_Rico | 2 | 674 | 1630023562 | [10 empty] | ManatÃ­PR
Choctaw | Choctaw | OK | Oklahoma | 40109 | Oklahoma | 35.48 | -97.2666 | 12674 | 179 | polygon | FALSE | TRUE | America/Chicago | 3 | 73020 | 1840019152 | [10 empty] | ChoctawOK
Manvel | Manvel | TX | Texas | 48039 | Brazoria | 29.4793 | -95.3659 | 12671 | 191 | polygon | FALSE | TRUE | America/Chicago | 3 | 77578 | 1840020977 | [10 empty] | ManvelTX
Los Alamos | Los Alamos | NM | New Mexico | 35028 | Los Alamos | 35.8926 | -106.2862 | 12666 | 439 | polygon | FALSE | FALSE | America/Denver | 3 | 87544 87545 | 1840017779 | [10 empty] | Los AlamosNM
Oregon | Oregon | WI | Wisconsin | 55025 | Dane | 42.9253 | -89.3892 | 12664 | 909 | polygon | FALSE | TRUE | America/Chicago | 3 | 53575 | 1840002922 | [10 empty] | OregonWI
Commerce | Commerce | CA | California | 6037 | Los Angeles | 33.9963 | -118.1519 | 12661 | 747 | polygon | FALSE | TRUE | America/Los_Angeles | 3 | 90040 90022 90023 90091 | 1840019239 | [10 empty] | CommerceCA
Taylorville | Taylorville | IL | Illinois | 17021 | Christian | 39.5328 | -89.2804 | 12659 | 387 | polygon | FALSE | TRUE | America/Chicago | 3 | 62568 | 1840009547 | [10 empty] | TaylorvilleIL
Riviera Beach | Riviera Beach | MD | Maryland | 24003 | Anne Arundel | 39.1628 | -76.5263 | 12658 | 1855 | polygon | FALSE | FALSE | America/New_York | 3 | 21122 21226 | 1840005916 | [10 empty] | Riviera BeachMD
Port Neches | Port Neches | TX | Texas | 48245 | Jefferson | 29.9765 | -93.946 | 12655 | 566 | polygon | FALSE | TRUE | America/Chicago | 3 | 77651 | 1840020920 | [10 empty] | Port NechesTX
Prineville | Prineville | OR | Oregon | 41013 | Crook | 44.2985 | -120.8607 | 12650 | 323 | polygon | FALSE | TRUE | America/Los_Angeles | 3 | 97754 | 1840019999 | [10 empty] | PrinevilleOR
Lakeland | Lakeland | TN | Tennessee | 47157 | Shelby | 35.2585 | -89.7308 | 12642 | 207 | polygon | FALSE | TRUE | America/Chicago | 3 | 38002 | 1840014594 | [10 empty] | LakelandTN
Peru | Peru | IN | Indiana | 18103 | Miami | 40.7594 | -86.0757 | 12642 | 772 | polygon | FALSE | TRUE | America/Indiana/Indianapolis | 3 | 46970 | 1840009363 | [10 empty] | PeruIN
White House | White House | TN | Tennessee | 47165 | Sumner | 36.4648 | -86.6665 | 12638 | 435 | polygon | FALSE | TRUE | America/Chicago | 3 | 37188 | 1840015274 | [10 empty] | White HouseTN
Clarkston | Clarkston | GA | Georgia | 13089 | DeKalb | 33.8117 | -84.2404 | 12637 | 2695 | polygon | FALSE | TRUE | America/New_York | 2 | 30079 30021 | 1840014776 | [10 empty] | ClarkstonGA
Keokuk | Keokuk | IA | Iowa | 19111 | Lee | 40.4095 | -91.403 | 12635 | 431 | polygon | FALSE | TRUE | America/Chicago | 3 | 52632 | 1840001036 | [10 empty] | KeokukIA
St. Ann | St. Ann | MO | Missouri | 29189 | St. Louis | 38.7266 | -90.3872 | 12629 | 1545 | polygon | FALSE | TRUE | America/Chicago | 3 | 63074 | 1840009771 | [10 empty] | St. AnnMO
Mastic Beach | Mastic Beach | NY | New York | 36103 | Suffolk | 40.7679 | -72.8375 | 12610 | 1031 | polygon | FALSE | FALSE | America/New_York | 3 | 11951 | 1840005089 | [10 empty] | Mastic BeachNY
Justice | Justice | IL | Illinois | 17031 | Cook | 41.7495 | -87.8345 | 12608 | 1714 | polygon | FALSE | TRUE | America/Chicago | 3 | 60458 | 1840011253 | [10 empty] | JusticeIL
Elfers | Elfers | FL | Florida | 12101 | Pasco | 28.214 | -82.723 | 12600 | 1369 | polygon | FALSE | FALSE | America/New_York | 3 | 34690 34653 34652 34680 | 1840013122 | [10 empty] | ElfersFL
Fulton | Fulton | MO | Missouri | 29027 | Callaway | 38.8551 | -91.9511 | 12596 | 394 | polygon | FALSE | TRUE | America/Chicago | 3 | 65251 | 1840008560 | [10 empty] | FultonMO
Minneola | Minneola | FL | Florida | 12069 | Lake | 28.6067 | -81.7322 | 12595 | 437 | polygon | FALSE | TRUE | America/New_York | 3 | 34715 34755 | 1840015081 | [10 empty] | MinneolaFL
Oskaloosa | Oskaloosa | IA | Iowa | 19123 | Mahaska | 41.2922 | -92.6403 | 12592 | 553 | polygon | FALSE | TRUE | America/Chicago | 3 | 52577 | 1840000650 | [10 empty] | OskaloosaIA
Urbana | Urbana | MD | Maryland | 24021 | Frederick | 39.3237 | -77.3411 | 12587 | 733 | polygon | FALSE | FALSE | America/New_York | 3 | 21704 21754 | 1840024455 | [10 empty] | UrbanaMD
Grand Terrace | Grand Terrace | CA | California | 6071 | San Bernardino | 34.0312 | -117.3132 | 12584 | 1385 | polygon | FALSE | TRUE | America/Los_Angeles | 3 | 92313 | 1840020403 | [10 empty] | Grand TerraceCA
Panama City Beach | Panama City Beach | FL | Florida | 12005 | Bay | 30.2369 | -85.8775 | 12583 | 251 | polygon | FALSE | TRUE | America/Chicago | 3 | 32407 32413 32417 | 1840015035 | [10 empty] | Panama City BeachFL
Woodland Park | Woodland Park | NJ | New Jersey | 34031 | Passaic | 40.8905 | -74.1945 | 12581 | 1652 | polygon | FALSE | TRUE | America/New_York | 3 | 7424 | 1840056421 | [10 empty] | Woodland ParkNJ
Lantana | Lantana | FL | Florida | 12099 | Palm Beach | 26.5834 | -80.0564 | 12581 | 2046 | polygon | FALSE | TRUE | America/New_York | 2 | 33462 33464 | 1840017259 | [10 empty] | LantanaFL
Richmond | Richmond | TX | Texas | 48157 | Fort Bend | 29.5825 | -95.7602 | 12578 | 1179 | polygon | FALSE | TRUE | America/Chicago | 3 | 77406 77469 | 1840020947 | [10 empty] | RichmondTX
Jackson | Jackson | WY | Wyoming | 56039 | Teton | 43.4721 | -110.7745 | 12576 | 1378 | polygon | FALSE | TRUE | America/Denver | 3 | 83001 83002 | 1840021258 | [10 empty] | JacksonWY
Fredericksburg | Fredericksburg | TX | Texas | 48171 | Gillespie | 30.2661 | -98.8749 | 12567 | 490 | polygon | FALSE | TRUE | America/Chicago | 3 | 78624 | 1840020898 | [10 empty] | FredericksburgTX
Muscoy | Muscoy | CA | California | 6071 | San Bernardino | 34.155 | -117.3477 | 12562 | 1606 | polygon | FALSE | FALSE | America/Los_Angeles | 3 | 92407 | 1840028097 | [10 empty] | MuscoyCA
Belmont | Belmont | NC | North Carolina | 37071 | Gaston | 35.2211 | -81.0402 | 12558 | 400 | polygon | FALSE | TRUE | America/New_York | 3 | 28012 | 1840013469 | [10 empty] | BelmontNC
Annapolis Neck | Annapolis Neck | MD | Maryland | 24003 | Anne Arundel | 38.9408 | -76.4997 | 12551 | 699 | polygon | FALSE | TRUE | America/New_York | 3 | 21403 21037 | 1840039445 | [10 empty] | Annapolis NeckMD
Jacksonville | Jacksonville | AL | Alabama | 1015 | Calhoun | 33.8088 | -85.7545 | 12544 | 443 | polygon | FALSE | TRUE | America/Chicago | 3 | 36265 | 1840007433 | [10 empty] | JacksonvilleAL
Endicott | Endicott | NY | New York | 36007 | Broome | 42.098 | -76.0639 | 12532 | 1514 | polygon | FALSE | TRUE | America/New_York | 3 | 13760 13737 13761 13763 | 1840004664 | [10 empty] | EndicottNY
Cheney | Cheney | WA | Washington | 53063 | Spokane | 47.4901 | -117.579 | 12522 | 1113 | polygon | FALSE | TRUE | America/Los_Angeles | 3 | 99004 | 1840018398 | [10 empty] | CheneyWA
Palos Heights | Palos Heights | IL | Illinois | 17031 | Cook | 41.6637 | -87.7959 | 12520 | 1281 | polygon | FALSE | TRUE | America/Chicago | 3 | 60463 | 1840009181 | [10 empty] | Palos HeightsIL
Boone | Boone | IA | Iowa | 19015 | Boone | 42.053 | -93.877 | 12513 | 526 | polygon | FALSE | TRUE | America/Chicago | 3 | 50036 50037 50099 | 1840007012 | [10 empty] | BooneIA
North St. Paul | North St. Paul | MN | Minnesota | 27123 | Ramsey | 45.0137 | -92.9995 | 12506 | 1691 | polygon | FALSE | TRUE | America/Chicago | 3 | 55109 | 1840007843 | [10 empty] | North St. PaulMN
Ocean Pines | Ocean Pines | MD | Maryland | 24047 | Worcester | 38.3825 | -75.1475 | 12499 | 724 | polygon | FALSE | FALSE | America/New_York | 3 | 21811 | 1840006252 | [10 empty] | Ocean PinesMD
Cherry Creek | Cherry Creek | CO | Colorado | 8005 | Arapahoe | 39.6094 | -104.8645 | 12496 | 2888 | polygon | FALSE | FALSE | America/Denver | 2 | 80111 | 1840028588 | [10 empty] | Cherry CreekCO
RÃ­o Grande | Rio Grande | PR | Puerto Rico | 72119 | RÃ­o Grande | 18.3789 | -65.8388 | 12492 | 3488 | polygon | FALSE | FALSE | America/Puerto_Rico | 2 | 745 | 1630023701 | [10 empty] | RÃ­o GrandePR
Paris | Paris | KY | Kentucky | 21017 | Bourbon | 38.2016 | -84.2719 | 12485 | 471 | polygon | FALSE | TRUE | America/New_York | 3 | 40361 40362 | 1840014315 | [10 empty] | ParisKY
Irmo | Irmo | SC | South Carolina | 45063 | Lexington | 34.1018 | -81.1957 | 12483 | 703 | polygon | FALSE | TRUE | America/New_York | 3 | 29212 29063 | 1840016723 | [10 empty] | IrmoSC
San Anselmo | San Anselmo | CA | California | 6041 | Marin | 37.9821 | -122.5699 | 12476 | 1799 | polygon | FALSE | TRUE | America/Los_Angeles | 3 | 94960 94978 94979 | 1840022520 | [10 empty] | San AnselmoCA
Marysville | Marysville | CA | California | 6115 | Yuba | 39.1518 | -121.5835 | 12476 | 1390 | polygon | FALSE | TRUE | America/Los_Angeles | 3 | 95901 | 1840020219 | [10 empty] | MarysvilleCA
Woodhaven | Woodhaven | MI | Michigan | 26163 | Wayne | 42.132 | -83.2374 | 12469 | 753 | polygon | FALSE | TRUE | America/Detroit | 3 | 48183 | 1840001848 | [10 empty] | WoodhavenMI
Bedford | Bedford | OH | Ohio | 39035 | Cuyahoga | 41.3919 | -81.5359 | 12457 | 898 | polygon | FALSE | TRUE | America/New_York | 3 | 44146 | 1840003396 | [10 empty] | BedfordOH
Trophy Club | Trophy Club | TX | Texas | 48121 | Denton | 33.0038 | -97.1897 | 12451 | 1218 | polygon | FALSE | TRUE | America/Chicago | 3 | 76262 | 1840022993 | [10 empty] | Trophy ClubTX
Riverton | Riverton | WY | Wyoming | 56013 | Fremont | 43.0421 | -108.414 | 12445 | 402 | polygon | FALSE | TRUE | America/Denver | 3 | 82501 | 1840020026 | [10 empty] | RivertonWY
Shepherdsville | Shepherdsville | KY | Kentucky | 21029 | Bullitt | 37.9806 | -85.6999 | 12442 | 330 | polygon | FALSE | TRUE | America/New_York | 3 | 40165 40166 | 1840015214 | [10 empty] | ShepherdsvilleKY
Plymouth | Plymouth | IN | Indiana | 18099 | Marshall | 41.3483 | -86.3187 | 12433 | 508 | polygon | FALSE | TRUE | America/Indiana/Indianapolis | 3 | 46563 | 1840014170 | [10 empty] | PlymouthIN
Manchester | Manchester | TN | Tennessee | 47031 | Coffee | 35.463 | -86.0774 | 12433 | 298 | polygon | FALSE | TRUE | America/Chicago | 3 | 37355 37349 | 1840015409 | [10 empty] | ManchesterTN
Waconia | Waconia | MN | Minnesota | 27019 | Carver | 44.8412 | -93.7927 | 12428 | 1033 | polygon | FALSE | TRUE | America/Chicago | 3 | 55387 | 1840010008 | [10 empty] | WaconiaMN
Stony Brook | Stony Brook | NY | New York | 36103 | Suffolk | 40.906 | -73.1278 | 12428 | 826 | polygon | FALSE | FALSE | America/New_York | 3 | 11790 | 1840005104 | [10 empty] | Stony BrookNY
St. Peter | St. Peter | MN | Minnesota | 27103 | Nicollet | 44.3296 | -93.9659 | 12421 | 756 | polygon | FALSE | TRUE | America/Chicago | 3 | 56082 | 1840008972 | [10 empty] | St. PeterMN
Kelso | Kelso | WA | Washington | 53015 | Cowlitz | 46.1236 | -122.891 | 12417 | 589 | polygon | FALSE | TRUE | America/Los_Angeles | 3 | 98626 98632 | 1840018503 | [10 empty] | KelsoWA
Elkhorn | Elkhorn | WI | Wisconsin | 55127 | Walworth | 42.6711 | -88.5377 | 12404 | 481 | polygon | FALSE | TRUE | America/Chicago | 3 | 53121 | 1840002480 | [10 empty] | ElkhornWI
Gatesville | Gatesville | TX | Texas | 48099 | Coryell | 31.4419 | -97.7351 | 12401 | 552 | polygon | FALSE | TRUE | America/Chicago | 3 | 76528 76596 76598 76599 | 1840020825 | [10 empty] | GatesvilleTX
Goldenrod | Goldenrod | FL | Florida | 12117 | Seminole | 28.6114 | -81.2916 | 12384 | 1893 | polygon | FALSE | FALSE | America/New_York | 3 | 32792 | 1840014080 | [10 empty] | GoldenrodFL
Virginia | Virginia | MN | Minnesota | 27137 | St. Louis | 47.5169 | -92.5128 | 12381 | 172 | polygon | FALSE | TRUE | America/Chicago | 3 | 55792 55777 | 1840009954 | [10 empty] | VirginiaMN
Chino Valley | Chino Valley | AZ | Arizona | 4025 | Yavapai | 34.7593 | -112.4107 | 12375 | 75 | polygon | FALSE | TRUE | America/Phoenix | 3 | 86323 | 1840022753 | [10 empty] | Chino ValleyAZ
Lakeside | Lakeside | VA | Virginia | 51087 | Henrico | 37.6133 | -77.4768 | 12374 | 1104 | polygon | FALSE | FALSE | America/New_York | 3 | 23228 | 1840006392 | [10 empty] | LakesideVA
Newington Forest | Newington Forest | VA | Virginia | 51059 | Fairfax | 38.7371 | -77.2339 | 12373 | 1442 | polygon | FALSE | TRUE | America/New_York | 3 | 22153 22079 | 1840041848 | [10 empty] | Newington ForestVA
Blue Ash | Blue Ash | OH | Ohio | 39061 | Hamilton | 39.248 | -84.3827 | 12372 | 629 | polygon | FALSE | TRUE | America/New_York | 3 | 45241 45242 45236 | 1840003812 | [10 empty] | Blue AshOH
Lewisburg | Lewisburg | TN | Tennessee | 47117 | Marshall | 35.4494 | -86.7897 | 12368 | 353 | polygon | FALSE | TRUE | America/Chicago | 3 | 37091 | 1840014544 | [10 empty] | LewisburgTN
Wilmington | Wilmington | OH | Ohio | 39027 | Clinton | 39.4387 | -83.8184 | 12366 | 438 | polygon | FALSE | TRUE | America/New_York | 3 | 45177 | 1840010630 | [10 empty] | WilmingtonOH
Harrison | Harrison | WI | Wisconsin | 55015 | Calumet | 44.1935 | -88.2941 | 12358 | 149 | polygon | FALSE | TRUE | America/Chicago | 3 | 54952 54169 54130 54915 54129 | 1840038103 | [10 empty] | HarrisonWI
Holly Hill | Holly Hill | FL | Florida | 12127 | Volusia | 29.2443 | -81.0463 | 12357 | 1203 | polygon | FALSE | TRUE | America/New_York | 3 | 32117 32125 | 1840015078 | [10 empty] | Holly HillFL
Lansdowne | Lansdowne | VA | Virginia | 51107 | Loudoun | 39.0846 | -77.4839 | 12354 | 1198 | polygon | FALSE | TRUE | America/New_York | 3 | 20147 20176 | 1840041773 | [10 empty] | LansdowneVA
Minnehaha | Minnehaha | WA | Washington | 53011 | Clark | 45.6577 | -122.6204 | 12353 | 2158 | polygon | FALSE | FALSE | America/Los_Angeles | 2 | 98661 | 1840018518 | [10 empty] | MinnehahaWA
New Baltimore | New Baltimore | MI | Michigan | 26099 | Macomb | 42.6903 | -82.7398 | 12347 | 1036 | polygon | FALSE | TRUE | America/Detroit | 3 | 48047 | 1840003090 | [10 empty] | New BaltimoreMI
Gulfport | Gulfport | FL | Florida | 12103 | Pinellas | 27.7463 | -82.71 | 12342 | 1720 | polygon | FALSE | TRUE | America/New_York | 3 | 33707 33711 | 1840014145 | [10 empty] | GulfportFL
Forestville | Forestville | MD | Maryland | 24033 | Prince George's | 38.8518 | -76.8708 | 12342 | 1213 | polygon | FALSE | FALSE | America/New_York | 3 | 20747 | 1840005942 | [10 empty] | ForestvilleMD
Derby | Derby | CT | Connecticut | 9009 | New Haven | 41.3265 | -73.0833 | 12339 | 942 | polygon | FALSE | TRUE | America/New_York | 3 | 6418 | 1840004847 | [10 empty] | DerbyCT
Kewanee | Kewanee | IL | Illinois | 17073 | Henry | 41.2399 | -89.9263 | 12339 | 722 | polygon | FALSE | TRUE | America/Chicago | 3 | 61443 | 1840008206 | [10 empty] | KewaneeIL
Orange City | Orange City | FL | Florida | 12127 | Volusia | 28.9347 | -81.2881 | 12335 | 609 | polygon | FALSE | TRUE | America/New_York | 3 | 32763 32774 | 1840015075 | [10 empty] | Orange CityFL
Lakeland Highlands | Lakeland Highlands | FL | Florida | 12105 | Polk | 27.9572 | -81.9496 | 12332 | 979 | polygon | FALSE | FALSE | America/New_York | 3 | 33813 | 1840029047 | [10 empty] | Lakeland HighlandsFL
Bastrop | Bastrop | LA | Louisiana | 22067 | Morehouse | 32.7749 | -91.9058 | 12327 | 434 | polygon | FALSE | TRUE | America/Chicago | 3 | 71220 71221 | 1840013793 | [10 empty] | BastropLA
Gladstone | Gladstone | OR | Oregon | 41005 | Clackamas | 45.3864 | -122.5933 | 12324 | 1986 | polygon | FALSE | TRUE | America/Los_Angeles | 3 | 97027 | 1840019949 | [10 empty] | GladstoneOR
Patchogue | Patchogue | NY | New York | 36103 | Suffolk | 40.7621 | -73.0185 | 12321 | 2104 | polygon | FALSE | TRUE | America/New_York | 2 | 11772 | 1840005129 | [10 empty] | PatchogueNY
Winnetka | Winnetka | IL | Illinois | 17031 | Cook | 42.1064 | -87.7421 | 12316 | 1249 | polygon | FALSE | TRUE | America/Chicago | 3 | 60093 | 1840011317 | [10 empty] | WinnetkaIL
Markham | Markham | IL | Illinois | 17031 | Cook | 41.6 | -87.6905 | 12314 | 879 | polygon | FALSE | TRUE | America/Chicago | 3 | 60428 | 1840008130 | [10 empty] | MarkhamIL
Marion | Marion | AR | Arkansas | 5035 | Crittenden | 35.2041 | -90.2061 | 12310 | 234 | polygon | FALSE | TRUE | America/Chicago | 3 | 72364 | 1840015445 | [10 empty] | MarionAR
Oak Hills | Oak Hills | OR | Oregon | 41067 | Washington | 45.5403 | -122.8413 | 12308 | 3037 | polygon | FALSE | FALSE | America/Los_Angeles | 2 | 97229 97006 | 1840034830 | [10 empty] | Oak HillsOR
Leon Valley | Leon Valley | TX | Texas | 48029 | Bexar | 29.4954 | -98.6143 | 12306 | 1370 | polygon | FALSE | TRUE | America/Chicago | 3 | 78238 78240 | 1840020959 | [10 empty] | Leon ValleyTX
Joppatowne | Joppatowne | MD | Maryland | 24025 | Harford | 39.4181 | -76.3516 | 12304 | 706 | polygon | FALSE | FALSE | America/New_York | 3 | 21085 | 1840005665 | [10 empty] | JoppatowneMD
West Plains | West Plains | MO | Missouri | 29091 | Howell | 36.7378 | -91.868 | 12304 | 358 | polygon | FALSE | TRUE | America/Chicago | 3 | 65775 | 1840010887 | [10 empty] | West PlainsMO
Delhi | Delhi | CA | California | 6047 | Merced | 37.4306 | -120.7759 | 12301 | 1352 | polygon | FALSE | FALSE | America/Los_Angeles | 3 | 95315 | 1840018930 | [10 empty] | DelhiCA
Winchester | Winchester | TN | Tennessee | 47051 | Franklin | 35.1898 | -86.1074 | 12299 | 323 | polygon | FALSE | TRUE | America/Chicago | 3 | 37398 | 1840015466 | [10 empty] | WinchesterTN
Newcastle | Newcastle | WA | Washington | 53033 | King | 47.5303 | -122.1633 | 12292 | 1066 | polygon | FALSE | TRUE | America/Los_Angeles | 3 | 98059 98056 | 1840019831 | [10 empty] | NewcastleWA
New Kensington | New Kensington | PA | Pennsylvania | 42129 | Westmoreland | 40.5711 | -79.7521 | 12292 | 1201 | polygon | FALSE | TRUE | America/New_York | 3 | 15068 15069 | 1840001151 | [10 empty] | New KensingtonPA
Beatrice | Beatrice | NE | Nebraska | 31067 | Gage | 40.2737 | -96.7454 | 12279 | 504 | polygon | FALSE | TRUE | America/Chicago | 3 | 68310 | 1840001352 | [10 empty] | BeatriceNE
Poquoson | Poquoson | VA | Virginia | 51735 | Poquoson | 37.1318 | -76.3569 | 12271 | 308 | polygon | FALSE | TRUE | America/New_York | 3 | 23662 | 1840003863 | [10 empty] | PoquosonVA
Clayton | Clayton | CA | California | 6013 | Contra Costa | 37.9403 | -121.9301 | 12265 | 1233 | polygon | FALSE | TRUE | America/Los_Angeles | 3 | 94517 | 1840018901 | [10 empty] | ClaytonCA
St. Marys | St. Marys | PA | Pennsylvania | 42047 | Elk | 41.4574 | -78.5342 | 12260 | 47 | polygon | FALSE | TRUE | America/New_York | 3 | 15857 | 1840000618 | [10 empty] | St. MarysPA
Ottawa | Ottawa | KS | Kansas | 20059 | Franklin | 38.6 | -95.2642 | 12254 | 479 | polygon | FALSE | TRUE | America/Chicago | 3 | 66067 | 1840003840 | [10 empty] | OttawaKS
Larkspur | Larkspur | CA | California | 6041 | Marin | 37.9393 | -122.5313 | 12254 | 1564 | polygon | FALSE | TRUE | America/Los_Angeles | 3 | 94939 94904 94977 | 1840020261 | [10 empty] | LarkspurCA
Cottonwood | Cottonwood | AZ | Arizona | 4025 | Yavapai | 34.7192 | -112.0014 | 12253 | 283 | polygon | FALSE | TRUE | America/Phoenix | 3 | 86326 | 1840019168 | [10 empty] | CottonwoodAZ
Mays Chapel | Mays Chapel | MD | Maryland | 24005 | Baltimore | 39.4343 | -76.6516 | 12253 | 1275 | polygon | FALSE | FALSE | America/New_York | 3 | 21093 | 1840031492 | [10 empty] | Mays ChapelMD
Shady Hills | Shady Hills | FL | Florida | 12101 | Pasco | 28.4042 | -82.5467 | 12252 | 165 | polygon | FALSE | FALSE | America/New_York | 3 | 34610 | 1840029004 | [10 empty] | Shady HillsFL
Lincolnwood | Lincolnwood | IL | Illinois | 17031 | Cook | 42.0054 | -87.7329 | 12245 | 1756 | polygon | FALSE | TRUE | America/Chicago | 3 | 60712 | 1840011259 | [10 empty] | LincolnwoodIL
Arkansas City | Arkansas City | KS | Kansas | 20035 | Cowley | 37.0726 | -97.0385 | 12242 | 483 | polygon | FALSE | TRUE | America/Chicago | 3 | 67005 | 1840001700 | [10 empty] | Arkansas CityKS
Elon | Elon | NC | North Carolina | 37001 | Alamance | 36.1014 | -79.5085 | 12232 | 1188 | polygon | FALSE | TRUE | America/New_York | 3 | 27244 | 1840016143 | [10 empty] | ElonNC
Palmer | Palmer | MA | Massachusetts | 25013 | Hampden | 42.1888 | -72.3112 | 12232 | 149 | polygon | FALSE | TRUE | America/New_York | 3 | 01069 01080 01009 01079 | 1840132584 | [10 empty] | PalmerMA
West Monroe | West Monroe | LA | Louisiana | 22073 | Ouachita | 32.512 | -92.1513 | 12227 | 588 | polygon | FALSE | TRUE | America/Chicago | 3 | 71291 71292 71294 | 1840015795 | [10 empty] | West MonroeLA
Parker | Parker | SC | South Carolina | 45045 | Greenville | 34.8514 | -82.4512 | 12227 | 690 | polygon | FALSE | FALSE | America/New_York | 3 | 29617 29611 | 1840035848 | [10 empty] | ParkerSC
Batesville | Batesville | AR | Arkansas | 5063 | Independence | 35.7687 | -91.6226 | 12220 | 362 | polygon | FALSE | TRUE | America/Chicago | 3 | 72501 | 1840013398 | [10 empty] | BatesvilleAR
Amherst | Amherst | OH | Ohio | 39093 | Lorain | 41.4022 | -82.2303 | 12219 | 668 | polygon | FALSE | TRUE | America/New_York | 3 | 44001 | 1840000640 | [10 empty] | AmherstOH
Grenada | Grenada | MS | Mississippi | 28043 | Grenada | 33.7816 | -89.813 | 12219 | 157 | polygon | FALSE | TRUE | America/Chicago | 3 | 38901 38902 38926 38960 | 1840013717 | [10 empty] | GrenadaMS
Ishpeming | Ishpeming | MI | Michigan | 26103 | Marquette | 46.4862 | -87.6658 | 12198 | 283 | polygon | FALSE | TRUE | America/Detroit | 3 | 49849 | 1840003922 | [10 empty] | IshpemingMI
Jesup | Jesup | GA | Georgia | 13305 | Wayne | 31.5992 | -81.8895 | 12198 | 229 | polygon | FALSE | TRUE | America/New_York | 3 | 31545 31546 | 1840014943 | [10 empty] | JesupGA
Ringwood | Ringwood | NJ | New Jersey | 34031 | Passaic | 41.1064 | -74.2749 | 12198 | 184 | polygon | FALSE | TRUE | America/New_York | 3 | 7456 | 1840000835 | [10 empty] | RingwoodNJ
Overlea | Overlea | MD | Maryland | 24005 | Baltimore | 39.3642 | -76.5176 | 12195 | 1567 | polygon | FALSE | FALSE | America/New_York | 3 | 21236 21234 21206 | 1840005683 | [10 empty] | OverleaMD
Speedway | Speedway | IN | Indiana | 18097 | Marion | 39.7937 | -86.2479 | 12193 | 990 | polygon | FALSE | TRUE | America/Indiana/Indianapolis | 3 | 46224 46222 | 1840010574 | [10 empty] | SpeedwayIN
Enumclaw | Enumclaw | WA | Washington | 53033 | King | 47.2017 | -121.9897 | 12190 | 910 | polygon | FALSE | TRUE | America/Los_Angeles | 3 | 98022 | 1840019825 | [10 empty] | EnumclawWA
Neosho | Neosho | MO | Missouri | 29145 | Newton | 36.8441 | -94.3756 | 12176 | 295 | polygon | FALSE | TRUE | America/Chicago | 3 | 64850 | 1840008793 | [10 empty] | NeoshoMO
Wells Branch | Wells Branch | TX | Texas | 48453 | Travis | 30.4432 | -97.6792 | 12176 | 1934 | polygon | FALSE | FALSE | America/Chicago | 3 | 78728 | 1840019588 | [10 empty] | Wells BranchTX
Lincoln City | Lincoln City | OR | Oregon | 41041 | Lincoln | 44.9751 | -124.0073 | 12172 | 584 | polygon | FALSE | TRUE | America/Los_Angeles | 3 | 97364 97367 | 1840019974 | [10 empty] | Lincoln CityOR
North Merrick | North Merrick | NY | New York | 36059 | Nassau | 40.6871 | -73.5615 | 12170 | 2733 | polygon | FALSE | FALSE | America/New_York | 2 | 11566 | 1840005242 | [10 empty] | North MerrickNY
Northlake | Northlake | IL | Illinois | 17031 | Cook | 41.9143 | -87.9054 | 12161 | 1480 | polygon | FALSE | TRUE | America/Chicago | 3 | 60164 | 1840008131 | [10 empty] | NorthlakeIL
Eatontown | Eatontown | NJ | New Jersey | 34025 | Monmouth | 40.2913 | -74.0558 | 12157 | 803 | polygon | FALSE | TRUE | America/New_York | 3 | 07724 07703 | 1840003679 | [10 empty] | EatontownNJ
Newport | Newport | OR | Oregon | 41041 | Lincoln | 44.6242 | -124.0513 | 12155 | 419 | polygon | FALSE | TRUE | America/Los_Angeles | 3 | 97365 97366 | 1840019975 | [10 empty] | NewportOR
Home Gardens | Home Gardens | CA | California | 6065 | Riverside | 33.8784 | -117.5116 | 12153 | 3104 | polygon | FALSE | FALSE | America/Los_Angeles | 2 | 92503 92879 | 1840017987 | [10 empty] | Home GardensCA
Freeport | Freeport | TX | Texas | 48039 | Brazoria | 28.9454 | -95.3601 | 12136 | 304 | polygon | FALSE | TRUE | America/Chicago | 3 | 77541 77542 | 1840020974 | [10 empty] | FreeportTX
Webb City | Webb City | MO | Missouri | 29097 | Jasper | 37.1413 | -94.4676 | 12134 | 542 | polygon | FALSE | TRUE | America/Chicago | 3 | 64870 | 1840010878 | [10 empty] | Webb CityMO
Salisbury | Salisbury | NY | New York | 36059 | Nassau | 40.7454 | -73.5604 | 12133 | 2684 | polygon | FALSE | FALSE | America/New_York | 2 | 11590 | 1840005255 | [10 empty] | SalisburyNY
Woodward | Woodward | OK | Oklahoma | 40153 | Woodward | 36.4247 | -99.4057 | 12121 | 357 | polygon | FALSE | TRUE | America/Chicago | 3 | 73801 73802 | 1840021636 | [10 empty] | WoodwardOK
Melissa | Melissa | TX | Texas | 48085 | Collin | 33.2891 | -96.5573 | 12117 | 408 | polygon | FALSE | TRUE | America/Chicago | 3 | 75409 75454 | 1840020658 | [10 empty] | MelissaTX
Brock Hall | Brock Hall | MD | Maryland | 24033 | Prince George's | 38.8617 | -76.7549 | 12117 | 343 | polygon | FALSE | FALSE | America/New_York | 3 | 20774 20772 | 1840024541 | [10 empty] | Brock HallMD
James Island | James Island | SC | South Carolina | 45019 | Charleston | 32.7353 | -79.9396 | 12109 | 986 | polygon | FALSE | TRUE | America/New_York | 3 | 29412 | 1840043446 | [10 empty] | James IslandSC
Kingsburg | Kingsburg | CA | California | 6019 | Fresno | 36.5245 | -119.5602 | 12108 | 1261 | polygon | FALSE | TRUE | America/Los_Angeles | 3 | 93631 | 1840020325 | [10 empty] | KingsburgCA
Platteville | Platteville | WI | Wisconsin | 55043 | Grant | 42.728 | -90.4676 | 12100 | 738 | polygon | FALSE | TRUE | America/Chicago | 3 | 53818 | 1840002981 | [10 empty] | PlattevilleWI
Eureka | Eureka | MO | Missouri | 29189 | St. Louis | 38.5015 | -90.6492 | 12097 | 402 | polygon | FALSE | TRUE | America/Chicago | 3 | 63025 63069 | 1840008582 | [10 empty] | EurekaMO
Lovington | Lovington | NM | New Mexico | 35025 | Lea | 32.9125 | -103.3277 | 12097 | 390 | polygon | FALSE | TRUE | America/Denver | 3 | 88260 | 1840020617 | [10 empty] | LovingtonNM
Emeryville | Emeryville | CA | California | 6001 | Alameda | 37.8382 | -122.2932 | 12086 | 3675 | polygon | FALSE | TRUE | America/Los_Angeles | 2 | 94608 94662 | 1840020291 | [10 empty] | EmeryvilleCA
Little Chute | Little Chute | WI | Wisconsin | 55087 | Outagamie | 44.2905 | -88.3206 | 12081 | 728 | polygon | FALSE | TRUE | America/Chicago | 3 | 54140 54130 54913 54911 | 1840002408 | [10 empty] | Little ChuteWI
Bainbridge | Bainbridge | GA | Georgia | 13087 | Decatur | 30.9046 | -84.5727 | 12081 | 251 | polygon | FALSE | TRUE | America/New_York | 3 | 39819 39817 39818 | 1840013899 | [10 empty] | BainbridgeGA
Sedro-Woolley | Sedro-Woolley | WA | Washington | 53057 | Skagit | 48.5112 | -122.2321 | 12072 | 1081 | polygon | FALSE | TRUE | America/Los_Angeles | 3 | 98284 | 1840021066 | [10 empty] | Sedro-WoolleyWA
Minden | Minden | LA | Louisiana | 22119 | Webster | 32.6187 | -93.2762 | 12071 | 304 | polygon | FALSE | TRUE | America/Chicago | 3 | 71055 71058 | 1840014864 | [10 empty] | MindenLA
Grantsville | Grantsville | UT | Utah | 49045 | Tooele | 40.6148 | -112.4777 | 12064 | 124 | polygon | FALSE | TRUE | America/Denver | 3 | 84029 | 1840020146 | [10 empty] | GrantsvilleUT
Somerville | Somerville | NJ | New Jersey | 34035 | Somerset | 40.5696 | -74.6092 | 12063 | 1992 | polygon | FALSE | TRUE | America/New_York | 3 | 8876 | 1840001056 | [10 empty] | SomervilleNJ
Middle Valley | Middle Valley | TN | Tennessee | 47065 | Hamilton | 35.1877 | -85.1958 | 12061 | 476 | polygon | FALSE | FALSE | America/New_York | 3 | 37343 | 1840013450 | [10 empty] | Middle ValleyTN
Union Park | Union Park | FL | Florida | 12095 | Orange | 28.5645 | -81.2354 | 12052 | 1518 | polygon | FALSE | FALSE | America/New_York | 3 | 32825 32817 | 1840014090 | [10 empty] | Union ParkFL
South Charleston | South Charleston | WV | West Virginia | 54039 | Kanawha | 38.3482 | -81.711 | 12047 | 589 | polygon | FALSE | TRUE | America/New_York | 3 | 25309 25303 25389 | 1840006200 | [10 empty] | South CharlestonWV
Fairfax Station | Fairfax Station | VA | Virginia | 51059 | Fairfax | 38.7942 | -77.3358 | 12046 | 512 | polygon | FALSE | FALSE | America/New_York | 3 | 22030 22032 22039 | 1840024566 | [10 empty] | Fairfax StationVA
Leeds | Leeds | AL | Alabama | 1073 | Jefferson | 33.5429 | -86.5636 | 12040 | 206 | polygon | FALSE | TRUE | America/Chicago | 3 | 35094 35173 | 1840005106 | [10 empty] | LeedsAL
Holiday City-Berkeley | Holiday City-Berkeley | NJ | New Jersey | 34029 | Ocean | 39.9639 | -74.2787 | 12040 | 779 | polygon | FALSE | TRUE | America/New_York | 3 | 8757 | 1840073689 | [10 empty] | Holiday City-BerkeleyNJ
East Bethel | East Bethel | MN | Minnesota | 27003 | Anoka | 45.3557 | -93.2038 | 12038 | 104 | polygon | FALSE | TRUE | America/Chicago | 3 | 55092 55011 55005 | 1840007797 | [10 empty] | East BethelMN
Festus | Festus | MO | Missouri | 29099 | Jefferson | 38.2192 | -90.4095 | 12036 | 802 | polygon | FALSE | TRUE | America/Chicago | 3 | 63028 | 1840008652 | [10 empty] | FestusMO
Riverview | Riverview | MI | Michigan | 26163 | Wayne | 42.1728 | -83.1935 | 12032 | 1056 | polygon | FALSE | TRUE | America/Detroit | 3 | 48193 | 1840003961 | [10 empty] | RiverviewMI
Smithfield | Smithfield | UT | Utah | 49005 | Cache | 41.8347 | -111.8266 | 12025 | 891 | polygon | FALSE | TRUE | America/Denver | 3 | 84335 | 1840021321 | [10 empty] | SmithfieldUT
Weatherford | Weatherford | OK | Oklahoma | 40039 | Custer | 35.5384 | -98.6872 | 12017 | 686 | polygon | FALSE | TRUE | America/Chicago | 3 | 73096 | 1840021725 | [10 empty] | WeatherfordOK
Miller Place | Miller Place | NY | New York | 36103 | Suffolk | 40.9374 | -72.9864 | 12016 | 708 | polygon | FALSE | FALSE | America/New_York | 3 | 11764 | 1840005046 | [10 empty] | Miller PlaceNY
Spring Lake | Spring Lake | NC | North Carolina | 37051 | Cumberland | 35.1842 | -78.9959 | 12005 | 196 | polygon | FALSE | TRUE | America/New_York | 3 | 28308 28390 | 1840017875 | [10 empty] | Spring LakeNC
Folkston | Folkston | GA | Georgia | 13049 | Charlton | 30.8393 | -82.0073 | 12001 | 463 | polygon | FALSE | TRUE | America/New_York | 3 | 31537 | 1840013903 | [10 empty] | FolkstonGA
Macedonia | Macedonia | OH | Ohio | 39153 | Summit | 41.3147 | -81.4989 | 12000 | 476 | polygon | FALSE | TRUE | America/New_York | 3 | 44056 | 1840000797 | [10 empty] | MacedoniaOH
Carnot-Moon | Carnot-Moon | PA | Pennsylvania | 42003 | Allegheny | 40.5187 | -80.2178 | 11997 | 774 | polygon | FALSE | TRUE | America/New_York | 3 | 15108 | 1840073606 | [10 empty] | Carnot-MoonPA
Jerome | Jerome | ID | Idaho | 16053 | Jerome | 42.7183 | -114.5159 | 11996 | 830 | polygon | FALSE | TRUE | America/Boise | 3 | 83338 | 1840018680 | [10 empty] | JeromeID
Prairie Ridge | Prairie Ridge | WA | Washington | 53053 | Pierce | 47.1443 | -122.1408 | 11994 | 1132 | polygon | FALSE | FALSE | America/Los_Angeles | 3 | 98360 98391 | 1840037882 | [10 empty] | Prairie RidgeWA
Hasbrouck Heights | Hasbrouck Heights | NJ | New Jersey | 34003 | Bergen | 40.8618 | -74.0741 | 11992 | 3039 | polygon | FALSE | TRUE | America/New_York | 2 | 7604 | 1840003558 | [10 empty] | Hasbrouck HeightsNJ
Union | Union | MO | Missouri | 29071 | Franklin | 38.44 | -90.9927 | 11990 | 509 | polygon | FALSE | TRUE | America/Chicago | 3 | 63084 | 1840010769 | [10 empty] | UnionMO
Hamilton Square | Hamilton Square | NJ | New Jersey | 34021 | Mercer | 40.2248 | -74.6526 | 11989 | 1082 | polygon | FALSE | FALSE | America/New_York | 3 | 08690 08691 | 1840024324 | [10 empty] | Hamilton SquareNJ
Moncks Corner | Moncks Corner | SC | South Carolina | 45015 | Berkeley | 33.1631 | -80.0135 | 11986 | 537 | polygon | FALSE | TRUE | America/New_York | 3 | 29461 | 1840016863 | [10 empty] | Moncks CornerSC
Goulds | Goulds | FL | Florida | 12086 | Miami-Dade | 25.5614 | -80.388 | 11984 | 1590 | polygon | FALSE | FALSE | America/New_York | 3 | 33170 33177 | 1840014239 | [10 empty] | GouldsFL
Newton | Newton | NJ | New Jersey | 34037 | Sussex | 41.0534 | -74.7527 | 11974 | 921 | polygon | FALSE | TRUE | America/New_York | 3 | 7860 | 1840000786 | [10 empty] | NewtonNJ
Maltby | Maltby | WA | Washington | 53061 | Snohomish | 47.8027 | -122.1044 | 11972 | 239 | polygon | FALSE | FALSE | America/Los_Angeles | 3 | 98021 98296 98072 98077 | 1840017326 | [10 empty] | MaltbyWA
Garden City | Garden City | ID | Idaho | 16001 | Ada | 43.6526 | -116.2743 | 11969 | 1132 | polygon | FALSE | TRUE | America/Boise | 3 | 83714 83711 | 1840020045 | [10 empty] | Garden CityID
Somersworth | Somersworth | NH | New Hampshire | 33017 | Strafford | 43.2534 | -70.8856 | 11968 | 471 | polygon | FALSE | TRUE | America/New_York | 3 | 3878 | 1840002810 | [10 empty] | SomersworthNH
Norton | Norton | OH | Ohio | 39153 | Summit | 41.0294 | -81.6461 | 11966 | 228 | polygon | FALSE | TRUE | America/New_York | 3 | 44203 | 1840000800 | [10 empty] | NortonOH
Red Bank | Red Bank | NJ | New Jersey | 34025 | Monmouth | 40.3481 | -74.0672 | 11966 | 2646 | polygon | FALSE | TRUE | America/New_York | 2 | 7701 | 1840001358 | [10 empty] | Red BankNJ
Ellwood City | Ellwood City | PA | Pennsylvania | 42073 | Lawrence | 40.8619 | -80.283 | 11962 | 1210 | polygon | FALSE | TRUE | America/New_York | 3 | 16117 | 1840000937 | [10 empty] | Ellwood CityPA
Glenwood Springs | Glenwood Springs | CO | Colorado | 8045 | Garfield | 39.5455 | -107.3346 | 11962 | 656 | polygon | FALSE | TRUE | America/Denver | 3 | 81601 | 1840020184 | [10 empty] | Glenwood SpringsCO
Greensburg | Greensburg | IN | Indiana | 18031 | Decatur | 39.3515 | -85.5024 | 11960 | 495 | polygon | FALSE | TRUE | America/Indiana/Indianapolis | 3 | 47240 | 1840014567 | [10 empty] | GreensburgIN
Tucson Estates | Tucson Estates | AZ | Arizona | 4019 | Pima | 32.1792 | -111.1254 | 11960 | 355 | polygon | FALSE | FALSE | America/Phoenix | 3 | 85713 85735 | 1840027929 | [10 empty] | Tucson EstatesAZ
Macclenny | Macclenny | FL | Florida | 12003 | Baker | 30.281 | -82.1252 | 11958 | 551 | polygon | FALSE | TRUE | America/New_York | 3 | 32063 | 1840015921 | [10 empty] | MacclennyFL
Echelon | Echelon | NJ | New Jersey | 34007 | Camden | 39.8482 | -74.9957 | 11957 | 1650 | polygon | FALSE | FALSE | America/New_York | 3 | 8043 | 1840033470 | [10 empty] | EchelonNJ
East Grand Rapids | East Grand Rapids | MI | Michigan | 26081 | Kent | 42.9464 | -85.6088 | 11956 | 1576 | polygon | FALSE | TRUE | America/Detroit | 3 | 49506 | 1840002927 | [10 empty] | East Grand RapidsMI
Newberry | Newberry | SC | South Carolina | 45071 | Newberry | 34.2812 | -81.601 | 11954 | 440 | polygon | FALSE | TRUE | America/New_York | 3 | 29108 | 1840014694 | [10 empty] | NewberrySC
Lansing | Lansing | KS | Kansas | 20103 | Leavenworth | 39.2428 | -94.8971 | 11949 | 374 | polygon | FALSE | TRUE | America/Chicago | 3 | 66043 66048 | 1840001590 | [10 empty] | LansingKS
Brookhaven | Brookhaven | MS | Mississippi | 28085 | Lincoln | 31.5803 | -90.4432 | 11947 | 213 | polygon | FALSE | TRUE | America/Chicago | 3 | 39601 39603 | 1840013862 | [10 empty] | BrookhavenMS
Winfield | Winfield | KS | Kansas | 20035 | Cowley | 37.274 | -96.9499 | 11943 | 413 | polygon | FALSE | TRUE | America/Chicago | 3 | 67156 | 1840001701 | [10 empty] | WinfieldKS
Norwalk | Norwalk | IA | Iowa | 19181 | Warren | 41.4895 | -93.6913 | 11938 | 398 | polygon | FALSE | TRUE | America/Chicago | 3 | 50211 50061 | 1840008213 | [10 empty] | NorwalkIA
Camp Pendleton South | Camp Pendleton South | CA | California | 6073 | San Diego | 33.2284 | -117.3791 | 11936 | 1176 | polygon | TRUE | TRUE | America/Los_Angeles | 3 | 92058 | 1840073902 | [10 empty] | Camp Pendleton SouthCA
Hudson | Hudson | FL | Florida | 12101 | Pasco | 28.3594 | -82.6888 | 11936 | 724 | polygon | FALSE | FALSE | America/New_York | 3 | 34667 34674 | 1840014115 | [10 empty] | HudsonFL
Robinson | Robinson | TX | Texas | 48309 | McLennan | 31.4501 | -97.1201 | 11926 | 147 | polygon | FALSE | TRUE | America/Chicago | 3 | 76655 76706 76716 | 1840020813 | [10 empty] | RobinsonTX
Newport East | Newport East | RI | Rhode Island | 44005 | Newport | 41.5158 | -71.2878 | 11925 | 800 | polygon | FALSE | TRUE | America/New_York | 3 | 2842 | 1840073469 | [10 empty] | Newport EastRI
Portales | Portales | NM | New Mexico | 35041 | Roosevelt | 34.1753 | -103.3565 | 11921 | 564 | polygon | FALSE | TRUE | America/Denver | 3 | 88130 | 1840020529 | [10 empty] | PortalesNM
Port Washington | Port Washington | WI | Wisconsin | 55089 | Ozaukee | 43.3847 | -87.8852 | 11911 | 789 | polygon | FALSE | TRUE | America/Chicago | 3 | 53074 53024 | 1840002826 | [10 empty] | Port WashingtonWI
South Miami | South Miami | FL | Florida | 12086 | Miami-Dade | 25.7079 | -80.2952 | 11911 | 2028 | polygon | FALSE | TRUE | America/New_York | 2 | 33143 33155 33243 | 1840016006 | [10 empty] | South MiamiFL
Waimea | Waimea | HI | Hawaii | 15001 | Hawaii | 20.0124 | -155.6378 | 11908 | 117 | polygon | FALSE | FALSE | Pacific/Honolulu | 3 | 96743 | 1840137122 | [10 empty] | WaimeaHI
Green River | Green River | WY | Wyoming | 56037 | Sweetwater | 41.5124 | -109.4708 | 11906 | 331 | polygon | FALSE | TRUE | America/Denver | 3 | 82935 | 1840020100 | [10 empty] | Green RiverWY
Tremonton | Tremonton | UT | Utah | 49003 | Box Elder | 41.7187 | -112.1891 | 11905 | 444 | polygon | FALSE | TRUE | America/Denver | 3 | 84337 | 1840021326 | [10 empty] | TremontonUT
Cottage Grove | Cottage Grove | OR | Oregon | 41039 | Lane | 43.7961 | -123.0573 | 11892 | 1044 | polygon | FALSE | TRUE | America/Los_Angeles | 3 | 97424 | 1840018624 | [10 empty] | Cottage GroveOR
Valley Falls | Valley Falls | RI | Rhode Island | 44007 | Providence | 41.9234 | -71.3923 | 11882 | 1298 | polygon | FALSE | FALSE | America/New_York | 3 | 2864 | 1840003295 | [10 empty] | Valley FallsRI
Berkley | Berkley | CO | Colorado | 8001 | Adams | 39.8045 | -105.0281 | 11879 | 1270 | polygon | FALSE | FALSE | America/Denver | 3 | 80003 80221 | 1840028561 | [10 empty] | BerkleyCO
Robertsville | Robertsville | NJ | New Jersey | 34025 | Monmouth | 40.3395 | -74.2939 | 11874 | 776 | polygon | FALSE | FALSE | America/New_York | 3 | 07751 07726 07746 | 1840026509 | [10 empty] | RobertsvilleNJ
Delavan | Delavan | WI | Wisconsin | 55127 | Walworth | 42.6281 | -88.6324 | 11871 | 457 | polygon | FALSE | TRUE | America/Chicago | 3 | 53115 | 1840002483 | [10 empty] | DelavanWI
Vineyard | Vineyard | UT | Utah | 49049 | Utah | 40.3059 | -111.7545 | 11866 | 954 | polygon | FALSE | TRUE | America/Denver | 3 | 84058 | 1840022419 | [10 empty] | VineyardUT
Richfield | Richfield | WI | Wisconsin | 55131 | Washington | 43.2372 | -88.2413 | 11854 | 127 | polygon | FALSE | TRUE | America/Chicago | 3 | 53076 53033 53017 | 1840002835 | [10 empty] | RichfieldWI
Port Lavaca | Port Lavaca | TX | Texas | 48057 | Calhoun | 28.6181 | -96.6278 | 11854 | 450 | polygon | FALSE | TRUE | America/Chicago | 3 | 77979 | 1840020996 | [10 empty] | Port LavacaTX
Otsego | Otsego | MI | Michigan | 26005 | Allegan | 42.4575 | -85.6979 | 11852 | 768 | polygon | FALSE | TRUE | America/Detroit | 3 | 49078 | 1840003111 | [10 empty] | OtsegoMI
Malvern | Malvern | AR | Arkansas | 5059 | Hot Spring | 34.3734 | -92.8205 | 11851 | 427 | polygon | FALSE | TRUE | America/Chicago | 3 | 72104 | 1840015563 | [10 empty] | MalvernAR
Cadillac | Cadillac | MI | Michigan | 26165 | Wexford | 44.2494 | -85.4163 | 11850 | 574 | polygon | FALSE | TRUE | America/Detroit | 3 | 49601 | 1840002512 | [10 empty] | CadillacMI
Lake Station | Lake Station | IN | Indiana | 18089 | Lake | 41.5729 | -87.2599 | 11845 | 550 | polygon | FALSE | TRUE | America/Chicago | 3 | 46405 | 1840008195 | [10 empty] | Lake StationIN
Healdsburg | Healdsburg | CA | California | 6097 | Sonoma | 38.6229 | -122.8651 | 11845 | 1024 | polygon | FALSE | TRUE | America/Los_Angeles | 3 | 95448 | 1840020242 | [10 empty] | HealdsburgCA
Clawson | Clawson | MI | Michigan | 26125 | Oakland | 42.5367 | -83.1504 | 11845 | 2079 | polygon | FALSE | TRUE | America/Detroit | 2 | 48017 | 1840002440 | [10 empty] | ClawsonMI
Sandy | Sandy | OR | Oregon | 41005 | Clackamas | 45.3986 | -122.2692 | 11843 | 1265 | polygon | FALSE | TRUE | America/Los_Angeles | 3 | 97055 | 1840021217 | [10 empty] | SandyOR
East Renton Highlands | East Renton Highlands | WA | Washington | 53033 | King | 47.4718 | -122.0854 | 11842 | 409 | polygon | FALSE | FALSE | America/Los_Angeles | 3 | 98027 98059 98038 | 1840037866 | [10 empty] | East Renton HighlandsWA
Red Bank | Red Bank | TN | Tennessee | 47065 | Hamilton | 35.1117 | -85.2961 | 11840 | 696 | polygon | FALSE | TRUE | America/New_York | 3 | 37415 37405 | 1840014571 | [10 empty] | Red BankTN
Brown Deer | Brown Deer | WI | Wisconsin | 55079 | Milwaukee | 43.1743 | -87.975 | 11839 | 1039 | polygon | FALSE | TRUE | America/Chicago | 3 | 53209 53223 | 1840003041 | [10 empty] | Brown DeerWI
Crestwood | Crestwood | MO | Missouri | 29189 | St. Louis | 38.5569 | -90.3782 | 11834 | 1273 | polygon | FALSE | TRUE | America/Chicago | 3 | 63126 63123 | 1840007442 | [10 empty] | CrestwoodMO
Grants | Grants | NM | New Mexico | 35006 | Cibola | 35.1538 | -107.8335 | 11833 | 231 | polygon | FALSE | TRUE | America/Denver | 3 | 87020 | 1840020452 | [10 empty] | GrantsNM
Malibu | Malibu | CA | California | 6037 | Los Angeles | 34.0368 | -118.7845 | 11820 | 229 | polygon | FALSE | TRUE | America/Los_Angeles | 3 | 90265 | 1840028310 | [10 empty] | MalibuCA
Smyrna | Smyrna | DE | Delaware | 10001 | Kent | 39.2936 | -75.6083 | 11813 | 726 | polygon | FALSE | TRUE | America/New_York | 3 | 19977 | 1840005820 | [10 empty] | SmyrnaDE
Bucyrus | Bucyrus | OH | Ohio | 39033 | Crawford | 40.8054 | -82.9719 | 11800 | 615 | polygon | FALSE | TRUE | America/New_York | 3 | 44820 | 1840007170 | [10 empty] | BucyrusOH
Valencia West | Valencia West | AZ | Arizona | 4019 | Pima | 32.1355 | -111.1123 | 11796 | 459 | polygon | FALSE | TRUE | America/Phoenix | 3 | 85757 | 1840074666 | [10 empty] | Valencia WestAZ
Viera East | Viera East | FL | Florida | 12009 | Brevard | 28.261 | -80.715 | 11796 | 914 | polygon | FALSE | TRUE | America/New_York | 3 | 32955 32940 32923 32924 | 1840039118 | [10 empty] | Viera EastFL
Newman | Newman | CA | California | 6099 | Stanislaus | 37.3157 | -121.0211 | 11784 | 2206 | polygon | FALSE | TRUE | America/Los_Angeles | 2 | 95360 | 1840020288 | [10 empty] | NewmanCA
Tomball | Tomball | TX | Texas | 48201 | Harris | 30.0951 | -95.6194 | 11778 | 349 | polygon | FALSE | TRUE | America/Chicago | 3 | 77375 77377 | 1840022203 | [10 empty] | TomballTX
Naranja | Naranja | FL | Florida | 12086 | Miami-Dade | 25.5164 | -80.4221 | 11778 | 3036 | polygon | FALSE | FALSE | America/New_York | 2 | 33032 | 1840014246 | [10 empty] | NaranjaFL
Florida City | Florida City | FL | Florida | 12086 | Miami-Dade | 25.4418 | -80.4685 | 11771 | 758 | polygon | FALSE | TRUE | America/New_York | 3 | 33034 | 1840014250 | [10 empty] | Florida CityFL
Wanaque | Wanaque | NJ | New Jersey | 34031 | Passaic | 41.044 | -74.29 | 11762 | 563 | polygon | FALSE | TRUE | America/New_York | 3 | 07465 07420 | 1840000840 | [10 empty] | WanaqueNJ
Scotts Valley | Scotts Valley | CA | California | 6087 | Santa Cruz | 37.0555 | -122.0118 | 11757 | 982 | polygon | FALSE | TRUE | America/Los_Angeles | 3 | 95066 | 1840021580 | [10 empty] | Scotts ValleyCA
View Park-Windsor Hills | View Park-Windsor Hills | CA | California | 6037 | Los Angeles | 33.9955 | -118.3484 | 11756 | 2465 | polygon | FALSE | TRUE | America/Los_Angeles | 2 | 90008 90043 90056 | 1840074686 | [10 empty] | View Park-Windsor HillsCA
Robstown | Robstown | TX | Texas | 48355 | Nueces | 27.7886 | -97.6685 | 11755 | 280 | polygon | FALSE | TRUE | America/Chicago | 3 | 78380 | 1840021010 | [10 empty] | RobstownTX
Georgetown | Georgetown | SC | South Carolina | 45043 | Georgetown | 33.3595 | -79.2958 | 11754 | 486 | polygon | FALSE | TRUE | America/New_York | 3 | 29440 29442 | 1840013743 | [10 empty] | GeorgetownSC
Lake Los Angeles | Lake Los Angeles | CA | California | 6037 | Los Angeles | 34.6097 | -117.8339 | 11751 | 465 | polygon | FALSE | FALSE | America/Los_Angeles | 3 | 93535 93591 | 1840017922 | [10 empty] | Lake Los AngelesCA
Arlington | Arlington | TN | Tennessee | 47157 | Shelby | 35.2594 | -89.668 | 11743 | 197 | polygon | FALSE | TRUE | America/Chicago | 3 | 38002 38028 | 1840015458 | [10 empty] | ArlingtonTN
Somerset | Somerset | PA | Pennsylvania | 42111 | Somerset | 40.005 | -79.0778 | 11738 | 828 | polygon | FALSE | TRUE | America/New_York | 3 | 15501 | 1840003747 | [10 empty] | SomersetPA
Excelsior Springs | Excelsior Springs | MO | Missouri | 29047 | Clay | 39.339 | -94.24 | 11731 | 418 | polygon | FALSE | TRUE | America/Chicago | 3 | 64024 | 1840008495 | [10 empty] | Excelsior SpringsMO
Diamond Springs | Diamond Springs | CA | California | 6017 | El Dorado | 38.692 | -120.8391 | 11731 | 272 | polygon | FALSE | FALSE | America/Los_Angeles | 3 | 95667 95623 95619 | 1840018829 | [10 empty] | Diamond SpringsCA
Kalaoa | Kalaoa | HI | Hawaii | 15001 | Hawaii | 19.7369 | -156.0122 | 11729 | 115 | polygon | FALSE | TRUE | Pacific/Honolulu | 3 | 96740 96745 | 1840029493 | [10 empty] | KalaoaHI
North Wantagh | North Wantagh | NY | New York | 36059 | Nassau | 40.6983 | -73.5086 | 11720 | 2377 | polygon | FALSE | FALSE | America/New_York | 2 | 11793 11783 | 1840005245 | [10 empty] | North WantaghNY
Cordele | Cordele | GA | Georgia | 13081 | Crisp | 31.9563 | -83.7694 | 11719 | 400 | polygon | FALSE | TRUE | America/New_York | 3 | 31015 31010 | 1840014934 | [10 empty] | CordeleGA
Mendota | Mendota | CA | California | 6019 | Fresno | 36.7555 | -120.3776 | 11716 | 1312 | polygon | FALSE | TRUE | America/Los_Angeles | 3 | 93640 | 1840020321 | [10 empty] | MendotaCA
Grafton | Grafton | WI | Wisconsin | 55089 | Ozaukee | 43.3204 | -87.948 | 11715 | 888 | polygon | FALSE | TRUE | America/Chicago | 3 | 53024 | 1840002823 | [10 empty] | GraftonWI
Eufaula | Eufaula | AL | Alabama | 1005 | Barbour | 31.9102 | -85.1505 | 11709 | 75 | polygon | FALSE | TRUE | America/Chicago | 3 | 36027 36072 | 1840001685 | [10 empty] | EufaulaAL
Glen Rock | Glen Rock | NJ | New Jersey | 34003 | Bergen | 40.9601 | -74.1249 | 11707 | 1671 | polygon | FALSE | TRUE | America/New_York | 3 | 7452 | 1840003555 | [10 empty] | Glen RockNJ
Cocoa Beach | Cocoa Beach | FL | Florida | 12009 | Brevard | 28.3326 | -80.6274 | 11705 | 970 | polygon | FALSE | TRUE | America/New_York | 3 | 32931 32932 | 1840015093 | [10 empty] | Cocoa BeachFL
Clute | Clute | TX | Texas | 48039 | Brazoria | 29.0256 | -95.3975 | 11690 | 848 | polygon | FALSE | TRUE | America/Chicago | 3 | 77531 | 1840019669 | [10 empty] | CluteTX
Tamalpais-Homestead Valley | Tamalpais-Homestead Valley | CA | California | 6041 | Marin | 37.8793 | -122.5382 | 11689 | 963 | polygon | FALSE | TRUE | America/Los_Angeles | 3 | 94941 | 1840074828 | [10 empty] | Tamalpais-Homestead ValleyCA
Port St. John | Port St. John | FL | Florida | 12009 | Brevard | 28.4771 | -80.7874 | 11684 | 1164 | polygon | FALSE | FALSE | America/New_York | 3 | 32927 | 1840014079 | [10 empty] | Port St. JohnFL
Endwell | Endwell | NY | New York | 36007 | Broome | 42.1185 | -76.0219 | 11677 | 1204 | polygon | FALSE | FALSE | America/New_York | 3 | 13760 13762 | 1840004657 | [10 empty] | EndwellNY
Plano | Plano | IL | Illinois | 17093 | Kendall | 41.6757 | -88.5294 | 11665 | 501 | polygon | FALSE | TRUE | America/Chicago | 3 | 60545 | 1840009258 | [10 empty] | PlanoIL
Madison Heights | Madison Heights | VA | Virginia | 51009 | Amherst | 37.4487 | -79.1057 | 11665 | 234 | polygon | FALSE | FALSE | America/New_York | 3 | 24572 | 1840006372 | [10 empty] | Madison HeightsVA
Bothell East | Bothell East | WA | Washington | 53061 | Snohomish | 47.8064 | -122.1845 | 11665 | 2148 | polygon | FALSE | TRUE | America/Los_Angeles | 2 | 98021 98012 | 1840041892 | [10 empty] | Bothell EastWA
Guthrie | Guthrie | OK | Oklahoma | 40083 | Logan | 35.8428 | -97.4357 | 11661 | 239 | polygon | FALSE | TRUE | America/Chicago | 3 | 73044 | 1840020390 | [10 empty] | GuthrieOK
Dranesville | Dranesville | VA | Virginia | 51059 | Fairfax | 38.9955 | -77.3693 | 11661 | 1172 | polygon | FALSE | FALSE | America/New_York | 3 | 20170 | 1840024565 | [10 empty] | DranesvilleVA
El Campo | El Campo | TX | Texas | 48481 | Wharton | 29.1987 | -96.2724 | 11655 | 456 | polygon | FALSE | TRUE | America/Chicago | 3 | 77437 | 1840020966 | [10 empty] | El CampoTX
Accokeek | Accokeek | MD | Maryland | 24033 | Prince George's | 38.6745 | -77.0023 | 11647 | 163 | polygon | FALSE | FALSE | America/New_York | 3 | 20601 20607 | 1840005943 | [10 empty] | AccokeekMD
Evanston | Evanston | WY | Wyoming | 56041 | Uinta | 41.2602 | -110.9646 | 11641 | 436 | polygon | FALSE | TRUE | America/Denver | 3 | 82930 | 1840020122 | [10 empty] | EvanstonWY
Pontiac | Pontiac | IL | Illinois | 17105 | Livingston | 40.8881 | -88.6414 | 11622 | 536 | polygon | FALSE | TRUE | America/Chicago | 3 | 61764 | 1840009352 | [10 empty] | PontiacIL
Franklin | Franklin | OH | Ohio | 39165 | Warren | 39.5538 | -84.295 | 11612 | 488 | polygon | FALSE | TRUE | America/New_York | 3 | 45005 | 1840008466 | [10 empty] | FranklinOH
Gold Canyon | Gold Canyon | AZ | Arizona | 4021 | Pinal | 33.3715 | -111.4369 | 11612 | 200 | polygon | FALSE | FALSE | America/Phoenix | 3 | 85118 85119 | 1840018032 | [10 empty] | Gold CanyonAZ
Cedarburg | Cedarburg | WI | Wisconsin | 55089 | Ozaukee | 43.2991 | -87.9887 | 11603 | 926 | polygon | FALSE | TRUE | America/Chicago | 3 | 53012 | 1840002825 | [10 empty] | CedarburgWI
Claiborne | Claiborne | LA | Louisiana | 22073 | Ouachita | 32.5379 | -92.1981 | 11602 | 449 | polygon | FALSE | FALSE | America/Chicago | 3 | 71291 | 1840013811 | [10 empty] | ClaiborneLA
Beachwood | Beachwood | OH | Ohio | 39035 | Cuyahoga | 41.4759 | -81.503 | 11590 | 850 | polygon | FALSE | TRUE | America/New_York | 3 | 44122 | 1840003395 | [10 empty] | BeachwoodOH
Seven Hills | Seven Hills | OH | Ohio | 39035 | Cuyahoga | 41.3805 | -81.6737 | 11590 | 912 | polygon | FALSE | TRUE | America/New_York | 3 | 44131 | 1840003411 | [10 empty] | Seven HillsOH
Upper Montclair | Upper Montclair | NJ | New Jersey | 34013 | Essex | 40.8428 | -74.2014 | 11589 | 1795 | polygon | FALSE | FALSE | America/New_York | 3 | 7043 | 1840024255 | [10 empty] | Upper MontclairNJ
Martinsville | Martinsville | NJ | New Jersey | 34035 | Somerset | 40.603 | -74.5751 | 11586 | 368 | polygon | FALSE | FALSE | America/New_York | 3 | 08836 08805 08807 | 1840024279 | [10 empty] | MartinsvilleNJ
Elk City | Elk City | OK | Oklahoma | 40009 | Beckham | 35.385 | -99.4331 | 11577 | 274 | polygon | FALSE | TRUE | America/Chicago | 3 | 73644 73662 73648 | 1840020437 | [10 empty] | Elk CityOK
Scottdale | Scottdale | GA | Georgia | 13089 | DeKalb | 33.795 | -84.2634 | 11568 | 1335 | polygon | FALSE | FALSE | America/New_York | 3 | 30079 30021 30033 30002 | 1840013700 | [10 empty] | ScottdaleGA
Silver City | Silver City | NM | New Mexico | 35017 | Grant | 32.7784 | -108.2698 | 11561 | 358 | polygon | FALSE | TRUE | America/Denver | 3 | 88061 88062 | 1840023009 | [10 empty] | Silver CityNM
Wakefield | Wakefield | VA | Virginia | 51059 | Fairfax | 38.823 | -77.2407 | 11554 | 1182 | polygon | FALSE | TRUE | America/New_York | 3 | 22003 22158 | 1840143806 | [10 empty] | WakefieldVA
Alum Rock | Alum Rock | CA | California | 6085 | Santa Clara | 37.3695 | -121.8241 | 11551 | 5295 | polygon | FALSE | FALSE | America/Los_Angeles | 2 | 95127 | 1840017638 | [10 empty] | Alum RockCA
Mitchellville | Mitchellville | MD | Maryland | 24033 | Prince George's | 38.9358 | -76.8146 | 11547 | 903 | polygon | FALSE | FALSE | America/New_York | 3 | 20720 20721 | 1840005951 | [10 empty] | MitchellvilleMD
Spirit Lake | Spirit Lake | IA | Iowa | 19059 | Dickinson | 43.4176 | -95.1109 | 11530 | 442 | polygon | FALSE | TRUE | America/Chicago | 3 | 51360 | 1840009023 | [10 empty] | Spirit LakeIA
Woodland Park | Woodland Park | CO | Colorado | 8119 | Teller | 38.9985 | -105.0594 | 11530 | 458 | polygon | FALSE | TRUE | America/Denver | 3 | 80863 80866 | 1840021468 | [10 empty] | Woodland ParkCO
Bridgeton | Bridgeton | MO | Missouri | 29189 | St. Louis | 38.7673 | -90.4275 | 11520 | 305 | polygon | FALSE | TRUE | America/Chicago | 3 | 63044 63074 | 1840006129 | [10 empty] | BridgetonMO
Mexico | Mexico | MO | Missouri | 29007 | Audrain | 39.1625 | -91.8711 | 11517 | 366 | polygon | FALSE | TRUE | America/Chicago | 3 | 65265 | 1840008515 | [10 empty] | MexicoMO
Archdale | Archdale | NC | North Carolina | 37151 | Randolph | 35.9033 | -79.9592 | 11513 | 507 | polygon | FALSE | TRUE | America/New_York | 3 | 27370 27263 | 1840013399 | [10 empty] | ArchdaleNC
Westwood Lakes | Westwood Lakes | FL | Florida | 12086 | Miami-Dade | 25.7237 | -80.3717 | 11510 | 2680 | polygon | FALSE | FALSE | America/New_York | 2 | 33165 | 1840028796 | [10 empty] | Westwood LakesFL
Bogalusa | Bogalusa | LA | Louisiana | 22117 | Washington | 30.7812 | -89.8633 | 11504 | 467 | polygon | FALSE | TRUE | America/Chicago | 3 | 70427 70429 | 1840013905 | [10 empty] | BogalusaLA
Newport | Newport | TN | Tennessee | 47029 | Cocke | 35.9617 | -83.1977 | 11500 | 480 | polygon | FALSE | TRUE | America/New_York | 3 | 37821 37822 | 1840014487 | [10 empty] | NewportTN
Elwood | Elwood | NY | New York | 36103 | Suffolk | 40.8462 | -73.3389 | 11498 | 928 | polygon | FALSE | FALSE | America/New_York | 3 | 11743 11731 | 1840005008 | [10 empty] | ElwoodNY
Yeadon | Yeadon | PA | Pennsylvania | 42045 | Delaware | 39.9325 | -75.2527 | 11496 | 2783 | polygon | FALSE | TRUE | America/New_York | 2 | 19050 | 1840000715 | [10 empty] | YeadonPA
Florham Park | Florham Park | NJ | New Jersey | 34027 | Morris | 40.7773 | -74.3953 | 11496 | 607 | polygon | FALSE | TRUE | America/New_York | 3 | 07961 07932 | 1840003582 | [10 empty] | Florham ParkNJ
Wallington | Wallington | NJ | New Jersey | 34003 | Bergen | 40.8535 | -74.1069 | 11495 | 4464 | polygon | FALSE | TRUE | America/New_York | 2 | 7057 | 1840000922 | [10 empty] | WallingtonNJ
Trinity | Trinity | FL | Florida | 12101 | Pasco | 28.1809 | -82.6581 | 11493 | 991 | polygon | FALSE | FALSE | America/New_York | 3 | 34655 | 1840029012 | [10 empty] | TrinityFL
Mack | Mack | OH | Ohio | 39061 | Hamilton | 39.1503 | -84.6792 | 11492 | 480 | polygon | FALSE | FALSE | America/New_York | 3 | 45052 45233 45248 | 1840034079 | [10 empty] | MackOH
Roma | Roma | TX | Texas | 48427 | Starr | 26.4166 | -99.006 | 11490 | 756 | polygon | FALSE | TRUE | America/Chicago | 3 | 78584 | 1840021017 | [10 empty] | RomaTX
Mountain Top | Mountain Top | PA | Pennsylvania | 42079 | Luzerne | 41.1353 | -75.9045 | 11489 | 294 | polygon | FALSE | FALSE | America/New_York | 3 | 18707 | 1840004911 | [10 empty] | Mountain TopPA
Port Salerno | Port Salerno | FL | Florida | 12085 | Martin | 27.1461 | -80.1895 | 11486 | 1243 | polygon | FALSE | FALSE | America/New_York | 3 | 34997 | 1840014193 | [10 empty] | Port SalernoFL
Magalia | Magalia | CA | California | 6007 | Butte | 39.8228 | -121.6078 | 11476 | 316 | polygon | FALSE | FALSE | America/Los_Angeles | 3 | 95954 | 1840017530 | [10 empty] | MagaliaCA
Waipio | Waipio | HI | Hawaii | 15003 | Honolulu | 21.4143 | -157.9965 | 11469 | 3537 | polygon | FALSE | FALSE | Pacific/Honolulu | 2 | 96797 | 1840029589 | [10 empty] | WaipioHI
Magnolia | Magnolia | AR | Arkansas | 5027 | Columbia | 33.2774 | -93.2261 | 11467 | 335 | polygon | FALSE | TRUE | America/Chicago | 3 | 71753 71754 | 1840015726 | [10 empty] | MagnoliaAR
Emmaus | Emmaus | PA | Pennsylvania | 42077 | Lehigh | 40.5352 | -75.4978 | 11467 | 1529 | polygon | FALSE | TRUE | America/New_York | 3 | 18049 18098 18099 | 1840001048 | [10 empty] | EmmausPA
Jackson | Jackson | OH | Ohio | 39079 | Jackson | 39.046 | -82.6492 | 11462 | 292 | polygon | FALSE | TRUE | America/New_York | 3 | 45640 | 1840008548 | [10 empty] | JacksonOH
Nanakuli | Nanakuli | HI | Hawaii | 15003 | Honolulu | 21.3892 | -158.1445 | 11461 | 1480 | polygon | FALSE | FALSE | Pacific/Honolulu | 3 | 96792 | 1840029531 | [10 empty] | NanakuliHI
Webster | Webster | TX | Texas | 48201 | Harris | 29.5317 | -95.1188 | 11451 | 691 | polygon | FALSE | TRUE | America/Chicago | 3 | 77598 77058 | 1840022204 | [10 empty] | WebsterTX
Elizabethtown | Elizabethtown | PA | Pennsylvania | 42071 | Lancaster | 40.1534 | -76.5991 | 11445 | 1666 | polygon | FALSE | TRUE | America/New_York | 3 | 17022 | 1840003716 | [10 empty] | ElizabethtownPA
Show Low | Show Low | AZ | Arizona | 4017 | Navajo | 34.2671 | -110.0384 | 11442 | 67 | polygon | FALSE | TRUE | America/Phoenix | 3 | 85901 85902 | 1840021582 | [10 empty] | Show LowAZ
Maili | Maili | HI | Hawaii | 15003 | Honolulu | 21.4134 | -158.1702 | 11437 | 2571 | polygon | FALSE | FALSE | Pacific/Honolulu | 2 | 96792 | 1840029522 | [10 empty] | MailiHI
River Edge | River Edge | NJ | New Jersey | 34003 | Bergen | 40.9268 | -74.0387 | 11435 | 2409 | polygon | FALSE | TRUE | America/New_York | 2 | 7661 | 1840000900 | [10 empty] | River EdgeNJ
Woods Cross | Woods Cross | UT | Utah | 49011 | Davis | 40.8731 | -111.917 | 11431 | 1153 | polygon | FALSE | TRUE | America/Denver | 3 | 84087 | 1840021355 | [10 empty] | Woods CrossUT
Byram | Byram | MS | Mississippi | 28049 | Hinds | 32.189 | -90.2861 | 11428 | 240 | polygon | FALSE | TRUE | America/Chicago | 3 | 39272 39170 39212 | 1840023049 | [10 empty] | ByramMS
North Bellport | North Bellport | NY | New York | 36103 | Suffolk | 40.7868 | -72.9457 | 11428 | 900 | polygon | FALSE | FALSE | America/New_York | 3 | 11713 11772 | 1840005056 | [10 empty] | North BellportNY
Fort Bliss | Fort Bliss | TX | Texas | 48141 | El Paso | 31.8137 | -106.4119 | 11427 | 709 | polygon | TRUE | TRUE | America/Denver | 3 | 79906 79908 79916 88510 88511 88512 88513 88514 88515 88517 88518 88519 88520 88521 88523 88524 88525 88526 88527 88528 88529 88530 88531 88532 88533 88534 88535 88536 88538 88539 88587 88589 | 1840073931 | [10 empty] | Fort BlissTX
Highland | Highland | IL | Illinois | 17119 | Madison | 38.7602 | -89.681 | 11425 | 566 | polygon | FALSE | TRUE | America/Chicago | 3 | 62249 | 1840007425 | [10 empty] | HighlandIL
Lyndon | Lyndon | KY | Kentucky | 21111 | Jefferson | 38.2644 | -85.5891 | 11423 | 1225 | polygon | FALSE | TRUE | America/New_York | 3 | 40242 40223 40222 40252 | 1840015191 | [10 empty] | LyndonKY
Signal Hill | Signal Hill | CA | California | 6037 | Los Angeles | 33.8029 | -118.1681 | 11421 | 2012 | polygon | FALSE | TRUE | America/Los_Angeles | 2 | 90755 | 1840021868 | [10 empty] | Signal HillCA
Hailey | Hailey | ID | Idaho | 16013 | Blaine | 43.5141 | -114.3 | 11409 | 853 | polygon | FALSE | TRUE | America/Boise | 3 | 83333 | 1840020028 | [10 empty] | HaileyID
Scottsburg | Scottsburg | IN | Indiana | 18143 | Scott | 38.6851 | -85.783 | 11408 | 473 | polygon | FALSE | TRUE | America/Indiana/Indianapolis | 3 | 47170 | 1840009788 | [10 empty] | ScottsburgIN
Urbana | Urbana | OH | Ohio | 39021 | Champaign | 40.1085 | -83.7542 | 11404 | 556 | polygon | FALSE | TRUE | America/New_York | 3 | 43078 | 1840010488 | [10 empty] | UrbanaOH
Schiller Park | Schiller Park | IL | Illinois | 17031 | Cook | 41.9586 | -87.8693 | 11403 | 1589 | polygon | FALSE | TRUE | America/Chicago | 3 | 60176 | 1840011320 | [10 empty] | Schiller ParkIL
Fenton | Fenton | MI | Michigan | 26049 | Genesee | 42.7994 | -83.7144 | 11403 | 661 | polygon | FALSE | TRUE | America/Detroit | 3 | 48430 | 1840002948 | [10 empty] | FentonMI
Bayou Blue | Bayou Blue | LA | Louisiana | 22057 | Lafourche | 29.6341 | -90.6732 | 11401 | 189 | polygon | FALSE | TRUE | America/Chicago | 3 | 70359 70364 | 1840039382 | [10 empty] | Bayou BlueLA
Los Alamitos | Los Alamitos | CA | California | 6059 | Orange | 33.7972 | -118.0594 | 11399 | 1093 | polygon | FALSE | TRUE | America/Los_Angeles | 3 | 90720 90721 | 1840020579 | [10 empty] | Los AlamitosCA
Destrehan | Destrehan | LA | Louisiana | 22089 | St. Charles | 29.9627 | -90.3676 | 11398 | 737 | polygon | FALSE | FALSE | America/Chicago | 3 | 70047 | 1840013110 | [10 empty] | DestrehanLA
Minooka | Minooka | IL | Illinois | 17063 | Grundy | 41.4507 | -88.2792 | 11397 | 467 | polygon | FALSE | TRUE | America/Chicago | 3 | 60447 | 1840011618 | [10 empty] | MinookaIL
Gardere | Gardere | LA | Louisiana | 22033 | East Baton Rouge | 30.3582 | -91.1345 | 11394 | 1324 | polygon | FALSE | FALSE | America/Chicago | 3 | 70820 70810 | 1840013938 | [10 empty] | GardereLA
Cascades | Cascades | VA | Virginia | 51107 | Loudoun | 39.0464 | -77.3874 | 11389 | 1192 | polygon | FALSE | TRUE | America/New_York | 3 | 20165 | 1840041712 | [10 empty] | CascadesVA
Hillsborough | Hillsborough | CA | California | 6081 | San Mateo | 37.5573 | -122.3587 | 11387 | 710 | polygon | FALSE | TRUE | America/Los_Angeles | 3 | 94010 | 1840021554 | [10 empty] | HillsboroughCA
Gardnerville Ranchos | Gardnerville Ranchos | NV | Nevada | 32005 | Douglas | 38.8872 | -119.7426 | 11380 | 293 | polygon | FALSE | FALSE | America/Los_Angeles | 3 | 89460 | 1840033828 | [10 empty] | Gardnerville RanchosNV
Collegedale | Collegedale | TN | Tennessee | 47065 | Hamilton | 35.0525 | -85.0487 | 11378 | 364 | polygon | FALSE | TRUE | America/New_York | 3 | 37302 37363 37315 | 1840014570 | [10 empty] | CollegedaleTN
Summerfield | Summerfield | NC | North Carolina | 37081 | Guilford | 36.1973 | -79.8997 | 11376 | 166 | polygon | FALSE | TRUE | America/New_York | 3 | 27358 | 1840016139 | [10 empty] | SummerfieldNC
Snyder | Snyder | TX | Texas | 48415 | Scurry | 32.7133 | -100.9113 | 11371 | 473 | polygon | FALSE | TRUE | America/Chicago | 3 | 79549 79550 | 1840022059 | [10 empty] | SnyderTX
Tarrytown | Tarrytown | NY | New York | 36119 | Westchester | 41.0647 | -73.8673 | 11370 | 1500 | polygon | FALSE | TRUE | America/New_York | 3 | 10591 | 1840004945 | [10 empty] | TarrytownNY
Viera West | Viera West | FL | Florida | 12009 | Brevard | 28.243 | -80.7368 | 11369 | 491 | polygon | FALSE | TRUE | America/New_York | 3 | 32955 32940 | 1840039133 | [10 empty] | Viera WestFL
Wyandanch | Wyandanch | NY | New York | 36103 | Suffolk | 40.7467 | -73.3769 | 11368 | 984 | polygon | FALSE | FALSE | America/New_York | 3 | 11798 11704 | 1840005115 | [10 empty] | WyandanchNY
Fairfield | Fairfield | IA | Iowa | 19101 | Jefferson | 41.0061 | -91.9669 | 11367 | 615 | polygon | FALSE | TRUE | America/Chicago | 3 | 52556 52557 | 1840000887 | [10 empty] | FairfieldIA
Mount Sterling | Mount Sterling | KY | Kentucky | 21173 | Montgomery | 38.0648 | -83.9472 | 11363 | 622 | polygon | FALSE | TRUE | America/New_York | 3 | 40353 | 1840014319 | [10 empty] | Mount SterlingKY
Ravenna | Ravenna | OH | Ohio | 39133 | Portage | 41.1613 | -81.2421 | 11361 | 779 | polygon | FALSE | TRUE | America/New_York | 3 | 44266 | 1840009317 | [10 empty] | RavennaOH
Bellmawr | Bellmawr | NJ | New Jersey | 34007 | Camden | 39.8665 | -75.0941 | 11359 | 1469 | polygon | FALSE | TRUE | America/New_York | 3 | 08031 08099 | 1840000731 | [10 empty] | BellmawrNJ
Angola | Angola | IN | Indiana | 18151 | Steuben | 41.6433 | -85.0051 | 11352 | 519 | polygon | FALSE | TRUE | America/Indiana/Indianapolis | 3 | 46703 | 1840007084 | [10 empty] | AngolaIN
Coshocton | Coshocton | OH | Ohio | 39031 | Coshocton | 40.2618 | -81.848 | 11347 | 533 | polygon | FALSE | TRUE | America/New_York | 3 | 43812 | 1840003692 | [10 empty] | CoshoctonOH
Mendota Heights | Mendota Heights | MN | Minnesota | 27037 | Dakota | 44.8815 | -93.14 | 11343 | 482 | polygon | FALSE | TRUE | America/Chicago | 3 | 55120 55118 55150 | 1840007855 | [10 empty] | Mendota HeightsMN
Haysville | Haysville | KS | Kansas | 20173 | Sedgwick | 37.5649 | -97.3527 | 11338 | 942 | polygon | FALSE | TRUE | America/Chicago | 3 | 67060 67217 | 1840007568 | [10 empty] | HaysvilleKS
Tega Cay | Tega Cay | SC | South Carolina | 45091 | York | 35.039 | -81.011 | 11335 | 967 | polygon | FALSE | TRUE | America/New_York | 3 | 29708 | 1840015488 | [10 empty] | Tega CaySC
Dent | Dent | OH | Ohio | 39061 | Hamilton | 39.1922 | -84.6593 | 11332 | 737 | polygon | FALSE | FALSE | America/New_York | 3 | 45248 45247 | 1840005880 | [10 empty] | DentOH
Haddonfield | Haddonfield | NJ | New Jersey | 34007 | Camden | 39.8955 | -75.0346 | 11317 | 1562 | polygon | FALSE | TRUE | America/New_York | 3 | 8033 | 1840016699 | [10 empty] | HaddonfieldNJ
Beachwood | Beachwood | NJ | New Jersey | 34029 | Ocean | 39.9286 | -74.2023 | 11312 | 1580 | polygon | FALSE | TRUE | America/New_York | 3 | 8722 | 1840001483 | [10 empty] | BeachwoodNJ
Bradford | Bradford | PA | Pennsylvania | 42083 | McKean | 41.9604 | -78.6414 | 11311 | 946 | polygon | FALSE | TRUE | America/New_York | 3 | 16701 | 1840000523 | [10 empty] | BradfordPA
North Vernon | North Vernon | IN | Indiana | 18079 | Jennings | 39.017 | -85.6317 | 11310 | 337 | polygon | FALSE | TRUE | America/Indiana/Indianapolis | 3 | 47265 | 1840008549 | [10 empty] | North VernonIN
Travilah | Travilah | MD | Maryland | 24031 | Montgomery | 39.0571 | -77.2458 | 11301 | 275 | polygon | FALSE | FALSE | America/New_York | 3 | 20854 20850 | 1840005846 | [10 empty] | TravilahMD
Kaneohe Station | Kaneohe Station | HI | Hawaii | 15003 | Honolulu | 21.4451 | -157.7515 | 11289 | 989 | polygon | TRUE | TRUE | Pacific/Honolulu | 3 | 96734 96863 96744 | 1840075025 | [10 empty] | Kaneohe StationHI
Winton | Winton | CA | California | 6047 | Merced | 37.3854 | -120.6173 | 11288 | 1433 | polygon | FALSE | FALSE | America/Los_Angeles | 3 | 95388 95344 | 1840018933 | [10 empty] | WintonCA
Celina | Celina | OH | Ohio | 39107 | Mercer | 40.5551 | -84.5629 | 11285 | 807 | polygon | FALSE | TRUE | America/New_York | 3 | 45822 | 1840007210 | [10 empty] | CelinaOH
Hartsville | Hartsville | TN | Tennessee | 47169 | Trousdale | 36.3921 | -86.1568 | 11284 | 38 | polygon | FALSE | TRUE | America/Chicago | 3 | 37022 37074 37057 37031 | 1840073881 | [10 empty] | HartsvilleTN
Canyon Lake | Canyon Lake | CA | California | 6065 | Riverside | 33.6885 | -117.2621 | 11280 | 1113 | polygon | FALSE | TRUE | America/Los_Angeles | 3 | 92587 | 1840019301 | [10 empty] | Canyon LakeCA
Burkburnett | Burkburnett | TX | Texas | 48485 | Wichita | 34.0746 | -98.5672 | 11270 | 376 | polygon | FALSE | TRUE | America/Chicago | 3 | 76354 | 1840019278 | [10 empty] | BurkburnettTX
Lighthouse Point | Lighthouse Point | FL | Florida | 12011 | Broward | 26.2785 | -80.0891 | 11270 | 1886 | polygon | FALSE | TRUE | America/New_York | 3 | 33064 | 1840015998 | [10 empty] | Lighthouse PointFL
Eunice | Eunice | LA | Louisiana | 22097 | St. Landry | 30.4904 | -92.4191 | 11269 | 737 | polygon | FALSE | TRUE | America/Chicago | 3 | 70535 | 1840013927 | [10 empty] | EuniceLA
Greentree | Greentree | NJ | New Jersey | 34007 | Camden | 39.8989 | -74.9614 | 11262 | 934 | polygon | FALSE | FALSE | America/New_York | 3 | 08003 08034 | 1840033472 | [10 empty] | GreentreeNJ
Westview | Westview | FL | Florida | 12086 | Miami-Dade | 25.8826 | -80.2415 | 11247 | 1434 | polygon | FALSE | FALSE | America/New_York | 3 | 33167 | 1840029098 | [10 empty] | WestviewFL
DuBois | DuBois | PA | Pennsylvania | 42033 | Clearfield | 41.1225 | -78.7564 | 11241 | 895 | polygon | FALSE | TRUE | America/New_York | 3 | 15801 | 1840035398 | [10 empty] | DuBoisPA
Lamesa | Lamesa | TX | Texas | 48115 | Dawson | 32.7333 | -101.9542 | 11241 | 691 | polygon | FALSE | TRUE | America/Chicago | 3 | 79331 | 1840020725 | [10 empty] | LamesaTX
North Logan | North Logan | UT | Utah | 49005 | Cache | 41.7759 | -111.8066 | 11237 | 608 | polygon | FALSE | TRUE | America/Denver | 3 | 84341 | 1840020114 | [10 empty] | North LoganUT
Berlin | Berlin | NH | New Hampshire | 33007 | Coos | 44.4869 | -71.2599 | 11237 | 63 | polygon | FALSE | TRUE | America/New_York | 3 | 3570 | 1840002100 | [10 empty] | BerlinNH
Waupun | Waupun | WI | Wisconsin | 55039 | Fond du Lac | 43.6315 | -88.738 | 11232 | 931 | polygon | FALSE | TRUE | America/Chicago | 3 | 53963 | 1840002600 | [10 empty] | WaupunWI
Big Lake | Big Lake | MN | Minnesota | 27141 | Sherburne | 45.3416 | -93.7431 | 11226 | 615 | polygon | FALSE | TRUE | America/Chicago | 3 | 55309 | 1840006701 | [10 empty] | Big LakeMN
Hillsdale | Hillsdale | MI | Michigan | 26059 | Hillsdale | 41.9266 | -84.6356 | 11223 | 542 | polygon | FALSE | TRUE | America/Detroit | 3 | 49242 | 1840003252 | [10 empty] | HillsdaleMI
Broomall | Broomall | PA | Pennsylvania | 42045 | Delaware | 39.9694 | -75.3529 | 11222 | 1499 | polygon | FALSE | FALSE | America/New_York | 3 | 19008 | 1840005549 | [10 empty] | BroomallPA
Gloucester City | Gloucester City | NJ | New Jersey | 34007 | Camden | 39.8924 | -75.1172 | 11219 | 1875 | polygon | FALSE | TRUE | America/New_York | 3 | 8030 | 1840003777 | [10 empty] | Gloucester CityNJ
Grand Rapids | Grand Rapids | MN | Minnesota | 27061 | Itasca | 47.238 | -93.5327 | 11214 | 191 | polygon | FALSE | TRUE | America/Chicago | 3 | 55744 55730 55745 | 1840007714 | [10 empty] | Grand RapidsMN
Hawaiian Paradise Park | Hawaiian Paradise Park | HI | Hawaii | 15001 | Hawaii | 19.5828 | -154.9693 | 11202 | 284 | polygon | FALSE | FALSE | Pacific/Honolulu | 3 | 96749 | 1840029582 | [10 empty] | Hawaiian Paradise ParkHI
Arizona City | Arizona City | AZ | Arizona | 4021 | Pinal | 32.7506 | -111.6707 | 11200 | 705 | polygon | FALSE | FALSE | America/Phoenix | 3 | 85193 85123 | 1840018030 | [10 empty] | Arizona CityAZ
Seymour | Seymour | TN | Tennessee | 47155 | Sevier | 35.8761 | -83.7742 | 11193 | 342 | polygon | FALSE | FALSE | America/New_York | 3 | 37865 | 1840013386 | [10 empty] | SeymourTN
Hormigueros | Hormigueros | PR | Puerto Rico | 72067 | Hormigueros | 18.1437 | -67.12 | 11190 | 977 | polygon | FALSE | FALSE | America/Puerto_Rico | 3 | 660 | 1630023672 | [10 empty] | HormiguerosPR
Camp Verde | Camp Verde | AZ | Arizona | 4025 | Yavapai | 34.5699 | -111.8573 | 11187 | 100 | polygon | FALSE | TRUE | America/Phoenix | 3 | 86322 | 1840022752 | [10 empty] | Camp VerdeAZ
Weddington | Weddington | NC | North Carolina | 37179 | Union | 35.0228 | -80.7383 | 11182 | 246 | polygon | FALSE | TRUE | America/New_York | 3 | 28104 28173 | 1840016459 | [10 empty] | WeddingtonNC
Ridgefield | Ridgefield | NJ | New Jersey | 34003 | Bergen | 40.8313 | -74.0147 | 11171 | 1695 | polygon | FALSE | TRUE | America/New_York | 3 | 7657 | 1840000897 | [10 empty] | RidgefieldNJ
Poulsbo | Poulsbo | WA | Washington | 53035 | Kitsap | 47.7417 | -122.6407 | 11168 | 910 | polygon | FALSE | TRUE | America/Los_Angeles | 3 | 98370 | 1840019822 | [10 empty] | PoulsboWA
Stayton | Stayton | OR | Oregon | 41047 | Marion | 44.8033 | -122.7983 | 11166 | 1049 | polygon | FALSE | TRUE | America/Los_Angeles | 3 | 97383 | 1840021227 | [10 empty] | StaytonOR
Springdale | Springdale | OH | Ohio | 39061 | Hamilton | 39.2909 | -84.476 | 11166 | 866 | polygon | FALSE | TRUE | America/New_York | 3 | 45246 | 1840001615 | [10 empty] | SpringdaleOH
Brookings | Brookings | OR | Oregon | 41015 | Curry | 42.0697 | -124.3003 | 11162 | 603 | polygon | FALSE | TRUE | America/Los_Angeles | 3 | 97415 | 1840018677 | [10 empty] | BrookingsOR
Damascus | Damascus | OR | Oregon | 41005 | Clackamas | 45.4233 | -122.4437 | 11161 | 243 | polygon | FALSE | FALSE | America/Los_Angeles | 3 | 97089 | 1840018571 | [10 empty] | DamascusOR
Niles | Niles | MI | Michigan | 26021 | Berrien | 41.8346 | -86.2473 | 11149 | 742 | polygon | FALSE | TRUE | America/Detroit | 3 | 49120 | 1840003212 | [10 empty] | NilesMI
Fuller Heights | Fuller Heights | FL | Florida | 12105 | Polk | 27.9226 | -81.9978 | 11143 | 998 | polygon | FALSE | FALSE | America/New_York | 3 | 33860 | 1840025156 | [10 empty] | Fuller HeightsFL
Mango | Mango | FL | Florida | 12057 | Hillsborough | 27.9915 | -82.307 | 11137 | 921 | polygon | FALSE | FALSE | America/New_York | 3 | 33610 33584 33550 | 1840014157 | [10 empty] | MangoFL
Piedmont | Piedmont | CA | California | 6001 | Alameda | 37.8226 | -122.23 | 11135 | 2529 | polygon | FALSE | TRUE | America/Los_Angeles | 2 | 94611 94610 | 1840020297 | [10 empty] | PiedmontCA
Fitzgerald | Fitzgerald | GA | Georgia | 13017 | Ben Hill | 31.7135 | -83.2515 | 11135 | 373 | polygon | FALSE | TRUE | America/New_York | 3 | 31750 | 1840013855 | [10 empty] | FitzgeraldGA
Huntingdon | Huntingdon | PA | Pennsylvania | 42061 | Huntingdon | 40.5 | -78.0097 | 11134 | 740 | polygon | FALSE | TRUE | America/New_York | 3 | 16652 16654 | 1840001068 | [10 empty] | HuntingdonPA
Selma | Selma | TX | Texas | 48029 | Bexar | 29.5866 | -98.3133 | 11132 | 853 | polygon | FALSE | TRUE | America/Chicago | 3 | 78154 | 1840022221 | [10 empty] | SelmaTX
Satellite Beach | Satellite Beach | FL | Florida | 12009 | Brevard | 28.1782 | -80.6019 | 11130 | 1471 | polygon | FALSE | TRUE | America/New_York | 3 | 32937 | 1840015961 | [10 empty] | Satellite BeachFL
Rossmoor | Rossmoor | CA | California | 6059 | Orange | 33.7886 | -118.0803 | 11128 | 2784 | polygon | FALSE | FALSE | America/Los_Angeles | 2 | 90720 | 1840019320 | [10 empty] | RossmoorCA
Mayfield | Mayfield | KY | Kentucky | 21083 | Graves | 36.737 | -88.6446 | 11121 | 518 | polygon | FALSE | TRUE | America/Chicago | 3 | 42066 | 1840015268 | [10 empty] | MayfieldKY
Guttenberg | Guttenberg | NJ | New Jersey | 34017 | Hudson | 40.7927 | -74.0048 | 11121 | 22246 | polygon | FALSE | TRUE | America/New_York | 2 | 7093 | 1840003597 | [10 empty] | GuttenbergNJ
Lanham | Lanham | MD | Maryland | 24033 | Prince George's | 38.9621 | -76.8421 | 11120 | 1216 | polygon | FALSE | FALSE | America/New_York | 3 | 20706 | 1840026687 | [10 empty] | LanhamMD
Franklin Lakes | Franklin Lakes | NJ | New Jersey | 34003 | Bergen | 41.0086 | -74.2083 | 11119 | 456 | polygon | FALSE | TRUE | America/New_York | 3 | 7417 | 1840003553 | [10 empty] | Franklin LakesNJ
Gulf Gate Estates | Gulf Gate Estates | FL | Florida | 12115 | Sarasota | 27.2587 | -82.5065 | 11118 | 1587 | polygon | FALSE | TRUE | America/New_York | 3 | 34231 | 1840029040 | [10 empty] | Gulf Gate EstatesFL
Summit | Summit | IL | Illinois | 17031 | Cook | 41.7877 | -87.8146 | 11116 | 2025 | polygon | FALSE | TRUE | America/Chicago | 2 | 60501 | 1840011329 | [10 empty] | SummitIL
Yorktown | Yorktown | IN | Indiana | 18035 | Delaware | 40.183 | -85.5123 | 11111 | 134 | polygon | FALSE | TRUE | America/Indiana/Indianapolis | 3 | 47334 47396 47304 | 1840010463 | [10 empty] | YorktownIN
Town and Country | Town and Country | MO | Missouri | 29189 | St. Louis | 38.6317 | -90.479 | 11109 | 373 | polygon | FALSE | TRUE | America/Chicago | 3 | 63017 63141 63131 | 1840010738 | [10 empty] | Town and CountryMO
Fulton | Fulton | NY | New York | 36075 | Oswego | 43.3171 | -76.4162 | 11102 | 1122 | polygon | FALSE | TRUE | America/New_York | 3 | 13069 | 1840000347 | [10 empty] | FultonNY
Mount Sinai | Mount Sinai | NY | New York | 36103 | Suffolk | 40.9372 | -73.018 | 11101 | 714 | polygon | FALSE | FALSE | America/New_York | 3 | 11766 | 1840005049 | [10 empty] | Mount SinaiNY
Princess Anne | Princess Anne | MD | Maryland | 24039 | Somerset | 38.2054 | -75.6969 | 11101 | 810 | polygon | FALSE | TRUE | America/New_York | 3 | 21853 | 1840006279 | [10 empty] | Princess AnneMD
Jefferson Hills | Jefferson Hills | PA | Pennsylvania | 42003 | Allegheny | 40.2927 | -79.9329 | 11101 | 259 | polygon | FALSE | TRUE | America/New_York | 3 | 15088 15025 15332 | 1840001280 | [10 empty] | Jefferson HillsPA
Lindon | Lindon | UT | Utah | 49049 | Utah | 40.3414 | -111.7187 | 11100 | 512 | polygon | FALSE | TRUE | America/Denver | 3 | 84042 | 1840020169 | [10 empty] | LindonUT
Maysville | Maysville | KY | Kentucky | 21161 | Mason | 38.6454 | -83.7911 | 11093 | 177 | polygon | FALSE | TRUE | America/New_York | 3 | 41056 41096 | 1840015180 | [10 empty] | MaysvilleKY
South Yarmouth | South Yarmouth | MA | Massachusetts | 25001 | Barnstable | 41.6692 | -70.2005 | 11091 | 615 | polygon | FALSE | FALSE | America/New_York | 3 | 02673 02664 | 1840004766 | [10 empty] | South YarmouthMA
Campton Hills | Campton Hills | IL | Illinois | 17089 | Kane | 41.9499 | -88.4166 | 11091 | 253 | polygon | FALSE | TRUE | America/Chicago | 3 | 60119 60175 60124 60183 | 1840000495 | [10 empty] | Campton HillsIL
Woodbury | Woodbury | NY | New York | 36071 | Orange | 41.3284 | -74.1004 | 11089 | 120 | polygon | FALSE | TRUE | America/New_York | 3 | 10917 10926 10930 | 1840004883 | [10 empty] | WoodburyNY
Rifle | Rifle | CO | Colorado | 8045 | Garfield | 39.5362 | -107.7729 | 11089 | 532 | polygon | FALSE | TRUE | America/Denver | 3 | 81650 | 1840020185 | [10 empty] | RifleCO
Bennettsville | Bennettsville | SC | South Carolina | 45069 | Marlboro | 34.6303 | -79.6874 | 11086 | 487 | polygon | FALSE | TRUE | America/New_York | 3 | 29512 | 1840013583 | [10 empty] | BennettsvilleSC
Walden | Walden | NY | New York | 36071 | Orange | 41.5603 | -74.1879 | 11085 | 1312 | polygon | FALSE | TRUE | America/New_York | 3 | 12586 | 1840004880 | [10 empty] | WaldenNY
Grove City | Grove City | PA | Pennsylvania | 42085 | Mercer | 41.1572 | -80.0894 | 11085 | 1111 | polygon | FALSE | TRUE | America/New_York | 3 | 16127 | 1840000660 | [10 empty] | Grove CityPA
Lexington Park | Lexington Park | MD | Maryland | 24037 | St. Mary's | 38.2543 | -76.4415 | 11082 | 761 | polygon | FALSE | FALSE | America/New_York | 3 | 20653 | 1840006231 | [10 empty] | Lexington ParkMD
Merriam | Merriam | KS | Kansas | 20091 | Johnson | 39.0186 | -94.6933 | 11081 | 990 | polygon | FALSE | TRUE | America/Chicago | 3 | 66203 66202 66204 | 1840003830 | [10 empty] | MerriamKS
Westwood | Westwood | NJ | New Jersey | 34003 | Bergen | 40.9878 | -74.0308 | 11078 | 1893 | polygon | FALSE | TRUE | America/New_York | 3 | 7675 | 1840000923 | [10 empty] | WestwoodNJ
Lower Burrell | Lower Burrell | PA | Pennsylvania | 42129 | Westmoreland | 40.5818 | -79.7141 | 11078 | 379 | polygon | FALSE | TRUE | America/New_York | 3 | 15068 | 1840001132 | [10 empty] | Lower BurrellPA
Valley Center | Valley Center | CA | California | 6073 | San Diego | 33.233 | -117.0157 | 11077 | 155 | polygon | FALSE | FALSE | America/Los_Angeles | 3 | 92082 | 1840019349 | [10 empty] | Valley CenterCA
Silverton | Silverton | OR | Oregon | 41047 | Marion | 45.0031 | -122.7809 | 11068 | 1170 | polygon | FALSE | TRUE | America/Los_Angeles | 3 | 97381 | 1840021226 | [10 empty] | SilvertonOR
Wahpeton | Wahpeton | ND | North Dakota | 38077 | Richland | 46.2722 | -96.6118 | 11067 | 572 | polygon | FALSE | TRUE | America/Chicago | 3 | 58075 58076 58074 | 1840000228 | [10 empty] | WahpetonND
Bolivar | Bolivar | MO | Missouri | 29167 | Polk | 37.6057 | -93.4174 | 11067 | 515 | polygon | FALSE | TRUE | America/Chicago | 3 | 65613 | 1840007578 | [10 empty] | BolivarMO
Storm Lake | Storm Lake | IA | Iowa | 19021 | Buena Vista | 42.6431 | -95.1969 | 11066 | 755 | polygon | FALSE | TRUE | America/Chicago | 3 | 50588 | 1840000397 | [10 empty] | Storm LakeIA
Whitehall | Whitehall | MI | Michigan | 26121 | Muskegon | 43.4003 | -86.3406 | 11061 | 340 | polygon | FALSE | TRUE | America/Detroit | 3 | 49461 | 1840000366 | [10 empty] | WhitehallMI
Orange Cove | Orange Cove | CA | California | 6019 | Fresno | 36.6211 | -119.3188 | 11059 | 2213 | polygon | FALSE | TRUE | America/Los_Angeles | 2 | 93646 | 1840020322 | [10 empty] | Orange CoveCA
Lake Grove | Lake Grove | NY | New York | 36103 | Suffolk | 40.8586 | -73.1168 | 11056 | 1444 | polygon | FALSE | TRUE | America/New_York | 3 | 11755 | 1840005121 | [10 empty] | Lake GroveNY
Moss Bluff | Moss Bluff | LA | Louisiana | 22019 | Calcasieu | 30.3039 | -93.2051 | 11055 | 280 | polygon | FALSE | FALSE | America/Chicago | 3 | 70611 | 1840013962 | [10 empty] | Moss BluffLA
Grosse Pointe Park | Grosse Pointe Park | MI | Michigan | 26163 | Wayne | 42.3794 | -82.9288 | 11050 | 1969 | polygon | FALSE | TRUE | America/Toronto | 3 | 48230 | 1840003978 | [10 empty] | Grosse Pointe ParkMI
Four Corners | Four Corners | TX | Texas | 48157 | Fort Bend | 29.6705 | -95.6596 | 11049 | 1699 | polygon | FALSE | FALSE | America/Chicago | 3 | 77498 77083 | 1840018265 | [10 empty] | Four CornersTX
Grand Haven | Grand Haven | MI | Michigan | 26139 | Ottawa | 43.0553 | -86.2201 | 11047 | 745 | polygon | FALSE | TRUE | America/Detroit | 3 | 49417 49456 | 1840002995 | [10 empty] | Grand HavenMI
Two Rivers | Two Rivers | WI | Wisconsin | 55071 | Manitowoc | 44.1564 | -87.5824 | 11041 | 705 | polygon | FALSE | TRUE | America/Chicago | 3 | 54241 | 1840002206 | [10 empty] | Two RiversWI
Lawrenceburg | Lawrenceburg | TN | Tennessee | 47099 | Lawrence | 35.2497 | -87.3325 | 11035 | 336 | polygon | FALSE | TRUE | America/Chicago | 3 | 38464 | 1840014568 | [10 empty] | LawrenceburgTN
Clinton | Clinton | SC | South Carolina | 45059 | Laurens | 34.4777 | -81.8636 | 11031 | 321 | polygon | FALSE | TRUE | America/New_York | 3 | 29325 | 1840014667 | [10 empty] | ClintonSC
Dobbs Ferry | Dobbs Ferry | NY | New York | 36119 | Westchester | 41.0127 | -73.8698 | 11027 | 1752 | polygon | FALSE | TRUE | America/New_York | 3 | 10522 | 1840004952 | [10 empty] | Dobbs FerryNY
Coamo | Coamo | PR | Puerto Rico | 72043 | Coamo | 18.0765 | -66.3638 | 11012 | 2332 | polygon | FALSE | FALSE | America/Puerto_Rico | 2 | 769 | 1630035648 | [10 empty] | CoamoPR
Suffern | Suffern | NY | New York | 36087 | Rockland | 41.1138 | -74.1421 | 11007 | 2026 | polygon | FALSE | TRUE | America/New_York | 2 | 10901 | 1840004987 | [10 empty] | SuffernNY
Shiloh | Shiloh | PA | Pennsylvania | 42133 | York | 39.9734 | -76.792 | 11007 | 1006 | polygon | FALSE | FALSE | America/New_York | 3 | 17408 | 1840035195 | [10 empty] | ShilohPA
Munhall | Munhall | PA | Pennsylvania | 42003 | Allegheny | 40.3937 | -79.9004 | 11006 | 1849 | polygon | FALSE | TRUE | America/New_York | 3 | 15120 | 1840001247 | [10 empty] | MunhallPA
Lake Morton-Berrydale | Lake Morton-Berrydale | WA | Washington | 53033 | King | 47.3325 | -122.1032 | 11001 | 344 | polygon | FALSE | TRUE | America/Los_Angeles | 3 | 98092 98042 | 1840074253 | [10 empty] | Lake Morton-BerrydaleWA
Florence | Florence | OR | Oregon | 41039 | Lane | 43.9914 | -124.1062 | 11000 | 656 | polygon | FALSE | TRUE | America/Los_Angeles | 3 | 97439 | 1840020008 | [10 empty] | FlorenceOR
Browns Mills | Browns Mills | NJ | New Jersey | 34005 | Burlington | 39.9737 | -74.5689 | 10998 | 790 | polygon | FALSE | FALSE | America/New_York | 3 | 8015 | 1840005517 | [10 empty] | Browns MillsNJ
Guymon | Guymon | OK | Oklahoma | 40139 | Texas | 36.6901 | -101.4776 | 10996 | 545 | polygon | FALSE | TRUE | America/Chicago | 3 | 73942 | 1840020350 | [10 empty] | GuymonOK
Pike Creek Valley | Pike Creek Valley | DE | Delaware | 10003 | New Castle | 39.7296 | -75.6993 | 10989 | 1642 | polygon | FALSE | FALSE | America/New_York | 3 | 19808 19711 | 1840028614 | [10 empty] | Pike Creek ValleyDE
Pompton Lakes | Pompton Lakes | NJ | New Jersey | 34031 | Passaic | 41.0024 | -74.2859 | 10986 | 1469 | polygon | FALSE | TRUE | America/New_York | 3 | 7442 | 1840000833 | [10 empty] | Pompton LakesNJ
Millsboro | Millsboro | DE | Delaware | 10005 | Sussex | 38.593 | -75.3118 | 10985 | 299 | polygon | FALSE | TRUE | America/New_York | 3 | 19966 | 1840006079 | [10 empty] | MillsboroDE
Kings Mountain | Kings Mountain | NC | North Carolina | 37045 | Cleveland | 35.2348 | -81.3501 | 10982 | 315 | polygon | FALSE | TRUE | America/New_York | 3 | 28086 | 1840014552 | [10 empty] | Kings MountainNC
Sussex | Sussex | WI | Wisconsin | 55133 | Waukesha | 43.1341 | -88.2232 | 10981 | 544 | polygon | FALSE | TRUE | America/Chicago | 3 | 53089 | 1840003006 | [10 empty] | SussexWI
Pearsall | Pearsall | TX | Texas | 48163 | Frio | 28.8885 | -99.0988 | 10973 | 690 | polygon | FALSE | TRUE | America/Chicago | 3 | 78061 | 1840020992 | [10 empty] | PearsallTX
Ocean City | Ocean City | NJ | New Jersey | 34009 | Cape May | 39.2682 | -74.6019 | 10971 | 630 | polygon | FALSE | TRUE | America/New_York | 3 | 8226 | 1840001598 | [10 empty] | Ocean CityNJ
Largo | Largo | MD | Maryland | 24033 | Prince George's | 38.88 | -76.8289 | 10961 | 1382 | polygon | FALSE | FALSE | America/New_York | 3 | 20774 | 1840005960 | [10 empty] | LargoMD
West Point | West Point | UT | Utah | 49011 | Davis | 41.122 | -112.0994 | 10957 | 594 | polygon | FALSE | TRUE | America/Denver | 3 | 84015 | 1840021354 | [10 empty] | West PointUT
Gonzales | Gonzales | LA | Louisiana | 22005 | Ascension | 30.2132 | -90.9234 | 10957 | 462 | polygon | FALSE | TRUE | America/Chicago | 3 | 70737 | 1840013965 | [10 empty] | GonzalesLA
Liberty Lake | Liberty Lake | WA | Washington | 53063 | Spokane | 47.6687 | -117.1032 | 10956 | 687 | polygon | FALSE | TRUE | America/Los_Angeles | 3 | 99019 99016 | 1840037678 | [10 empty] | Liberty LakeWA
Spencer | Spencer | IA | Iowa | 19041 | Clay | 43.1468 | -95.1534 | 10952 | 386 | polygon | FALSE | TRUE | America/Chicago | 3 | 51301 | 1840000381 | [10 empty] | SpencerIA
Chalco | Chalco | NE | Nebraska | 31153 | Sarpy | 41.1817 | -96.1353 | 10952 | 1501 | polygon | FALSE | FALSE | America/Chicago | 3 | 68138 | 1840005176 | [10 empty] | ChalcoNE
Saddlebrooke | Saddlebrooke | AZ | Arizona | 4021 | Pinal | 32.5385 | -110.8582 | 10945 | 144 | polygon | FALSE | TRUE | America/Phoenix | 3 | 85739 | 1840075484 | [10 empty] | SaddlebrookeAZ
Decatur | Decatur | IN | Indiana | 18001 | Adams | 40.8286 | -84.9282 | 10943 | 631 | polygon | FALSE | TRUE | America/Indiana/Indianapolis | 3 | 46733 | 1840007177 | [10 empty] | DecaturIN
Heath | Heath | OH | Ohio | 39089 | Licking | 40.0241 | -82.4412 | 10942 | 393 | polygon | FALSE | TRUE | America/New_York | 3 | 43056 | 1840001418 | [10 empty] | HeathOH
New Albany | New Albany | OH | Ohio | 39049 | Franklin | 40.0802 | -82.7883 | 10933 | 277 | polygon | FALSE | TRUE | America/New_York | 3 | 43054 43031 43062 | 1840012407 | [10 empty] | New AlbanyOH
Vermillion | Vermillion | SD | South Dakota | 46027 | Clay | 42.7811 | -96.9255 | 10926 | 923 | polygon | FALSE | TRUE | America/Chicago | 3 | 57069 | 1840003082 | [10 empty] | VermillionSD
Manchester | Manchester | VA | Virginia | 51041 | Chesterfield | 37.4902 | -77.5396 | 10919 | 711 | polygon | FALSE | FALSE | America/New_York | 3 | 23225 23235 23236 | 1840024785 | [10 empty] | ManchesterVA
Cusseta | Cusseta | GA | Georgia | 13053 | Chattahoochee | 32.347 | -84.787 | 10907 | 16 | polygon | FALSE | FALSE | America/New_York | 3 | 31905 31805 | 1840029395 | [10 empty] | CussetaGA
Walker Mill | Walker Mill | MD | Maryland | 24033 | Prince George's | 38.8754 | -76.8862 | 10904 | 1333 | polygon | FALSE | FALSE | America/New_York | 3 | 20743 20747 | 1840031499 | [10 empty] | Walker MillMD
Elkins | Elkins | WV | West Virginia | 54083 | Randolph | 38.9237 | -79.854 | 10899 | 742 | polygon | FALSE | TRUE | America/New_York | 3 | 26241 | 1840005991 | [10 empty] | ElkinsWV
Halfway | Halfway | MD | Maryland | 24043 | Washington | 39.6163 | -77.77 | 10898 | 904 | polygon | FALSE | FALSE | America/New_York | 3 | 21740 21795 | 1840005606 | [10 empty] | HalfwayMD
Soquel | Soquel | CA | California | 6087 | Santa Cruz | 36.9978 | -121.9482 | 10883 | 913 | polygon | FALSE | FALSE | America/Los_Angeles | 3 | 95073 95003 | 1840018957 | [10 empty] | SoquelCA
Fort Meade | Fort Meade | MD | Maryland | 24003 | Anne Arundel | 39.1058 | -76.7438 | 10873 | 511 | polygon | TRUE | TRUE | America/New_York | 3 | 20755 | 1840073581 | [10 empty] | Fort MeadeMD
Montgomery | Montgomery | OH | Ohio | 39061 | Hamilton | 39.2496 | -84.3457 | 10872 | 790 | polygon | FALSE | TRUE | America/New_York | 3 | 45249 45242 | 1840008521 | [10 empty] | MontgomeryOH
Lake Monticello | Lake Monticello | VA | Virginia | 51065 | Fluvanna | 37.921 | -78.3295 | 10862 | 474 | polygon | FALSE | FALSE | America/New_York | 3 | 22963 | 1840006342 | [10 empty] | Lake MonticelloVA
Lowes Island | Lowes Island | VA | Virginia | 51107 | Loudoun | 39.0471 | -77.3524 | 10860 | 1389 | polygon | FALSE | FALSE | America/New_York | 3 | 20165 | 1840024504 | [10 empty] | Lowes IslandVA
Kearney | Kearney | MO | Missouri | 29047 | Clay | 39.355 | -94.3598 | 10858 | 314 | polygon | FALSE | TRUE | America/Chicago | 3 | 64060 | 1840008501 | [10 empty] | KearneyMO
Bacliff | Bacliff | TX | Texas | 48167 | Galveston | 29.5077 | -94.988 | 10856 | 1531 | polygon | FALSE | FALSE | America/Chicago | 3 | 77518 | 1840018273 | [10 empty] | BacliffTX
Essex Junction | Essex Junction | VT | Vermont | 50007 | Chittenden | 44.4902 | -73.114 | 10852 | 917 | polygon | FALSE | TRUE | America/New_York | 3 | 5452 | 1840004083 | [10 empty] | Essex JunctionVT
La Riviera | La Riviera | CA | California | 6067 | Sacramento | 38.5683 | -121.3544 | 10840 | 2203 | polygon | FALSE | FALSE | America/Los_Angeles | 2 | 95827 95826 | 1840028382 | [10 empty] | La RivieraCA
Pleasant View | Pleasant View | UT | Utah | 49057 | Weber | 41.3249 | -112.0011 | 10839 | 599 | polygon | FALSE | TRUE | America/Denver | 3 | 84404 84414 | 1840020137 | [10 empty] | Pleasant ViewUT
Wasilla | Wasilla | AK | Alaska | 2170 | Matanuska-Susitna | 61.577 | -149.466 | 10838 | 337 | polygon | FALSE | TRUE | America/Anchorage | 3 | 99654 99629 | 1840023371 | [10 empty] | WasillaAK
Forest | Forest | VA | Virginia | 51019 | Bedford | 37.3728 | -79.2831 | 10836 | 307 | polygon | FALSE | FALSE | America/New_York | 3 | 24551 | 1840006398 | [10 empty] | ForestVA
Oak Grove | Oak Grove | SC | South Carolina | 45063 | Lexington | 33.9809 | -81.1438 | 10835 | 650 | polygon | FALSE | FALSE | America/New_York | 3 | 29073 29170 | 1840135088 | [10 empty] | Oak GroveSC
River Forest | River Forest | IL | Illinois | 17031 | Cook | 41.895 | -87.8194 | 10816 | 1684 | polygon | FALSE | TRUE | America/Chicago | 3 | 60305 | 1840011284 | [10 empty] | River ForestIL
Cheval | Cheval | FL | Florida | 12057 | Hillsborough | 28.1459 | -82.5185 | 10808 | 701 | polygon | FALSE | FALSE | America/New_York | 3 | 33558 | 1840028977 | [10 empty] | ChevalFL
The Pinery | The Pinery | CO | Colorado | 8035 | Douglas | 39.4462 | -104.7591 | 10806 | 401 | polygon | FALSE | FALSE | America/Denver | 3 | 80134 | 1840028583 | [10 empty] | The PineryCO
Panthersville | Panthersville | GA | Georgia | 13089 | DeKalb | 33.7059 | -84.2764 | 10800 | 1137 | polygon | FALSE | FALSE | America/New_York | 3 | 30034 | 1840013705 | [10 empty] | PanthersvilleGA
Smithville | Smithville | MO | Missouri | 29047 | Clay | 39.3921 | -94.5748 | 10795 | 261 | polygon | FALSE | TRUE | America/Chicago | 3 | 64089 | 1840009605 | [10 empty] | SmithvilleMO
Mount Kisco | Mount Kisco | NY | New York | 36119 | Westchester | 41.2018 | -73.7282 | 10795 | 1369 | polygon | FALSE | TRUE | America/New_York | 3 | 10549 | 1840004936 | [10 empty] | Mount KiscoNY
Sierra Madre | Sierra Madre | CA | California | 6037 | Los Angeles | 34.1687 | -118.0504 | 10793 | 1411 | polygon | FALSE | TRUE | America/Los_Angeles | 3 | 91024 91025 | 1840021867 | [10 empty] | Sierra MadreCA
Totowa | Totowa | NJ | New Jersey | 34031 | Passaic | 40.9039 | -74.2213 | 10792 | 1041 | polygon | FALSE | TRUE | America/New_York | 3 | 07512 07511 | 1840000839 | [10 empty] | TotowaNJ
San GermÃ¡n | San German | PR | Puerto Rico | 72125 | San GermÃ¡n | 18.0827 | -67.046 | 10781 | 1472 | polygon | FALSE | FALSE | America/Puerto_Rico | 3 | 683 | 1630023526 | [10 empty] | San GermÃ¡nPR
Highland Park | Highland Park | MI | Michigan | 26163 | Wayne | 42.4052 | -83.0977 | 10775 | 1400 | polygon | FALSE | TRUE | America/Detroit | 3 | 48203 | 1840003982 | [10 empty] | Highland ParkMI
North Branch | North Branch | MN | Minnesota | 27025 | Chisago | 45.5137 | -92.9601 | 10767 | 116 | polygon | FALSE | TRUE | America/Chicago | 3 | 55056 55032 | 1840007790 | [10 empty] | North BranchMN
Winnemucca | Winnemucca | NV | Nevada | 32013 | Humboldt | 40.9645 | -117.7247 | 10764 | 305 | polygon | FALSE | TRUE | America/Los_Angeles | 3 | 89445 | 1840021334 | [10 empty] | WinnemuccaNV
Castle Pines | Castle Pines | CO | Colorado | 8035 | Douglas | 39.4625 | -104.8706 | 10763 | 433 | polygon | FALSE | TRUE | America/Denver | 3 | 80108 | 1840022456 | [10 empty] | Castle PinesCO
Burr Ridge | Burr Ridge | IL | Illinois | 17043 | DuPage | 41.7485 | -87.9198 | 10758 | 587 | polygon | FALSE | TRUE | America/Chicago | 3 | 60527 | 1840010168 | [10 empty] | Burr RidgeIL
Galena Park | Galena Park | TX | Texas | 48201 | Harris | 29.7452 | -95.2333 | 10757 | 867 | polygon | FALSE | TRUE | America/Chicago | 3 | 77015 77547 77029 | 1840020922 | [10 empty] | Galena ParkTX
Myrtle Grove | Myrtle Grove | NC | North Carolina | 37129 | New Hanover | 34.123 | -77.8834 | 10753 | 619 | polygon | FALSE | FALSE | America/New_York | 3 | 28409 | 1840013632 | [10 empty] | Myrtle GroveNC
Ludington | Ludington | MI | Michigan | 26105 | Mason | 43.9573 | -86.4434 | 10752 | 931 | polygon | FALSE | TRUE | America/Detroit | 3 | 49431 | 1840002547 | [10 empty] | LudingtonMI
Camden | Camden | AR | Arkansas | 5103 | Ouachita | 33.5672 | -92.8467 | 10749 | 251 | polygon | FALSE | TRUE | America/Chicago | 3 | 71701 | 1840013736 | [10 empty] | CamdenAR
Bellmead | Bellmead | TX | Texas | 48309 | McLennan | 31.6025 | -97.0896 | 10744 | 604 | polygon | FALSE | TRUE | America/Chicago | 3 | 76705 76715 | 1840019531 | [10 empty] | BellmeadTX
Little Ferry | Little Ferry | NJ | New Jersey | 34003 | Bergen | 40.8463 | -74.0388 | 10739 | 2807 | polygon | FALSE | TRUE | America/New_York | 2 | 7643 | 1840003534 | [10 empty] | Little FerryNJ
Aguadilla | Aguadilla | PR | Puerto Rico | 72005 | Aguadilla | 18.4382 | -67.1536 | 10739 | 1654 | polygon | FALSE | FALSE | America/Puerto_Rico | 3 | 00603 00605 | 1630035605 | [10 empty] | AguadillaPR
Muskegon Heights | Muskegon Heights | MI | Michigan | 26121 | Muskegon | 43.2024 | -86.242 | 10736 | 1301 | polygon | FALSE | TRUE | America/Detroit | 3 | 49444 49443 | 1840002871 | [10 empty] | Muskegon HeightsMI
Mapleton | Mapleton | UT | Utah | 49049 | Utah | 40.1188 | -111.5742 | 10731 | 310 | polygon | FALSE | TRUE | America/Denver | 3 | 84664 | 1840020170 | [10 empty] | MapletonUT
Fruitland Park | Fruitland Park | FL | Florida | 12069 | Lake | 28.86 | -81.919 | 10730 | 702 | polygon | FALSE | TRUE | America/New_York | 3 | 34731 | 1840014055 | [10 empty] | Fruitland ParkFL
Arkadelphia | Arkadelphia | AR | Arkansas | 5019 | Clark | 34.1255 | -93.0725 | 10726 | 560 | polygon | FALSE | TRUE | America/Chicago | 3 | 71923 71999 71998 | 1840013638 | [10 empty] | ArkadelphiaAR
Rochelle | Rochelle | IL | Illinois | 17141 | Ogle | 41.9195 | -89.0632 | 10723 | 266 | polygon | FALSE | TRUE | America/Chicago | 3 | 61068 | 1840009179 | [10 empty] | RochelleIL
Gig Harbor | Gig Harbor | WA | Washington | 53053 | Pierce | 47.3353 | -122.5964 | 10717 | 701 | polygon | FALSE | TRUE | America/Los_Angeles | 3 | 98332 98335 | 1840019855 | [10 empty] | Gig HarborWA
Crestwood | Crestwood | IL | Illinois | 17031 | Cook | 41.6454 | -87.7396 | 10706 | 1356 | polygon | FALSE | TRUE | America/Chicago | 3 | 60445 60418 | 1840011267 | [10 empty] | CrestwoodIL
Farmersville | Farmersville | CA | California | 6107 | Tulare | 36.3053 | -119.2083 | 10703 | 1844 | polygon | FALSE | TRUE | America/Los_Angeles | 3 | 93223 | 1840020366 | [10 empty] | FarmersvilleCA
Darby | Darby | PA | Pennsylvania | 42045 | Delaware | 39.921 | -75.2611 | 10702 | 4906 | polygon | FALSE | TRUE | America/New_York | 2 | 19023 | 1840000695 | [10 empty] | DarbyPA
Smithfield | Smithfield | VA | Virginia | 51093 | Isle of Wight | 36.9754 | -76.6162 | 10702 | 347 | polygon | FALSE | TRUE | America/New_York | 3 | 23430 23431 | 1840006487 | [10 empty] | SmithfieldVA
Gateway | Gateway | FL | Florida | 12071 | Lee | 26.5804 | -81.7453 | 10702 | 735 | polygon | FALSE | FALSE | America/New_York | 3 | 33913 | 1840014213 | [10 empty] | GatewayFL
Raceland | Raceland | LA | Louisiana | 22057 | Lafourche | 29.7282 | -90.6362 | 10698 | 191 | polygon | FALSE | FALSE | America/Chicago | 3 | 70394 | 1840014027 | [10 empty] | RacelandLA
Sweet Home | Sweet Home | OR | Oregon | 41043 | Linn | 44.4023 | -122.7028 | 10697 | 726 | polygon | FALSE | TRUE | America/Los_Angeles | 3 | 97386 | 1840021253 | [10 empty] | Sweet HomeOR
DeForest | DeForest | WI | Wisconsin | 55025 | Dane | 43.2301 | -89.3437 | 10691 | 504 | polygon | FALSE | FALSE | America/Chicago | 3 | 53598 53532 | 1840037935 | [10 empty] | DeForestWI
Cleveland | Cleveland | TX | Texas | 48291 | Liberty | 30.3374 | -95.0931 | 10690 | 167 | polygon | FALSE | TRUE | America/Chicago | 3 | 77327 77328 | 1840019596 | [10 empty] | ClevelandTX
Avon Park | Avon Park | FL | Florida | 12055 | Highlands | 27.5908 | -81.5081 | 10689 | 423 | polygon | FALSE | TRUE | America/New_York | 3 | 33825 33826 | 1840014166 | [10 empty] | Avon ParkFL
Northbrook | Northbrook | OH | Ohio | 39061 | Hamilton | 39.2467 | -84.5796 | 10684 | 2136 | polygon | FALSE | FALSE | America/New_York | 2 | 45251 45231 | 1840034123 | [10 empty] | NorthbrookOH
Van Wert | Van Wert | OH | Ohio | 39161 | Van Wert | 40.865 | -84.5879 | 10676 | 541 | polygon | FALSE | TRUE | America/New_York | 3 | 45891 | 1840010350 | [10 empty] | Van WertOH
Garden City | Garden City | SC | South Carolina | 45051 | Horry | 33.5927 | -79.007 | 10669 | 775 | polygon | FALSE | FALSE | America/New_York | 3 | 29575 29576 | 1840013645 | [10 empty] | Garden CitySC
Hornell | Hornell | NY | New York | 36101 | Steuben | 42.3332 | -77.6633 | 10661 | 977 | polygon | FALSE | TRUE | America/New_York | 3 | 14843 | 1840000444 | [10 empty] | HornellNY
Pacific | Pacific | MO | Missouri | 29071 | Franklin | 38.4805 | -90.7541 | 10661 | 469 | polygon | FALSE | TRUE | America/Chicago | 3 | 63069 | 1840009644 | [10 empty] | PacificMO
Newcastle | Newcastle | OK | Oklahoma | 40087 | McClain | 35.2404 | -97.5998 | 10655 | 68 | polygon | FALSE | TRUE | America/Chicago | 3 | 73072 73065 | 1840020453 | [10 empty] | NewcastleOK
Ketchikan | Ketchikan | AK | Alaska | 2130 | Ketchikan Gateway | 55.3556 | -131.6698 | 10652 | 838 | polygon | FALSE | TRUE | America/Sitka | 3 | 99901 99950 | 1840023270 | [10 empty] | KetchikanAK
Alamosa | Alamosa | CO | Colorado | 8003 | Alamosa | 37.4751 | -105.8769 | 10652 | 492 | polygon | FALSE | TRUE | America/Denver | 3 | 81101 | 1840018921 | [10 empty] | AlamosaCO
Lansdowne | Lansdowne | PA | Pennsylvania | 42045 | Delaware | 39.9408 | -75.276 | 10647 | 3479 | polygon | FALSE | TRUE | America/New_York | 2 | 19050 | 1840000700 | [10 empty] | LansdownePA
Toccoa | Toccoa | GA | Georgia | 13257 | Stephens | 34.5807 | -83.3256 | 10647 | 338 | polygon | FALSE | TRUE | America/New_York | 3 | 30577 30598 | 1840015551 | [10 empty] | ToccoaGA
Brooklyn | Brooklyn | OH | Ohio | 39035 | Cuyahoga | 41.4349 | -81.7498 | 10646 | 967 | polygon | FALSE | TRUE | America/New_York | 3 | 44144 | 1840000592 | [10 empty] | BrooklynOH
Saks | Saks | AL | Alabama | 1015 | Calhoun | 33.7118 | -85.8536 | 10645 | 337 | polygon | FALSE | FALSE | America/Chicago | 3 | 36201 36206 36202 | 1840013708 | [10 empty] | SaksAL
Millington | Millington | TN | Tennessee | 47157 | Shelby | 35.335 | -89.8991 | 10641 | 183 | polygon | FALSE | TRUE | America/Chicago | 3 | 38053 38054 38055 38083 | 1840014593 | [10 empty] | MillingtonTN
Georgetown | Georgetown | DE | Delaware | 10005 | Sussex | 38.6894 | -75.3872 | 10638 | 581 | polygon | FALSE | TRUE | America/New_York | 3 | 19947 | 1840006065 | [10 empty] | GeorgetownDE
Ogdensburg | Ogdensburg | NY | New York | 36089 | St. Lawrence | 44.7088 | -75.4717 | 10638 | 813 | polygon | FALSE | TRUE | America/Toronto | 3 | 13669 | 1840000297 | [10 empty] | OgdensburgNY
Wyomissing | Wyomissing | PA | Pennsylvania | 42011 | Berks | 40.3317 | -75.9703 | 10635 | 910 | polygon | FALSE | TRUE | America/New_York | 3 | 19609 19610 | 1840001196 | [10 empty] | WyomissingPA
Petal | Petal | MS | Mississippi | 28035 | Forrest | 31.3477 | -89.2359 | 10632 | 244 | polygon | FALSE | TRUE | America/Chicago | 3 | 39465 | 1840014968 | [10 empty] | PetalMS
Anderson | Anderson | CA | California | 6089 | Shasta | 40.4497 | -122.295 | 10630 | 583 | polygon | FALSE | TRUE | America/Los_Angeles | 3 | 96007 | 1840018733 | [10 empty] | AndersonCA
North Lindenhurst | North Lindenhurst | NY | New York | 36103 | Suffolk | 40.7072 | -73.3859 | 10624 | 2124 | polygon | FALSE | FALSE | America/New_York | 2 | 11757 11701 | 1840005058 | [10 empty] | North LindenhurstNY
Monroe | Monroe | WI | Wisconsin | 55045 | Green | 42.603 | -89.6382 | 10619 | 727 | polygon | FALSE | TRUE | America/Chicago | 3 | 53566 | 1840002464 | [10 empty] | MonroeWI
Atchison | Atchison | KS | Kansas | 20005 | Atchison | 39.5625 | -95.1367 | 10613 | 504 | polygon | FALSE | TRUE | America/Chicago | 3 | 66002 | 1840001543 | [10 empty] | AtchisonKS
Highland City | Highland City | FL | Florida | 12105 | Polk | 27.9633 | -81.8781 | 10602 | 524 | polygon | FALSE | FALSE | America/New_York | 3 | 33813 33830 33812 33846 | 1840014122 | [10 empty] | Highland CityFL
Kapaa | Kapaa | HI | Hawaii | 15007 | Kauai | 22.091 | -159.352 | 10580 | 407 | polygon | FALSE | FALSE | Pacific/Honolulu | 3 | 96746 | 1840029499 | [10 empty] | KapaaHI
Waterloo | Waterloo | IL | Illinois | 17133 | Monroe | 38.3403 | -90.1538 | 10578 | 501 | polygon | FALSE | TRUE | America/Chicago | 3 | 62298 | 1840010803 | [10 empty] | WaterlooIL
Wyndham | Wyndham | VA | Virginia | 51087 | Henrico | 37.6924 | -77.6123 | 10578 | 1121 | polygon | FALSE | FALSE | America/New_York | 3 | 23059 | 1840006396 | [10 empty] | WyndhamVA
Norton | Norton | VA | Virginia | 51720 | Norton | 36.9314 | -82.6262 | 10570 | 205 | polygon | FALSE | TRUE | America/New_York | 3 | 24273 | 1840003870 | [10 empty] | NortonVA
Fairfield | Fairfield | AL | Alabama | 1073 | Jefferson | 33.4747 | -86.9194 | 10568 | 1175 | polygon | FALSE | TRUE | America/Chicago | 3 | 35064 | 1840001883 | [10 empty] | FairfieldAL
Greencastle | Greencastle | IN | Indiana | 18133 | Putnam | 39.6431 | -86.8419 | 10567 | 756 | polygon | FALSE | TRUE | America/Indiana/Indianapolis | 3 | 46135 | 1840008439 | [10 empty] | GreencastleIN
Covington | Covington | LA | Louisiana | 22103 | St. Tammany | 30.4808 | -90.1122 | 10564 | 505 | polygon | FALSE | TRUE | America/Chicago | 3 | 70433 | 1840015019 | [10 empty] | CovingtonLA
Three Rivers | Three Rivers | MI | Michigan | 26149 | St. Joseph | 41.9465 | -85.6281 | 10560 | 545 | polygon | FALSE | TRUE | America/Detroit | 3 | 49093 | 1840003255 | [10 empty] | Three RiversMI
Timonium | Timonium | MD | Maryland | 24005 | Baltimore | 39.4463 | -76.6083 | 10557 | 761 | polygon | FALSE | FALSE | America/New_York | 3 | 21093 | 1840026624 | [10 empty] | TimoniumMD
Lincoln Village | Lincoln Village | OH | Ohio | 39049 | Franklin | 39.9532 | -83.1314 | 10549 | 2231 | polygon | FALSE | FALSE | America/New_York | 2 | 43228 | 1840034388 | [10 empty] | Lincoln VillageOH
Morro Bay | Morro Bay | CA | California | 6079 | San Luis Obispo | 35.3681 | -120.8481 | 10543 | 764 | polygon | FALSE | TRUE | America/Los_Angeles | 3 | 93442 93443 | 1840020415 | [10 empty] | Morro BayCA
Lowell | Lowell | IN | Indiana | 18089 | Lake | 41.2921 | -87.4184 | 10541 | 614 | polygon | FALSE | TRUE | America/Chicago | 3 | 46356 | 1840009260 | [10 empty] | LowellIN
Paris | Paris | TN | Tennessee | 47079 | Henry | 36.2934 | -88.3065 | 10536 | 300 | polygon | FALSE | TRUE | America/Chicago | 3 | 38242 | 1840014438 | [10 empty] | ParisTN
Ironton | Ironton | OH | Ohio | 39087 | Lawrence | 38.5319 | -82.6777 | 10532 | 977 | polygon | FALSE | TRUE | America/New_York | 3 | 45638 | 1840008607 | [10 empty] | IrontonOH
Star | Star | ID | Idaho | 16001 | Ada | 43.7013 | -116.4934 | 10532 | 579 | polygon | FALSE | TRUE | America/Boise | 3 | 83669 | 1840021279 | [10 empty] | StarID
Fairview | Fairview | CA | California | 6001 | Alameda | 37.676 | -122.048 | 10532 | 1478 | polygon | FALSE | FALSE | America/Los_Angeles | 3 | 94541 94542 | 1840028375 | [10 empty] | FairviewCA
Pasadena Hills | Pasadena Hills | FL | Florida | 12101 | Pasco | 28.2881 | -82.238 | 10530 | 135 | polygon | FALSE | TRUE | America/New_York | 3 | 33525 33541 33545 33539 | 1840039051 | [10 empty] | Pasadena HillsFL
Richmond Heights | Richmond Heights | FL | Florida | 12086 | Miami-Dade | 25.6347 | -80.372 | 10524 | 2549 | polygon | FALSE | FALSE | America/New_York | 2 | 33176 33186 | 1840014249 | [10 empty] | Richmond HeightsFL
Milton | Milton | FL | Florida | 12113 | Santa Rosa | 30.6286 | -87.0522 | 10523 | 730 | polygon | FALSE | TRUE | America/Chicago | 3 | 32583 32570 32572 | 1840015006 | [10 empty] | MiltonFL
San Diego Country Estates | San Diego Country Estates | CA | California | 6073 | San Diego | 33.0093 | -116.7874 | 10514 | 241 | polygon | FALSE | FALSE | America/Los_Angeles | 3 | 92065 | 1840028398 | [10 empty] | San Diego Country EstatesCA
Columbia | Columbia | IL | Illinois | 17133 | Monroe | 38.4581 | -90.2156 | 10513 | 393 | polygon | FALSE | TRUE | America/Chicago | 3 | 62236 | 1840007502 | [10 empty] | ColumbiaIL
Roscoe | Roscoe | IL | Illinois | 17201 | Winnebago | 42.4256 | -89.0083 | 10510 | 395 | polygon | FALSE | TRUE | America/Chicago | 3 | 61073 | 1840011122 | [10 empty] | RoscoeIL
Jefferson | Jefferson | LA | Louisiana | 22051 | Jefferson | 29.9609 | -90.1554 | 10501 | 1497 | polygon | FALSE | FALSE | America/Chicago | 3 | 70121 | 1840013986 | [10 empty] | JeffersonLA
Little Canada | Little Canada | MN | Minnesota | 27123 | Ramsey | 45.0244 | -93.0863 | 10501 | 1040 | polygon | FALSE | TRUE | America/Chicago | 3 | 55117 | 1840008936 | [10 empty] | Little CanadaMN
Rosaryville | Rosaryville | MD | Maryland | 24033 | Prince George's | 38.7672 | -76.8266 | 10501 | 441 | polygon | FALSE | FALSE | America/New_York | 3 | 20623 20772 | 1840005952 | [10 empty] | RosaryvilleMD
Wapakoneta | Wapakoneta | OH | Ohio | 39011 | Auglaize | 40.5663 | -84.1915 | 10500 | 585 | polygon | FALSE | TRUE | America/New_York | 3 | 45895 | 1840010391 | [10 empty] | WapakonetaOH
Alpine | Alpine | UT | Utah | 49049 | Utah | 40.4629 | -111.7724 | 10498 | 509 | polygon | FALSE | TRUE | America/Denver | 3 | 84004 | 1840018755 | [10 empty] | AlpineUT
Farmington | Farmington | MI | Michigan | 26125 | Oakland | 42.4614 | -83.3784 | 10491 | 1520 | polygon | FALSE | TRUE | America/Detroit | 3 | 48336 48335 48332 48333 | 1840002441 | [10 empty] | FarmingtonMI
Doctor Phillips | Doctor Phillips | FL | Florida | 12095 | Orange | 28.4476 | -81.4922 | 10488 | 1275 | polygon | FALSE | FALSE | America/New_York | 3 | 32836 32819 | 1840013119 | [10 empty] | Doctor PhillipsFL
Exeter | Exeter | CA | California | 6107 | Tulare | 36.294 | -119.1459 | 10485 | 1643 | polygon | FALSE | TRUE | America/Los_Angeles | 3 | 93221 | 1840020365 | [10 empty] | ExeterCA
Martin | Martin | TN | Tennessee | 47183 | Weakley | 36.3386 | -88.8513 | 10484 | 326 | polygon | FALSE | TRUE | America/Chicago | 3 | 38237 38238 | 1840015282 | [10 empty] | MartinTN
Gifford | Gifford | FL | Florida | 12061 | Indian River | 27.6747 | -80.4102 | 10479 | 595 | polygon | FALSE | FALSE | America/New_York | 3 | 32960 32967 | 1840014160 | [10 empty] | GiffordFL
Bernalillo | Bernalillo | NM | New Mexico | 35043 | Sandoval | 35.3127 | -106.5537 | 10477 | 827 | polygon | FALSE | TRUE | America/Denver | 3 | 87004 | 1840020388 | [10 empty] | BernalilloNM
Pine Castle | Pine Castle | FL | Florida | 12095 | Orange | 28.4651 | -81.374 | 10474 | 1669 | polygon | FALSE | FALSE | America/New_York | 3 | 32809 32839 | 1840014097 | [10 empty] | Pine CastleFL
Point Pleasant | Point Pleasant | WV | West Virginia | 54053 | Mason | 38.8529 | -82.1303 | 10473 | 649 | polygon | FALSE | TRUE | America/New_York | 3 | 25550 | 1840006048 | [10 empty] | Point PleasantWV
Cape Canaveral | Cape Canaveral | FL | Florida | 12009 | Brevard | 28.3933 | -80.605 | 10470 | 1819 | polygon | FALSE | TRUE | America/New_York | 3 | 32920 | 1840015091 | [10 empty] | Cape CanaveralFL
Sweetwater | Sweetwater | TX | Texas | 48353 | Nolan | 32.4693 | -100.4092 | 10469 | 365 | polygon | FALSE | TRUE | America/Chicago | 3 | 79556 | 1840022089 | [10 empty] | SweetwaterTX
Fairview Shores | Fairview Shores | FL | Florida | 12095 | Orange | 28.602 | -81.3948 | 10467 | 1362 | polygon | FALSE | FALSE | America/New_York | 3 | 32804 32789 32810 | 1840013120 | [10 empty] | Fairview ShoresFL
Jacinto City | Jacinto City | TX | Texas | 48201 | Harris | 29.7663 | -95.241 | 10466 | 2181 | polygon | FALSE | TRUE | America/Chicago | 2 | 77029 | 1840019619 | [10 empty] | Jacinto CityTX
Worth | Worth | IL | Illinois | 17031 | Cook | 41.6877 | -87.7916 | 10466 | 1705 | polygon | FALSE | TRUE | America/Chicago | 3 | 60482 | 1840011318 | [10 empty] | WorthIL
Portage | Portage | WI | Wisconsin | 55021 | Columbia | 43.5489 | -89.4658 | 10465 | 450 | polygon | FALSE | TRUE | America/Chicago | 3 | 53901 | 1840002712 | [10 empty] | PortageWI
Tanaina | Tanaina | AK | Alaska | 2170 | Matanuska-Susitna | 61.656 | -149.4272 | 10464 | 133 | polygon | FALSE | FALSE | America/Anchorage | 3 | 99654 | 1840023662 | [10 empty] | TanainaAK
Bedford Heights | Bedford Heights | OH | Ohio | 39035 | Cuyahoga | 41.4042 | -81.5053 | 10460 | 888 | polygon | FALSE | TRUE | America/New_York | 3 | 44146 | 1840003397 | [10 empty] | Bedford HeightsOH
Fox Lake | Fox Lake | IL | Illinois | 17097 | Lake | 42.4239 | -88.1844 | 10451 | 515 | polygon | FALSE | TRUE | America/Chicago | 3 | 60020 60081 60041 | 1840011168 | [10 empty] | Fox LakeIL
Oak Hills | Oak Hills | CA | California | 6071 | San Bernardino | 34.3912 | -117.4125 | 10444 | 165 | polygon | FALSE | FALSE | America/Los_Angeles | 3 | 92344 | 1840024934 | [10 empty] | Oak HillsCA
Linthicum | Linthicum | MD | Maryland | 24003 | Anne Arundel | 39.2088 | -76.6625 | 10442 | 738 | polygon | FALSE | FALSE | America/New_York | 3 | 21090 | 1840005921 | [10 empty] | LinthicumMD
Fountain Inn | Fountain Inn | SC | South Carolina | 45045 | Greenville | 34.6994 | -82.1999 | 10441 | 555 | polygon | FALSE | TRUE | America/New_York | 3 | 29644 | 1840013500 | [10 empty] | Fountain InnSC
New Baltimore | New Baltimore | VA | Virginia | 51061 | Fauquier | 38.7495 | -77.7151 | 10440 | 335 | polygon | FALSE | FALSE | America/New_York | 3 | 20187 | 1840024594 | [10 empty] | New BaltimoreVA
Wellington | Wellington | CO | Colorado | 8069 | Larimer | 40.7 | -105.0054 | 10437 | 1111 | polygon | FALSE | TRUE | America/Denver | 3 | 80549 | 1840022411 | [10 empty] | WellingtonCO
Kendallville | Kendallville | IN | Indiana | 18113 | Noble | 41.4441 | -85.2578 | 10432 | 630 | polygon | FALSE | TRUE | America/Indiana/Indianapolis | 3 | 46755 | 1840008208 | [10 empty] | KendallvilleIN
Sumner | Sumner | WA | Washington | 53053 | Pierce | 47.2189 | -122.2338 | 10427 | 534 | polygon | FALSE | TRUE | America/Los_Angeles | 3 | 98390 | 1840021128 | [10 empty] | SumnerWA
Pine Hill | Pine Hill | NJ | New Jersey | 34007 | Camden | 39.7879 | -74.9857 | 10417 | 1028 | polygon | FALSE | TRUE | America/New_York | 3 | 08009 08021 | 1840001509 | [10 empty] | Pine HillNJ
Forestville | Forestville | OH | Ohio | 39061 | Hamilton | 39.0711 | -84.3389 | 10415 | 1087 | polygon | FALSE | FALSE | America/New_York | 3 | 45255 45230 | 1840034110 | [10 empty] | ForestvilleOH
Hudson | Hudson | NY | New York | 36021 | Columbia | 42.2515 | -73.7859 | 10413 | 1086 | polygon | FALSE | TRUE | America/New_York | 3 | 12534 | 1840000454 | [10 empty] | HudsonNY
Shasta Lake | Shasta Lake | CA | California | 6089 | Shasta | 40.679 | -122.3775 | 10413 | 368 | polygon | FALSE | TRUE | America/Los_Angeles | 3 | 96003 96019 96089 | 1840021349 | [10 empty] | Shasta LakeCA
Dayton | Dayton | TN | Tennessee | 47143 | Rhea | 35.4912 | -85.012 | 10410 | 364 | polygon | FALSE | TRUE | America/New_York | 3 | 37321 | 1840014525 | [10 empty] | DaytonTN
Rodeo | Rodeo | CA | California | 6013 | Contra Costa | 38.0368 | -122.2526 | 10409 | 1074 | polygon | FALSE | FALSE | America/Los_Angeles | 3 | 94525 94572 | 1840018900 | [10 empty] | RodeoCA
West Point | West Point | MS | Mississippi | 28025 | Clay | 33.6064 | -88.6571 | 10404 | 192 | polygon | FALSE | TRUE | America/Chicago | 3 | 39773 | 1840015681 | [10 empty] | West PointMS
Vidor | Vidor | TX | Texas | 48361 | Orange | 30.1291 | -93.9967 | 10403 | 334 | polygon | FALSE | TRUE | America/Chicago | 3 | 77662 77670 | 1840022193 | [10 empty] | VidorTX
New Port Richey East | New Port Richey East | FL | Florida | 12101 | Pasco | 28.2605 | -82.693 | 10398 | 1070 | polygon | FALSE | TRUE | America/New_York | 3 | 34668 34653 | 1840073871 | [10 empty] | New Port Richey EastFL
Bellefontaine Neighbors | Bellefontaine Neighbors | MO | Missouri | 29189 | St. Louis | 38.7529 | -90.228 | 10397 | 913 | polygon | FALSE | TRUE | America/Chicago | 3 | 63136 63137 | 1840007449 | [10 empty] | Bellefontaine NeighborsMO
Vermilion | Vermilion | OH | Ohio | 39043 | Erie | 41.4103 | -82.3214 | 10394 | 377 | polygon | FALSE | TRUE | America/New_York | 3 | 44089 | 1840010234 | [10 empty] | VermilionOH
Bonham | Bonham | TX | Texas | 48147 | Fannin | 33.588 | -96.1901 | 10386 | 407 | polygon | FALSE | TRUE | America/Chicago | 3 | 75418 | 1840019332 | [10 empty] | BonhamTX
Kennett | Kennett | MO | Missouri | 29069 | Dunklin | 36.2403 | -90.0481 | 10379 | 556 | polygon | FALSE | TRUE | America/Chicago | 3 | 63857 | 1840008809 | [10 empty] | KennettMO
Troy | Troy | IL | Illinois | 17119 | Madison | 38.7266 | -89.8973 | 10375 | 725 | polygon | FALSE | TRUE | America/Chicago | 3 | 62294 | 1840010709 | [10 empty] | TroyIL
Fort Bragg | Fort Bragg | CA | California | 6045 | Mendocino | 39.4399 | -123.8013 | 10374 | 971 | polygon | FALSE | TRUE | America/Los_Angeles | 3 | 95437 | 1840020189 | [10 empty] | Fort BraggCA
Lyons | Lyons | IL | Illinois | 17031 | Cook | 41.8121 | -87.8192 | 10372 | 1832 | polygon | FALSE | TRUE | America/Chicago | 3 | 60534 60525 | 1840011292 | [10 empty] | LyonsIL
Miami Shores | Miami Shores | FL | Florida | 12086 | Miami-Dade | 25.867 | -80.1779 | 10365 | 1609 | polygon | FALSE | TRUE | America/New_York | 3 | 33141 33138 33153 | 1840018334 | [10 empty] | Miami ShoresFL
East Whittier | East Whittier | CA | California | 6037 | Los Angeles | 33.9244 | -117.9887 | 10356 | 3666 | polygon | FALSE | FALSE | America/Los_Angeles | 2 | 90604 | 1840019205 | [10 empty] | East WhittierCA
Columbia | Columbia | PA | Pennsylvania | 42071 | Lancaster | 40.0348 | -76.4944 | 10355 | 1656 | polygon | FALSE | TRUE | America/New_York | 3 | 17512 | 1840003713 | [10 empty] | ColumbiaPA
Beverly Hills | Beverly Hills | MI | Michigan | 26125 | Oakland | 42.522 | -83.2423 | 10352 | 993 | polygon | FALSE | TRUE | America/Detroit | 3 | 48025 | 1840011052 | [10 empty] | Beverly HillsMI
Lexington | Lexington | NE | Nebraska | 31047 | Dawson | 40.7779 | -99.7461 | 10345 | 867 | polygon | FALSE | TRUE | America/Chicago | 3 | 68850 | 1840008285 | [10 empty] | LexingtonNE
Richmond Heights | Richmond Heights | OH | Ohio | 39035 | Cuyahoga | 41.5589 | -81.5029 | 10342 | 900 | polygon | FALSE | TRUE | America/New_York | 3 | 44143 | 1840003409 | [10 empty] | Richmond HeightsOH
Sedona | Sedona | AZ | Arizona | 4005 | Coconino | 34.8574 | -111.7951 | 10339 | 209 | polygon | FALSE | TRUE | America/Phoenix | 3 | 86336 86339 86340 | 1840021584 | [10 empty] | SedonaAZ
Summerville | Summerville | GA | Georgia | 13055 | Chattooga | 34.4787 | -85.3491 | 10331 | 408 | polygon | FALSE | TRUE | America/New_York | 3 | 30747 | 1840015554 | [10 empty] | SummervilleGA
Union City | Union City | TN | Tennessee | 47131 | Obion | 36.4268 | -89.0474 | 10325 | 330 | polygon | FALSE | TRUE | America/Chicago | 3 | 38261 38281 | 1840015280 | [10 empty] | Union CityTN
Vernon | Vernon | TX | Texas | 48487 | Wilbarger | 34.148 | -99.3 | 10323 | 504 | polygon | FALSE | TRUE | America/Chicago | 3 | 76384 76385 | 1840021912 | [10 empty] | VernonTX
South Huntington | South Huntington | NY | New York | 36103 | Suffolk | 40.8225 | -73.3921 | 10322 | 1166 | polygon | FALSE | FALSE | America/New_York | 3 | 11746 | 1840005100 | [10 empty] | South HuntingtonNY
Fort Madison | Fort Madison | IA | Iowa | 19111 | Lee | 40.6207 | -91.3509 | 10321 | 412 | polygon | FALSE | TRUE | America/Chicago | 3 | 52627 | 1840008321 | [10 empty] | Fort MadisonIA
Nanticoke | Nanticoke | PA | Pennsylvania | 42079 | Luzerne | 41.2004 | -76.0003 | 10312 | 1152 | polygon | FALSE | TRUE | America/New_York | 3 | 18634 | 1840000761 | [10 empty] | NanticokePA
Hillsdale | Hillsdale | NJ | New Jersey | 34003 | Bergen | 41.0074 | -74.044 | 10307 | 1371 | polygon | FALSE | TRUE | America/New_York | 3 | 7642 | 1840003560 | [10 empty] | HillsdaleNJ
Comstock Park | Comstock Park | MI | Michigan | 26081 | Kent | 43.0438 | -85.6779 | 10306 | 1025 | polygon | FALSE | FALSE | America/Detroit | 3 | 49321 | 1840004307 | [10 empty] | Comstock ParkMI
Fredonia | Fredonia | NY | New York | 36013 | Chautauqua | 42.4407 | -79.3319 | 10303 | 766 | polygon | FALSE | TRUE | America/New_York | 3 | 14063 | 1840004566 | [10 empty] | FredoniaNY
Helena-West Helena | Helena-West Helena | AR | Arkansas | 5107 | Phillips | 34.5314 | -90.6201 | 10299 | 303 | polygon | FALSE | TRUE | America/Chicago | 3 | 72390 72342 | 1840027858 | [10 empty] | Helena-West HelenaAR
Park Forest Village | Park Forest Village | PA | Pennsylvania | 42027 | Centre | 40.7996 | -77.9084 | 10299 | 1599 | polygon | FALSE | FALSE | America/New_York | 3 | 16803 | 1840035143 | [10 empty] | Park Forest VillagePA
Forest Acres | Forest Acres | SC | South Carolina | 45079 | Richland | 34.0324 | -80.9716 | 10298 | 864 | polygon | FALSE | TRUE | America/New_York | 3 | 29204 29206 29260 | 1840013653 | [10 empty] | Forest AcresSC
Reading | Reading | OH | Ohio | 39061 | Hamilton | 39.2243 | -84.4333 | 10296 | 1375 | polygon | FALSE | TRUE | America/New_York | 3 | 45215 | 1840001611 | [10 empty] | ReadingOH
Vashon | Vashon | WA | Washington | 53033 | King | 47.4122 | -122.4726 | 10291 | 107 | polygon | FALSE | FALSE | America/Los_Angeles | 3 | 98070 98013 | 1840018414 | [10 empty] | VashonWA
Arden Hills | Arden Hills | MN | Minnesota | 27123 | Ramsey | 45.0721 | -93.167 | 10281 | 469 | polygon | FALSE | TRUE | America/Chicago | 3 | 55112 | 1840006752 | [10 empty] | Arden HillsMN
Pine Ridge | Pine Ridge | FL | Florida | 12017 | Citrus | 28.933 | -82.4761 | 10278 | 159 | polygon | FALSE | FALSE | America/New_York | 3 | 34465 34442 34445 34460 | 1840028997 | [10 empty] | Pine RidgeFL
Medulla | Medulla | FL | Florida | 12105 | Polk | 27.957 | -81.9866 | 10275 | 710 | polygon | FALSE | FALSE | America/New_York | 3 | 33813 33811 33807 | 1840014131 | [10 empty] | MedullaFL
Independence | Independence | OR | Oregon | 41053 | Polk | 44.8551 | -123.1948 | 10272 | 1380 | polygon | FALSE | TRUE | America/Los_Angeles | 3 | 97351 | 1840018589 | [10 empty] | IndependenceOR
Doraville | Doraville | GA | Georgia | 13089 | DeKalb | 33.9072 | -84.2711 | 10265 | 807 | polygon | FALSE | TRUE | America/New_York | 3 | 30340 30360 30362 | 1840014778 | [10 empty] | DoravilleGA
Boulder Hill | Boulder Hill | IL | Illinois | 17093 | Kendall | 41.7112 | -88.3353 | 10262 | 2717 | polygon | FALSE | FALSE | America/Chicago | 2 | 60538 | 1840004821 | [10 empty] | Boulder HillIL
Cypress Gardens | Cypress Gardens | FL | Florida | 12105 | Polk | 28.0036 | -81.6857 | 10252 | 1141 | polygon | FALSE | FALSE | America/New_York | 3 | 33884 33882 | 1840028660 | [10 empty] | Cypress GardensFL
Pebble Creek | Pebble Creek | FL | Florida | 12057 | Hillsborough | 28.1583 | -82.3411 | 10249 | 1400 | polygon | FALSE | FALSE | America/New_York | 3 | 33647 | 1840028995 | [10 empty] | Pebble CreekFL
Melvindale | Melvindale | MI | Michigan | 26163 | Wayne | 42.2802 | -83.1782 | 10248 | 1453 | polygon | FALSE | TRUE | America/Detroit | 3 | 48122 | 1840003986 | [10 empty] | MelvindaleMI
Sauk Village | Sauk Village | IL | Illinois | 17031 | Cook | 41.4905 | -87.5706 | 10246 | 988 | polygon | FALSE | TRUE | America/Chicago | 3 | 60411 | 1840011290 | [10 empty] | Sauk VillageIL
Clearfield | Clearfield | PA | Pennsylvania | 42033 | Clearfield | 41.0216 | -78.439 | 10243 | 1250 | polygon | FALSE | TRUE | America/New_York | 3 | 16830 | 1840003490 | [10 empty] | ClearfieldPA
Pella | Pella | IA | Iowa | 19125 | Marion | 41.4051 | -92.9177 | 10237 | 439 | polygon | FALSE | TRUE | America/Chicago | 3 | 50219 | 1840009293 | [10 empty] | PellaIA
Lake Stickney | Lake Stickney | WA | Washington | 53061 | Snohomish | 47.8709 | -122.2596 | 10230 | 2583 | polygon | FALSE | FALSE | America/Los_Angeles | 2 | 98087 98204 | 1840037894 | [10 empty] | Lake StickneyWA
Sparta | Sparta | WI | Wisconsin | 55081 | Monroe | 43.9378 | -90.8131 | 10229 | 473 | polygon | FALSE | TRUE | America/Chicago | 3 | 54656 | 1840002565 | [10 empty] | SpartaWI
Box Elder | Box Elder | SD | South Dakota | 46103 | Pennington | 44.1121 | -103.0827 | 10228 | 265 | polygon | FALSE | TRUE | America/Denver | 3 | 57703 57706 57719 | 1840002183 | [10 empty] | Box ElderSD
Middle Island | Middle Island | NY | New York | 36103 | Suffolk | 40.8857 | -72.9454 | 10228 | 480 | polygon | FALSE | FALSE | America/New_York | 3 | 11953 | 1840005045 | [10 empty] | Middle IslandNY
Barrington | Barrington | IL | Illinois | 17031 | Cook | 42.1515 | -88.1281 | 10217 | 856 | polygon | FALSE | TRUE | America/Chicago | 3 | 60010 | 1840011244 | [10 empty] | BarringtonIL
Great Neck | Great Neck | NY | New York | 36059 | Nassau | 40.8028 | -73.7332 | 10209 | 2954 | polygon | FALSE | TRUE | America/New_York | 2 | 11024 11023 11027 | 1840005290 | [10 empty] | Great NeckNY
Fort Lupton | Fort Lupton | CO | Colorado | 8123 | Weld | 40.0831 | -104.8024 | 10208 | 289 | polygon | FALSE | TRUE | America/Denver | 3 | 80621 | 1840020148 | [10 empty] | Fort LuptonCO
Victoria | Victoria | MN | Minnesota | 27019 | Carver | 44.8634 | -93.6586 | 10206 | 452 | polygon | FALSE | TRUE | America/Chicago | 3 | 55386 55331 55318 | 1840010007 | [10 empty] | VictoriaMN
Gunbarrel | Gunbarrel | CO | Colorado | 8013 | Boulder | 40.0634 | -105.1714 | 10202 | 626 | polygon | FALSE | FALSE | America/Denver | 3 | 80503 80301 | 1840028424 | [10 empty] | GunbarrelCO
Bluffton | Bluffton | IN | Indiana | 18179 | Wells | 40.7424 | -85.173 | 10202 | 471 | polygon | FALSE | TRUE | America/Indiana/Indianapolis | 3 | 46714 | 1840007178 | [10 empty] | BlufftonIN
Waverly | Waverly | IA | Iowa | 19017 | Bremer | 42.725 | -92.4708 | 10198 | 349 | polygon | FALSE | TRUE | America/Chicago | 3 | 50677 | 1840000404 | [10 empty] | WaverlyIA
West Haverstraw | West Haverstraw | NY | New York | 36087 | Rockland | 41.2063 | -73.9883 | 10189 | 2584 | polygon | FALSE | TRUE | America/New_York | 2 | 10993 10923 | 1840004990 | [10 empty] | West HaverstrawNY
Fife | Fife | WA | Washington | 53053 | Pierce | 47.2328 | -122.3518 | 10184 | 686 | polygon | FALSE | TRUE | America/Los_Angeles | 3 | 98424 | 1840019853 | [10 empty] | FifeWA
Bound Brook | Bound Brook | NJ | New Jersey | 34035 | Somerset | 40.5676 | -74.5383 | 10180 | 2365 | polygon | FALSE | TRUE | America/New_York | 2 | 8805 | 1840001053 | [10 empty] | Bound BrookNJ
Somers Point | Somers Point | NJ | New Jersey | 34001 | Atlantic | 39.3167 | -74.6066 | 10174 | 979 | polygon | FALSE | TRUE | America/New_York | 3 | 8244 | 1840001537 | [10 empty] | Somers PointNJ
Woodmere | Woodmere | LA | Louisiana | 22051 | Jefferson | 29.8493 | -90.0751 | 10173 | 1075 | polygon | FALSE | FALSE | America/Chicago | 3 | 70058 | 1840031148 | [10 empty] | WoodmereLA
Gages Lake | Gages Lake | IL | Illinois | 17097 | Lake | 42.3519 | -87.9828 | 10161 | 1317 | polygon | FALSE | FALSE | America/Chicago | 3 | 60030 60031 | 1840004638 | [10 empty] | Gages LakeIL
Asbury Lake | Asbury Lake | FL | Florida | 12019 | Clay | 30.0472 | -81.7855 | 10160 | 230 | polygon | FALSE | FALSE | America/New_York | 3 | 32043 32067 | 1840029019 | [10 empty] | Asbury LakeFL
Pike Road | Pike Road | AL | Alabama | 1101 | Montgomery | 32.2934 | -86.0902 | 10159 | 119 | polygon | FALSE | TRUE | America/Chicago | 3 | 36064 36013 36116 | 1840017000 | [10 empty] | Pike RoadAL
Havre | Havre | MT | Montana | 30041 | Hill | 48.5427 | -109.6803 | 10155 | 1019 | polygon | FALSE | TRUE | America/Denver | 3 | 59501 | 1840019758 | [10 empty] | HavreMT
Snohomish | Snohomish | WA | Washington | 53061 | Snohomish | 47.9276 | -122.0968 | 10154 | 1113 | polygon | FALSE | TRUE | America/Los_Angeles | 3 | 98290 98291 | 1840021078 | [10 empty] | SnohomishWA
Citrus | Citrus | CA | California | 6037 | Los Angeles | 34.1161 | -117.889 | 10150 | 4418 | polygon | FALSE | FALSE | America/Los_Angeles | 2 | 91722 91702 | 1840017916 | [10 empty] | CitrusCA
Waynesville | Waynesville | NC | North Carolina | 37087 | Haywood | 35.4854 | -82.9995 | 10141 | 443 | polygon | FALSE | TRUE | America/New_York | 3 | 28786 28738 | 1840016297 | [10 empty] | WaynesvilleNC
Clarion | Clarion | PA | Pennsylvania | 42031 | Clarion | 41.2106 | -79.3803 | 10138 | 1399 | polygon | FALSE | TRUE | America/New_York | 3 | 16214 | 1840000739 | [10 empty] | ClarionPA
Kutztown | Kutztown | PA | Pennsylvania | 42011 | Berks | 40.5213 | -75.7772 | 10137 | 1225 | polygon | FALSE | TRUE | America/New_York | 3 | 19530 | 1840001178 | [10 empty] | KutztownPA
Danville | Danville | IN | Indiana | 18063 | Hendricks | 39.7603 | -86.5076 | 10126 | 558 | polygon | FALSE | TRUE | America/Indiana/Indianapolis | 3 | 46122 | 1840009539 | [10 empty] | DanvilleIN
Vienna | Vienna | WV | West Virginia | 54107 | Wood | 39.324 | -81.5383 | 10124 | 986 | polygon | FALSE | TRUE | America/New_York | 3 | 26105 | 1840005787 | [10 empty] | ViennaWV
Manville | Manville | NJ | New Jersey | 34035 | Somerset | 40.5421 | -74.5892 | 10121 | 1655 | polygon | FALSE | TRUE | America/New_York | 3 | 8835 | 1840003610 | [10 empty] | ManvilleNJ
Bel Air | Bel Air | MD | Maryland | 24025 | Harford | 39.5348 | -76.346 | 10119 | 1286 | polygon | FALSE | TRUE | America/New_York | 3 | 21014 | 1840005668 | [10 empty] | Bel AirMD
Warr Acres | Warr Acres | OK | Oklahoma | 40109 | Oklahoma | 35.5285 | -97.6182 | 10118 | 1393 | polygon | FALSE | TRUE | America/Chicago | 3 | 73132 73122 73123 | 1840021743 | [10 empty] | Warr AcresOK
Franklin | Franklin | KY | Kentucky | 21213 | Simpson | 36.7178 | -86.5595 | 10118 | 238 | polygon | FALSE | TRUE | America/Chicago | 3 | 42134 42135 | 1840013290 | [10 empty] | FranklinKY
Tipp City | Tipp City | OH | Ohio | 39109 | Miami | 39.9643 | -84.1858 | 10115 | 501 | polygon | FALSE | TRUE | America/New_York | 3 | 45371 | 1840010507 | [10 empty] | Tipp CityOH
Struthers | Struthers | OH | Ohio | 39099 | Mahoning | 41.051 | -80.592 | 10111 | 1072 | polygon | FALSE | TRUE | America/New_York | 3 | 44471 | 1840003562 | [10 empty] | StruthersOH
Lincoln Park | Lincoln Park | NJ | New Jersey | 34027 | Morris | 40.9239 | -74.3035 | 10111 | 610 | polygon | FALSE | TRUE | America/New_York | 3 | 7035 | 1840000953 | [10 empty] | Lincoln ParkNJ
Waldwick | Waldwick | NJ | New Jersey | 34003 | Bergen | 41.0134 | -74.1259 | 10108 | 1907 | polygon | FALSE | TRUE | America/New_York | 3 | 7463 | 1840000921 | [10 empty] | WaldwickNJ
Shawano | Shawano | WI | Wisconsin | 55115 | Shawano | 44.7748 | -88.5843 | 10107 | 515 | polygon | FALSE | TRUE | America/Chicago | 3 | 54166 | 1840002266 | [10 empty] | ShawanoWI
Red Bank | Red Bank | SC | South Carolina | 45063 | Lexington | 33.9296 | -81.2321 | 10106 | 330 | polygon | FALSE | FALSE | America/New_York | 3 | 29073 | 1840013658 | [10 empty] | Red BankSC
Progress | Progress | PA | Pennsylvania | 42043 | Dauphin | 40.2905 | -76.8382 | 10094 | 1392 | polygon | FALSE | FALSE | America/New_York | 3 | 17109 | 1840035164 | [10 empty] | ProgressPA
Fairmount | Fairmount | NY | New York | 36067 | Onondaga | 43.0414 | -76.2485 | 10092 | 1168 | polygon | FALSE | FALSE | America/New_York | 3 | 13219 13031 | 1840000377 | [10 empty] | FairmountNY
Cedar Hills | Cedar Hills | UT | Utah | 49049 | Utah | 40.4135 | -111.753 | 10083 | 1432 | polygon | FALSE | TRUE | America/Denver | 3 | 84062 | 1840018754 | [10 empty] | Cedar HillsUT
Hobart | Hobart | WI | Wisconsin | 55009 | Brown | 44.4967 | -88.1602 | 10082 | 117 | polygon | FALSE | TRUE | America/Chicago | 3 | 54313 54115 54155 | 1840038100 | [10 empty] | HobartWI
Le Mars | Le Mars | IA | Iowa | 19149 | Plymouth | 42.7809 | -96.1743 | 10081 | 432 | polygon | FALSE | TRUE | America/Chicago | 3 | 51031 | 1840008022 | [10 empty] | Le MarsIA
Cresson | Cresson | PA | Pennsylvania | 42021 | Cambria | 40.4626 | -78.5866 | 10078 | 1241 | polygon | FALSE | TRUE | America/New_York | 3 | 16630 | 1840001105 | [10 empty] | CressonPA
Harrisonville | Harrisonville | MO | Missouri | 29037 | Cass | 38.6529 | -94.3467 | 10078 | 393 | polygon | FALSE | TRUE | America/Chicago | 3 | 64701 | 1840007464 | [10 empty] | HarrisonvilleMO
Clinton | Clinton | TN | Tennessee | 47001 | Anderson | 36.0981 | -84.1283 | 10075 | 334 | polygon | FALSE | TRUE | America/New_York | 3 | 37716 37717 | 1840014471 | [10 empty] | ClintonTN
Brandon | Brandon | SD | South Dakota | 46099 | Minnehaha | 43.5928 | -96.5799 | 10074 | 722 | polygon | FALSE | TRUE | America/Chicago | 3 | 57005 | 1840002650 | [10 empty] | BrandonSD
Nolensville | Nolensville | TN | Tennessee | 47187 | Williamson | 35.9572 | -86.672 | 10062 | 372 | polygon | FALSE | TRUE | America/Chicago | 3 | 37135 | 1840016219 | [10 empty] | NolensvilleTN
Isabela | Isabela | PR | Puerto Rico | 72071 | Isabela | 18.4991 | -67.022 | 10052 | 1483 | polygon | FALSE | FALSE | America/Puerto_Rico | 3 | 662 | 1630023674 | [10 empty] | IsabelaPR
Wood River | Wood River | IL | Illinois | 17119 | Madison | 38.8631 | -90.0773 | 10051 | 554 | polygon | FALSE | TRUE | America/Chicago | 3 | 62024 62095 | 1840010711 | [10 empty] | Wood RiverIL
Friendly | Friendly | MD | Maryland | 24033 | Prince George's | 38.7601 | -76.9642 | 10051 | 795 | polygon | FALSE | FALSE | America/New_York | 3 | 20744 | 1840005954 | [10 empty] | FriendlyMD
Charter Oak | Charter Oak | CA | California | 6037 | Los Angeles | 34.1025 | -117.8564 | 10048 | 4181 | polygon | FALSE | FALSE | America/Los_Angeles | 2 | 91724 | 1840017919 | [10 empty] | Charter OakCA
Sleepy Hollow | Sleepy Hollow | NY | New York | 36119 | Westchester | 41.0936 | -73.8724 | 10046 | 1763 | polygon | FALSE | TRUE | America/New_York | 3 | 10591 | 1840004944 | [10 empty] | Sleepy HollowNY
Fair Oaks Ranch | Fair Oaks Ranch | TX | Texas | 48029 | Bexar | 29.7468 | -98.6375 | 10042 | 316 | polygon | FALSE | TRUE | America/Chicago | 3 | 78015 78163 | 1840020939 | [10 empty] | Fair Oaks RanchTX
Holmen | Holmen | WI | Wisconsin | 55063 | La Crosse | 43.9699 | -91.2661 | 10034 | 578 | polygon | FALSE | TRUE | America/Chicago | 3 | 54636 54650 | 1840002576 | [10 empty] | HolmenWI
Croydon | Croydon | PA | Pennsylvania | 42017 | Bucks | 40.0911 | -74.8975 | 10034 | 1563 | polygon | FALSE | FALSE | America/New_York | 3 | 19021 | 1840005406 | [10 empty] | CroydonPA
Coweta | Coweta | OK | Oklahoma | 40145 | Wagoner | 35.968 | -95.6543 | 10032 | 366 | polygon | FALSE | TRUE | America/Chicago | 3 | 74429 74014 | 1840019077 | [10 empty] | CowetaOK
Fairmont | Fairmont | MN | Minnesota | 27091 | Martin | 43.6441 | -94.4621 | 10030 | 257 | polygon | FALSE | TRUE | America/Chicago | 3 | 56031 | 1840007950 | [10 empty] | FairmontMN
Warrenton | Warrenton | VA | Virginia | 51061 | Fauquier | 38.7176 | -77.7975 | 10027 | 885 | polygon | FALSE | TRUE | America/New_York | 3 | 20186 | 1840006058 | [10 empty] | WarrentonVA
Progress Village | Progress Village | FL | Florida | 12057 | Hillsborough | 27.8832 | -82.3593 | 10020 | 1278 | polygon | FALSE | FALSE | America/New_York | 3 | 33619 33578 | 1840028917 | [10 empty] | Progress VillageFL
Pleasant Hill | Pleasant Hill | IA | Iowa | 19153 | Polk | 41.5868 | -93.4952 | 10019 | 370 | polygon | FALSE | TRUE | America/Chicago | 3 | 50327 | 1840009219 | [10 empty] | Pleasant HillIA
Waggaman | Waggaman | LA | Louisiana | 22051 | Jefferson | 29.9373 | -90.2354 | 10017 | 702 | polygon | FALSE | FALSE | America/Chicago | 3 | 70094 | 1840013991 | [10 empty] | WaggamanLA
Capitola | Capitola | CA | California | 6087 | Santa Cruz | 36.9772 | -121.9538 | 10010 | 2425 | polygon | FALSE | TRUE | America/Los_Angeles | 2 | 95010 | 1840018959 | [10 empty] | CapitolaCA
Laurens | Laurens | SC | South Carolina | 45059 | Laurens | 34.5022 | -82.0207 | 10008 | 347 | polygon | FALSE | TRUE | America/New_York | 3 | 29360 | 1840014668 | [10 empty] | LaurensSC
Midland | Midland | WA | Washington | 53053 | Pierce | 47.1734 | -122.412 | 10005 | 1271 | polygon | FALSE | FALSE | America/Los_Angeles | 3 | 98404 98445 | 1840018452 | [10 empty] | MidlandWA
Bull Mountain | Bull Mountain | OR | Oregon | 41067 | Washington | 45.4126 | -122.8322 | 10005 | 1977 | polygon | FALSE | TRUE | America/Los_Angeles | 3 | 97224 97223 97140 | 1840040416 | [10 empty] | Bull MountainOR
Flat Rock | Flat Rock | MI | Michigan | 26163 | Wayne | 42.0991 | -83.2716 | 10004 | 590 | polygon | FALSE | TRUE | America/Detroit | 3 | 48134 | 1840003973 | [10 empty] | Flat RockMI
Quartz Hill | Quartz Hill | CA | California | 6037 | Los Angeles | 34.6527 | -118.2163 | 10003 | 1026 | polygon | FALSE | FALSE | America/Los_Angeles | 3 | 93536 93586 | 1840019210 | [10 empty] | Quartz HillCA
Molalla | Molalla | OR | Oregon | 41005 | Clackamas | 45.1502 | -122.5844 | 10001 | 1469 | polygon | FALSE | TRUE | America/Los_Angeles | 3 | 97038 | 1840019953 | [10 empty] | MolallaOR
Scotchtown | Scotchtown | NY | New York | 36071 | Orange | 41.4759 | -74.3682 | 9997 | 913 | polygon | FALSE | FALSE | America/New_York | 3 | 10941 | 1840004862 | [10 empty] | ScotchtownNY
Fort Oglethorpe | Fort Oglethorpe | GA | Georgia | 13047 | Catoosa | 34.9319 | -85.246 | 9994 | 277 | polygon | FALSE | TRUE | America/New_York | 3 | 30736 30707 30741 30742 | 1840013554 | [10 empty] | Fort OglethorpeGA
Del Aire | Del Aire | CA | California | 6037 | Los Angeles | 33.9168 | -118.3693 | 9990 | 3811 | polygon | FALSE | FALSE | America/Los_Angeles | 2 | 90250 | 1840028367 | [10 empty] | Del AireCA
Alcoa | Alcoa | TN | Tennessee | 47009 | Blount | 35.8073 | -83.9752 | 9980 | 258 | polygon | FALSE | TRUE | America/New_York | 3 | 37701 37777 37804 | 1840013404 | [10 empty] | AlcoaTN
Country Club | Country Club | CA | California | 6077 | San Joaquin | 37.9687 | -121.3408 | 9977 | 2009 | polygon | FALSE | FALSE | America/Los_Angeles | 2 | 95204 | 1840028364 | [10 empty] | Country ClubCA
Lake Arbor | Lake Arbor | MD | Maryland | 24033 | Prince George's | 38.907 | -76.8299 | 9973 | 1228 | polygon | FALSE | FALSE | America/New_York | 3 | 20721 20774 | 1840031485 | [10 empty] | Lake ArborMD
Garden Acres | Garden Acres | CA | California | 6077 | San Joaquin | 37.9637 | -121.2296 | 9972 | 1489 | polygon | FALSE | FALSE | America/Los_Angeles | 3 | 95215 | 1840028376 | [10 empty] | Garden AcresCA
Orland | Orland | CA | California | 6021 | Glenn | 39.7461 | -122.1856 | 9964 | 1014 | polygon | FALSE | TRUE | America/Los_Angeles | 3 | 95963 | 1840020209 | [10 empty] | OrlandCA
Helotes | Helotes | TX | Texas | 48029 | Bexar | 29.5693 | -98.6956 | 9961 | 565 | polygon | FALSE | TRUE | America/Chicago | 3 | 78023 | 1840020957 | [10 empty] | HelotesTX
Bee Ridge | Bee Ridge | FL | Florida | 12115 | Sarasota | 27.2855 | -82.4731 | 9958 | 1025 | polygon | FALSE | FALSE | America/New_York | 3 | 34233 | 1840028632 | [10 empty] | Bee RidgeFL
Key Largo | Key Largo | FL | Florida | 12087 | Monroe | 25.1224 | -80.412 | 9952 | 318 | polygon | FALSE | FALSE | America/New_York | 3 | 33037 | 1840014253 | [10 empty] | Key LargoFL
Timberlane | Timberlane | LA | Louisiana | 22051 | Jefferson | 29.8781 | -90.0303 | 9950 | 2555 | polygon | FALSE | FALSE | America/Chicago | 2 | 70056 | 1840031154 | [10 empty] | TimberlaneLA
Westphalia | Westphalia | MD | Maryland | 24033 | Prince George's | 38.8385 | -76.8231 | 9944 | 289 | polygon | FALSE | FALSE | America/New_York | 3 | 20774 20772 | 1840024549 | [10 empty] | WestphaliaMD
Wabash | Wabash | IN | Indiana | 18169 | Wabash | 40.8034 | -85.8301 | 9941 | 398 | polygon | FALSE | TRUE | America/Indiana/Indianapolis | 3 | 46992 | 1840010335 | [10 empty] | WabashIN
Winterville | Winterville | NC | North Carolina | 37147 | Pitt | 35.5287 | -77.3994 | 9931 | 828 | polygon | FALSE | TRUE | America/New_York | 3 | 28590 | 1840016279 | [10 empty] | WintervilleNC
Clay | Clay | AL | Alabama | 1073 | Jefferson | 33.6976 | -86.607 | 9923 | 381 | polygon | FALSE | TRUE | America/Chicago | 3 | 35173 35126 | 1840014790 | [10 empty] | ClayAL
Celebration | Celebration | FL | Florida | 12097 | Osceola | 28.3102 | -81.551 | 9923 | 364 | polygon | FALSE | FALSE | America/New_York | 3 | 34747 | 1840014138 | [10 empty] | CelebrationFL
St. Albans | St. Albans | WV | West Virginia | 54039 | Kanawha | 38.3769 | -81.8198 | 9918 | 1059 | polygon | FALSE | TRUE | America/New_York | 3 | 25177 | 1840006201 | [10 empty] | St. AlbansWV
Mission | Mission | KS | Kansas | 20091 | Johnson | 39.027 | -94.6568 | 9911 | 1433 | polygon | FALSE | TRUE | America/Chicago | 3 | 66202 66205 66222 66251 66285 | 1840003831 | [10 empty] | MissionKS
Berwick | Berwick | PA | Pennsylvania | 42037 | Columbia | 41.0555 | -76.2492 | 9903 | 1243 | polygon | FALSE | TRUE | America/New_York | 3 | 18603 | 1840003484 | [10 empty] | BerwickPA
Watervliet | Watervliet | NY | New York | 36001 | Albany | 42.7243 | -73.7068 | 9900 | 2840 | polygon | FALSE | TRUE | America/New_York | 2 | 12189 | 1840002495 | [10 empty] | WatervlietNY
Alachua | Alachua | FL | Florida | 12001 | Alachua | 29.7778 | -82.4831 | 9899 | 105 | polygon | FALSE | TRUE | America/New_York | 3 | 32615 32616 | 1840014020 | [10 empty] | AlachuaFL
Kinnelon | Kinnelon | NJ | New Jersey | 34027 | Morris | 40.9847 | -74.3862 | 9896 | 211 | polygon | FALSE | TRUE | America/New_York | 3 | 7405 | 1840000952 | [10 empty] | KinnelonNJ
Ventnor City | Ventnor City | NJ | New Jersey | 34001 | Atlantic | 39.3457 | -74.486 | 9895 | 1952 | polygon | FALSE | TRUE | America/New_York | 3 | 8406 | 1840001539 | [10 empty] | Ventnor CityNJ
Rockcreek | Rockcreek | OR | Oregon | 41067 | Washington | 45.5525 | -122.8757 | 9893 | 1951 | polygon | FALSE | FALSE | America/Los_Angeles | 3 | 97229 | 1840034833 | [10 empty] | RockcreekOR
Inwood | Inwood | NY | New York | 36059 | Nassau | 40.6218 | -73.7507 | 9892 | 2395 | polygon | FALSE | FALSE | America/New_York | 2 | 11559 11096 | 1840005267 | [10 empty] | InwoodNY
White City | White City | OR | Oregon | 41029 | Jackson | 42.4316 | -122.8322 | 9890 | 2047 | polygon | FALSE | FALSE | America/Los_Angeles | 2 | 97503 | 1840018673 | [10 empty] | White CityOR
Emmett | Emmett | ID | Idaho | 16045 | Gem | 43.8685 | -116.489 | 9889 | 969 | polygon | FALSE | TRUE | America/Boise | 3 | 83617 | 1840020000 | [10 empty] | EmmettID
Sugar Grove | Sugar Grove | IL | Illinois | 17089 | Kane | 41.7758 | -88.448 | 9888 | 330 | polygon | FALSE | TRUE | America/Chicago | 3 | 60554 | 1840011355 | [10 empty] | Sugar GroveIL
River Grove | River Grove | IL | Illinois | 17031 | Cook | 41.9243 | -87.8379 | 9883 | 1596 | polygon | FALSE | TRUE | America/Chicago | 3 | 60171 | 1840011285 | [10 empty] | River GroveIL
Pingree Grove | Pingree Grove | IL | Illinois | 17089 | Kane | 42.0857 | -88.4362 | 9874 | 1036 | polygon | FALSE | TRUE | America/Chicago | 3 | 60140 | 1840011352 | [10 empty] | Pingree GroveIL
Fort Irwin | Fort Irwin | CA | California | 6071 | San Bernardino | 35.2476 | -116.6834 | 9872 | 547 | polygon | TRUE | TRUE | America/Los_Angeles | 3 | 92310 | 1840025802 | [10 empty] | Fort IrwinCA
Northampton | Northampton | PA | Pennsylvania | 42095 | Northampton | 40.6866 | -75.4904 | 9870 | 1542 | polygon | FALSE | TRUE | America/New_York | 3 | 18067 | 1840000975 | [10 empty] | NorthamptonPA
Ellisville | Ellisville | MO | Missouri | 29189 | St. Louis | 38.5897 | -90.5884 | 9862 | 871 | polygon | FALSE | TRUE | America/Chicago | 3 | 63021 63011 | 1840008581 | [10 empty] | EllisvilleMO
Madera Acres | Madera Acres | CA | California | 6039 | Madera | 37.0123 | -120.0799 | 9857 | 522 | polygon | FALSE | FALSE | America/Los_Angeles | 3 | 93638 | 1840028386 | [10 empty] | Madera AcresCA
Gloucester Point | Gloucester Point | VA | Virginia | 51073 | Gloucester | 37.2767 | -76.5043 | 9854 | 404 | polygon | FALSE | FALSE | America/New_York | 3 | 23062 23072 23018 23131 23184 | 1840006399 | [10 empty] | Gloucester PointVA
Marina del Rey | Marina del Rey | CA | California | 6037 | Los Angeles | 33.9765 | -118.4486 | 9852 | 4435 | polygon | FALSE | FALSE | America/Los_Angeles | 2 | 90292 | 1840017920 | [10 empty] | Marina del ReyCA
Brandywine | Brandywine | MD | Maryland | 24033 | Prince George's | 38.6963 | -76.8846 | 9849 | 180 | polygon | FALSE | FALSE | America/New_York | 3 | 20613 | 1840005946 | [10 empty] | BrandywineMD
Stonegate | Stonegate | CO | Colorado | 8035 | Douglas | 39.5356 | -104.8033 | 9847 | 2075 | polygon | FALSE | FALSE | America/Denver | 2 | 80134 | 1840028570 | [10 empty] | StonegateCO
Carroll | Carroll | IA | Iowa | 19027 | Carroll | 42.0699 | -94.8647 | 9833 | 662 | polygon | FALSE | TRUE | America/Chicago | 3 | 51401 | 1840000490 | [10 empty] | CarrollIA
Port Townsend | Port Townsend | WA | Washington | 53031 | Jefferson | 48.122 | -122.7872 | 9831 | 546 | polygon | FALSE | TRUE | America/Los_Angeles | 3 | 98368 | 1840019797 | [10 empty] | Port TownsendWA
Coffeyville | Coffeyville | KS | Kansas | 20125 | Montgomery | 37.0518 | -95.618 | 9827 | 378 | polygon | FALSE | TRUE | America/Chicago | 3 | 67337 | 1840001707 | [10 empty] | CoffeyvilleKS
West Perrine | West Perrine | FL | Florida | 12086 | Miami-Dade | 25.6061 | -80.3639 | 9826 | 2168 | polygon | FALSE | FALSE | America/New_York | 2 | 33157 | 1840029018 | [10 empty] | West PerrineFL
Chillicothe | Chillicothe | MO | Missouri | 29117 | Livingston | 39.7953 | -93.5499 | 9824 | 525 | polygon | FALSE | TRUE | America/Chicago | 3 | 64601 | 1840007302 | [10 empty] | ChillicotheMO
Lake Barcroft | Lake Barcroft | VA | Virginia | 51059 | Fairfax | 38.8514 | -77.1579 | 9823 | 1558 | polygon | FALSE | FALSE | America/New_York | 3 | 22044 22041 | 1840006033 | [10 empty] | Lake BarcroftVA
Burtonsville | Burtonsville | MD | Maryland | 24031 | Montgomery | 39.1166 | -76.9356 | 9823 | 483 | polygon | FALSE | FALSE | America/New_York | 3 | 20868 20866 | 1840005827 | [10 empty] | BurtonsvilleMD
Franklin | Franklin | NH | New Hampshire | 33013 | Merrimack | 43.4499 | -71.6691 | 9817 | 122 | polygon | FALSE | TRUE | America/New_York | 3 | 3235 | 1840002748 | [10 empty] | FranklinNH
Robertsdale | Robertsdale | AL | Alabama | 1003 | Baldwin | 30.5534 | -87.7023 | 9817 | 387 | polygon | FALSE | TRUE | America/Chicago | 3 | 36567 | 1840014981 | [10 empty] | RobertsdaleAL
East Rockaway | East Rockaway | NY | New York | 36059 | Nassau | 40.6432 | -73.6672 | 9814 | 3722 | polygon | FALSE | TRUE | America/New_York | 2 | 11563 11518 | 1840005343 | [10 empty] | East RockawayNY
Baker City | Baker City | OR | Oregon | 41001 | Baker | 44.7749 | -117.832 | 9809 | 528 | polygon | FALSE | TRUE | America/Los_Angeles | 3 | 97814 | 1840018587 | [10 empty] | Baker CityOR
New Hyde Park | New Hyde Park | NY | New York | 36059 | Nassau | 40.7324 | -73.6858 | 9807 | 4406 | polygon | FALSE | TRUE | America/New_York | 2 | 11040 | 1840005313 | [10 empty] | New Hyde ParkNY
Itasca | Itasca | IL | Illinois | 17043 | DuPage | 41.9773 | -88.0182 | 9805 | 759 | polygon | FALSE | TRUE | America/Chicago | 3 | 60143 | 1840011400 | [10 empty] | ItascaIL
Brookdale | Brookdale | NJ | New Jersey | 34013 | Essex | 40.8348 | -74.1798 | 9801 | 2361 | polygon | FALSE | FALSE | America/New_York | 2 | 7003 | 1840024254 | [10 empty] | BrookdaleNJ
Jennings | Jennings | LA | Louisiana | 22053 | Jefferson Davis | 30.2233 | -92.6582 | 9800 | 363 | polygon | FALSE | TRUE | America/Chicago | 3 | 70546 | 1840015040 | [10 empty] | JenningsLA
Woodbury | Woodbury | NJ | New Jersey | 34015 | Gloucester | 39.8379 | -75.1524 | 9794 | 1872 | polygon | FALSE | TRUE | America/New_York | 3 | 8096 | 1840001527 | [10 empty] | WoodburyNJ
Mentone | Mentone | CA | California | 6071 | San Bernardino | 34.0609 | -117.1108 | 9793 | 618 | polygon | FALSE | FALSE | America/Los_Angeles | 3 | 92359 92374 | 1840019109 | [10 empty] | MentoneCA
Little River | Little River | SC | South Carolina | 45051 | Horry | 33.8787 | -78.6393 | 9792 | 360 | polygon | FALSE | FALSE | America/New_York | 3 | 29566 | 1840013648 | [10 empty] | Little RiverSC
Cody | Cody | WY | Wyoming | 56029 | Park | 44.5212 | -109.0549 | 9788 | 369 | polygon | FALSE | TRUE | America/Denver | 3 | 82414 | 1840018595 | [10 empty] | CodyWY
Vega Alta | Vega Alta | PR | Puerto Rico | 72143 | Vega Alta | 18.4152 | -66.3211 | 9788 | 1997 | polygon | FALSE | FALSE | America/Puerto_Rico | 3 | 692 | 1630023587 | [10 empty] | Vega AltaPR
Mooresville | Mooresville | IN | Indiana | 18109 | Morgan | 39.6022 | -86.3681 | 9788 | 561 | polygon | FALSE | TRUE | America/Indiana/Indianapolis | 3 | 46158 | 1840009668 | [10 empty] | MooresvilleIN
Conning Towers Nautilus Park | Conning Towers Nautilus Park | CT | Connecticut | 9011 | New London | 41.3855 | -72.0686 | 9785 | 756 | polygon | TRUE | TRUE | America/New_York | 3 | 6340 | 1840073288 | [10 empty] | Conning Towers Nautilus ParkCT
Westgate | Westgate | FL | Florida | 12099 | Palm Beach | 26.6994 | -80.0989 | 9783 | 2486 | polygon | FALSE | TRUE | America/New_York | 2 | 33409 | 1840042909 | [10 empty] | WestgateFL
George Mason | George Mason | VA | Virginia | 51059 | Fairfax | 38.8355 | -77.3185 | 9777 | 1487 | polygon | FALSE | TRUE | America/New_York | 3 | 22030 22032 22118 | 1840041768 | [10 empty] | George MasonVA
Fort Salonga | Fort Salonga | NY | New York | 36103 | Suffolk | 40.906 | -73.2992 | 9775 | 384 | polygon | FALSE | FALSE | America/New_York | 3 | 11768 | 1840005013 | [10 empty] | Fort SalongaNY
Russellville | Russellville | AL | Alabama | 1059 | Franklin | 34.5056 | -87.7282 | 9772 | 280 | polygon | FALSE | TRUE | America/Chicago | 3 | 35654 35653 | 1840004247 | [10 empty] | RussellvilleAL
North Bend | North Bend | OR | Oregon | 41011 | Coos | 43.4075 | -124.2364 | 9768 | 959 | polygon | FALSE | TRUE | America/Los_Angeles | 3 | 97459 | 1840020057 | [10 empty] | North BendOR
Clarksville | Clarksville | AR | Arkansas | 5071 | Johnson | 35.457 | -93.4803 | 9764 | 203 | polygon | FALSE | TRUE | America/Chicago | 3 | 72830 | 1840014533 | [10 empty] | ClarksvilleAR
Philipsburg | Philipsburg | PA | Pennsylvania | 42027 | Centre | 40.8952 | -78.2145 | 9754 | 1194 | polygon | FALSE | TRUE | America/New_York | 3 | 16866 | 1840000827 | [10 empty] | PhilipsburgPA
Denham Springs | Denham Springs | LA | Louisiana | 22063 | Livingston | 30.4743 | -90.9594 | 9753 | 516 | polygon | FALSE | TRUE | America/Chicago | 3 | 70726 | 1840015027 | [10 empty] | Denham SpringsLA
Scaggsville | Scaggsville | MD | Maryland | 24027 | Howard | 39.1416 | -76.8843 | 9751 | 747 | polygon | FALSE | FALSE | America/New_York | 3 | 20723 | 1840024483 | [10 empty] | ScaggsvilleMD
Corte Madera | Corte Madera | CA | California | 6041 | Marin | 37.9238 | -122.5129 | 9751 | 1191 | polygon | FALSE | TRUE | America/Los_Angeles | 3 | 94925 94976 | 1840022519 | [10 empty] | Corte MaderaCA
Jewett City | Jewett City | CT | Connecticut | 9011 | New London | 41.607 | -71.9807 | 9749 | 1840 | polygon | FALSE | TRUE | America/New_York | 3 | 6351 | 1840004826 | [10 empty] | Jewett CityCT
Cuero | Cuero | TX | Texas | 48123 | DeWitt | 29.1024 | -97.2871 | 9749 | 484 | polygon | FALSE | TRUE | America/Chicago | 3 | 77954 | 1840019676 | [10 empty] | CueroTX
Budd Lake | Budd Lake | NJ | New Jersey | 34027 | Morris | 40.8733 | -74.7374 | 9743 | 690 | polygon | FALSE | FALSE | America/New_York | 3 | 07828 07836 | 1840005195 | [10 empty] | Budd LakeNJ
Columbia City | Columbia City | IN | Indiana | 18183 | Whitley | 41.1612 | -85.4855 | 9735 | 654 | polygon | FALSE | TRUE | America/Indiana/Indianapolis | 3 | 46725 | 1840007140 | [10 empty] | Columbia CityIN
Blacklick Estates | Blacklick Estates | OH | Ohio | 39049 | Franklin | 39.9049 | -82.8655 | 9727 | 1989 | polygon | FALSE | FALSE | America/New_York | 3 | 43232 | 1840034379 | [10 empty] | Blacklick EstatesOH
East Aurora | East Aurora | NY | New York | 36029 | Erie | 42.7666 | -78.6172 | 9720 | 947 | polygon | FALSE | TRUE | America/New_York | 3 | 14052 | 1840004398 | [10 empty] | East AuroraNY
Rio Vista | Rio Vista | CA | California | 6095 | Solano | 38.1763 | -121.7025 | 9718 | 570 | polygon | FALSE | TRUE | America/Los_Angeles | 3 | 94571 | 1840020254 | [10 empty] | Rio VistaCA
Alexandria | Alexandria | KY | Kentucky | 21037 | Campbell | 38.9621 | -84.386 | 9715 | 541 | polygon | FALSE | TRUE | America/New_York | 3 | 41001 | 1840013162 | [10 empty] | AlexandriaKY
Eidson Road | Eidson Road | TX | Texas | 48323 | Maverick | 28.6677 | -100.4787 | 9714 | 531 | polygon | FALSE | FALSE | America/Matamoros | 3 | 78852 78853 | 1840037044 | [10 empty] | Eidson RoadTX
PÃ¡jaros | Pajaros | PR | Puerto Rico | 72135 | Toa Alta | 18.3609 | -66.2184 | 9713 | 2445 | polygon | FALSE | FALSE | America/Puerto_Rico | 2 | 953 | 1630035532 | [10 empty] | PÃ¡jarosPR
West Athens | West Athens | CA | California | 6037 | Los Angeles | 33.9235 | -118.3033 | 9706 | 2804 | polygon | FALSE | FALSE | America/Los_Angeles | 2 | 90044 90047 | 1840028403 | [10 empty] | West AthensCA
Boaz | Boaz | AL | Alabama | 1095 | Marshall | 34.1985 | -86.1529 | 9704 | 257 | polygon | FALSE | TRUE | America/Chicago | 3 | 35957 35956 | 1840013602 | [10 empty] | BoazAL
Chesapeake Ranch Estates | Chesapeake Ranch Estates | MD | Maryland | 24009 | Calvert | 38.3574 | -76.4147 | 9702 | 867 | polygon | FALSE | FALSE | America/New_York | 3 | 20657 | 1840026723 | [10 empty] | Chesapeake Ranch EstatesMD
Countryside | Countryside | VA | Virginia | 51107 | Loudoun | 39.0518 | -77.4124 | 9701 | 1459 | polygon | FALSE | FALSE | America/New_York | 3 | 20165 | 1840024500 | [10 empty] | CountrysideVA
St. Francis | St. Francis | WI | Wisconsin | 55079 | Milwaukee | 42.9716 | -87.8729 | 9699 | 1457 | polygon | FALSE | TRUE | America/Chicago | 3 | 53235 | 1840003049 | [10 empty] | St. FrancisWI
Holualoa | Holualoa | HI | Hawaii | 15001 | Hawaii | 19.6238 | -155.9269 | 9688 | 283 | polygon | FALSE | FALSE | Pacific/Honolulu | 3 | 96725 96740 | 1840029482 | [10 empty] | HolualoaHI
East Rutherford | East Rutherford | NJ | New Jersey | 34003 | Bergen | 40.8179 | -74.0854 | 9687 | 1007 | polygon | FALSE | TRUE | America/New_York | 3 | 7073 | 1840003542 | [10 empty] | East RutherfordNJ
Fort Valley | Fort Valley | GA | Georgia | 13225 | Peach | 32.552 | -83.8819 | 9683 | 459 | polygon | FALSE | TRUE | America/New_York | 3 | 31030 | 1840013819 | [10 empty] | Fort ValleyGA
Commerce | Commerce | TX | Texas | 48231 | Hunt | 33.2421 | -95.8991 | 9680 | 448 | polygon | FALSE | TRUE | America/Chicago | 3 | 75428 75429 | 1840019394 | [10 empty] | CommerceTX
West Tawakoni | West Tawakoni | TX | Texas | 48231 | Hunt | 32.8976 | -96.0217 | 9679 | 274 | polygon | FALSE | TRUE | America/Chicago | 3 | 75474 | 1840022015 | [10 empty] | West TawakoniTX
Warrenton | Warrenton | MO | Missouri | 29219 | Warren | 38.8187 | -91.1384 | 9672 | 364 | polygon | FALSE | TRUE | America/Chicago | 3 | 63383 | 1840010714 | [10 empty] | WarrentonMO
Marysville | Marysville | MI | Michigan | 26147 | St. Clair | 42.9084 | -82.4806 | 9672 | 509 | polygon | FALSE | TRUE | America/Detroit | 3 | 48040 | 1840003957 | [10 empty] | MarysvilleMI
Marlton | Marlton | NJ | New Jersey | 34005 | Burlington | 39.9016 | -74.9297 | 9672 | 1150 | polygon | FALSE | FALSE | America/New_York | 3 | 8053 | 1840005522 | [10 empty] | MarltonNJ
Greenville | Greenville | MI | Michigan | 26117 | Montcalm | 43.1797 | -85.2533 | 9672 | 512 | polygon | FALSE | TRUE | America/Detroit | 3 | 48838 | 1840002877 | [10 empty] | GreenvilleMI
Rio del Mar | Rio del Mar | CA | California | 6087 | Santa Cruz | 36.9607 | -121.8807 | 9657 | 1242 | polygon | FALSE | FALSE | America/Los_Angeles | 3 | 95003 | 1840028179 | [10 empty] | Rio del MarCA
Picture Rocks | Picture Rocks | AZ | Arizona | 4019 | Pima | 32.3274 | -111.2557 | 9653 | 52 | polygon | FALSE | FALSE | America/Phoenix | 3 | 85653 85743 | 1840019482 | [10 empty] | Picture RocksAZ
Cameron | Cameron | MO | Missouri | 29049 | Clinton | 39.7469 | -94.2364 | 9649 | 614 | polygon | FALSE | TRUE | America/Chicago | 3 | 64429 | 1840007321 | [10 empty] | CameronMO
Waterford | Waterford | CA | California | 6099 | Stanislaus | 37.6429 | -120.7553 | 9648 | 1467 | polygon | FALSE | TRUE | America/Los_Angeles | 3 | 95386 | 1840021534 | [10 empty] | WaterfordCA
Memphis | Memphis | FL | Florida | 12081 | Manatee | 27.5435 | -82.5607 | 9647 | 1140 | polygon | FALSE | FALSE | America/New_York | 3 | 34221 | 1840014172 | [10 empty] | MemphisFL
Fort Stewart | Fort Stewart | GA | Georgia | 13179 | Liberty | 31.8818 | -81.6105 | 9643 | 371 | polygon | TRUE | TRUE | America/New_York | 3 | 31315 31314 | 1840073839 | [10 empty] | Fort StewartGA
Port Wentworth | Port Wentworth | GA | Georgia | 13051 | Chatham | 32.1942 | -81.1984 | 9641 | 227 | polygon | FALSE | TRUE | America/New_York | 3 | 31407 | 1840014915 | [10 empty] | Port WentworthGA
Yorkshire | Yorkshire | VA | Virginia | 51153 | Prince William | 38.7882 | -77.4495 | 9639 | 1582 | polygon | FALSE | FALSE | America/New_York | 3 | 20111 20113 | 1840006107 | [10 empty] | YorkshireVA
Aiea | Aiea | HI | Hawaii | 15003 | Honolulu | 21.3865 | -157.9232 | 9638 | 2240 | polygon | FALSE | FALSE | Pacific/Honolulu | 2 | 96701 | 1840029469 | [10 empty] | AieaHI
Hermantown | Hermantown | MN | Minnesota | 27137 | St. Louis | 46.8058 | -92.2407 | 9637 | 108 | polygon | FALSE | TRUE | America/Chicago | 3 | 55814 55810 55811 | 1840006593 | [10 empty] | HermantownMN
Winfield | Winfield | IL | Illinois | 17043 | DuPage | 41.8776 | -88.1507 | 9636 | 1218 | polygon | FALSE | TRUE | America/Chicago | 3 | 60190 | 1840011410 | [10 empty] | WinfieldIL
Oxford | Oxford | NC | North Carolina | 37077 | Granville | 36.3155 | -78.5848 | 9634 | 550 | polygon | FALSE | TRUE | America/New_York | 3 | 27565 | 1840014435 | [10 empty] | OxfordNC
Cold Springs | Cold Springs | NV | Nevada | 32031 | Washoe | 39.6927 | -119.9775 | 9633 | 424 | polygon | FALSE | FALSE | America/Los_Angeles | 3 | 89508 | 1840033824 | [10 empty] | Cold SpringsNV
Keansburg | Keansburg | NJ | New Jersey | 34025 | Monmouth | 40.4471 | -74.1316 | 9632 | 3468 | polygon | FALSE | TRUE | America/New_York | 2 | 7734 | 1840003690 | [10 empty] | KeansburgNJ
Powdersville | Powdersville | SC | South Carolina | 45007 | Anderson | 34.7825 | -82.4958 | 9632 | 269 | polygon | FALSE | FALSE | America/New_York | 3 | 29673 29611 29642 | 1840013581 | [10 empty] | PowdersvilleSC
La Plata | La Plata | MD | Maryland | 24017 | Charles | 38.5352 | -76.9701 | 9631 | 500 | polygon | FALSE | TRUE | America/New_York | 3 | 20646 | 1840006177 | [10 empty] | La PlataMD
Merrill | Merrill | WI | Wisconsin | 55069 | Lincoln | 45.182 | -89.6995 | 9630 | 465 | polygon | FALSE | TRUE | America/Chicago | 3 | 54452 | 1840001562 | [10 empty] | MerrillWI
Bithlo | Bithlo | FL | Florida | 12095 | Orange | 28.5644 | -81.1074 | 9627 | 341 | polygon | FALSE | FALSE | America/New_York | 3 | 32820 32833 | 1840014083 | [10 empty] | BithloFL
Chevy Chase | Chevy Chase | MD | Maryland | 24031 | Montgomery | 38.9943 | -77.0737 | 9622 | 1540 | polygon | FALSE | FALSE | America/New_York | 3 | 20814 20815 20825 | 1840031323 | [10 empty] | Chevy ChaseMD
Wilmore | Wilmore | KY | Kentucky | 21113 | Jessamine | 37.8786 | -84.6545 | 9616 | 612 | polygon | FALSE | TRUE | America/New_York | 3 | 40356 40390 | 1840015220 | [10 empty] | WilmoreKY
Maywood | Maywood | NJ | New Jersey | 34003 | Bergen | 40.9025 | -74.0634 | 9614 | 2884 | polygon | FALSE | TRUE | America/New_York | 2 | 7607 | 1840003536 | [10 empty] | MaywoodNJ
Rainbow City | Rainbow City | AL | Alabama | 1055 | Etowah | 33.9337 | -86.0922 | 9611 | 146 | polygon | FALSE | TRUE | America/Chicago | 3 | 35906 | 1840014732 | [10 empty] | Rainbow CityAL
Howell | Howell | MI | Michigan | 26093 | Livingston | 42.6078 | -83.9339 | 9604 | 743 | polygon | FALSE | TRUE | America/Detroit | 3 | 48843 48844 | 1840003100 | [10 empty] | HowellMI
Pleasant Grove | Pleasant Grove | AL | Alabama | 1073 | Jefferson | 33.4936 | -86.9782 | 9604 | 375 | polygon | FALSE | TRUE | America/Chicago | 3 | 35127 | 1840014793 | [10 empty] | Pleasant GroveAL
Blackhawk | Blackhawk | CA | California | 6013 | Contra Costa | 37.816 | -121.9071 | 9604 | 639 | polygon | FALSE | FALSE | America/Los_Angeles | 3 | 94506 | 1840028358 | [10 empty] | BlackhawkCA
Hope | Hope | AR | Arkansas | 5057 | Hempstead | 33.6682 | -93.5895 | 9599 | 346 | polygon | FALSE | TRUE | America/Chicago | 3 | 71801 71802 | 1840014765 | [10 empty] | HopeAR
Roxboro | Roxboro | NC | North Carolina | 37145 | Person | 36.3879 | -78.9812 | 9599 | 456 | polygon | FALSE | TRUE | America/New_York | 3 | 27573 27574 | 1840014432 | [10 empty] | RoxboroNC
Bishop | Bishop | CA | California | 6027 | Inyo | 37.3665 | -118.3958 | 9597 | 776 | polygon | FALSE | TRUE | America/Los_Angeles | 3 | 93514 93515 | 1840018955 | [10 empty] | BishopCA
Middletown | Middletown | PA | Pennsylvania | 42043 | Dauphin | 40.201 | -76.7289 | 9594 | 1824 | polygon | FALSE | TRUE | America/New_York | 3 | 17057 | 1840001291 | [10 empty] | MiddletownPA
Greenville | Greenville | PA | Pennsylvania | 42085 | Mercer | 41.4052 | -80.3837 | 9594 | 1078 | polygon | FALSE | TRUE | America/New_York | 3 | 16125 | 1840000659 | [10 empty] | GreenvillePA
St. Pete Beach | St. Pete Beach | FL | Florida | 12103 | Pinellas | 27.7235 | -82.7387 | 9587 | 1740 | polygon | FALSE | TRUE | America/New_York | 3 | 33706 33736 33741 | 1840015976 | [10 empty] | St. Pete BeachFL
Rice Lake | Rice Lake | WI | Wisconsin | 55005 | Barron | 45.4863 | -91.7447 | 9586 | 380 | polygon | FALSE | TRUE | America/Chicago | 3 | 54868 54822 | 1840002075 | [10 empty] | Rice LakeWI
North Gates | North Gates | NY | New York | 36055 | Monroe | 43.1718 | -77.7064 | 9581 | 1390 | polygon | FALSE | FALSE | America/New_York | 3 | 14606 | 1840024047 | [10 empty] | North GatesNY
Alderwood Manor | Alderwood Manor | WA | Washington | 53061 | Snohomish | 47.8147 | -122.2672 | 9579 | 1930 | polygon | FALSE | FALSE | America/Los_Angeles | 3 | 98036 | 1840017323 | [10 empty] | Alderwood ManorWA
Ecorse | Ecorse | MI | Michigan | 26163 | Wayne | 42.2489 | -83.1399 | 9570 | 1302 | polygon | FALSE | TRUE | America/Detroit | 3 | 48229 | 1840003972 | [10 empty] | EcorseMI
Harleysville | Harleysville | PA | Pennsylvania | 42091 | Montgomery | 40.2791 | -75.3872 | 9568 | 884 | polygon | FALSE | FALSE | America/New_York | 3 | 19438 19441 | 1840005463 | [10 empty] | HarleysvillePA
Fairview | Fairview | OR | Oregon | 41051 | Multnomah | 45.5471 | -122.4391 | 9567 | 1196 | polygon | FALSE | TRUE | America/Los_Angeles | 3 | 97024 | 1840019938 | [10 empty] | FairviewOR
The Village | The Village | OK | Oklahoma | 40109 | Oklahoma | 35.5706 | -97.5567 | 9564 | 1449 | polygon | FALSE | TRUE | America/Chicago | 3 | 73120 73156 | 1840021742 | [10 empty] | The VillageOK
Eagle Point | Eagle Point | OR | Oregon | 41029 | Jackson | 42.4677 | -122.8016 | 9554 | 1245 | polygon | FALSE | TRUE | America/Los_Angeles | 3 | 97524 | 1840018676 | [10 empty] | Eagle PointOR
Craig | Craig | CO | Colorado | 8081 | Moffat | 40.517 | -107.5555 | 9553 | 687 | polygon | FALSE | TRUE | America/Denver | 3 | 81625 | 1840018741 | [10 empty] | CraigCO
Willoughby Hills | Willoughby Hills | OH | Ohio | 39085 | Lake | 41.5873 | -81.4333 | 9553 | 342 | polygon | FALSE | TRUE | America/New_York | 3 | 44094 44092 | 1840000548 | [10 empty] | Willoughby HillsOH
Walterboro | Walterboro | SC | South Carolina | 45029 | Colleton | 32.901 | -80.676 | 9550 | 306 | polygon | FALSE | TRUE | America/New_York | 3 | 29488 | 1840015757 | [10 empty] | WalterboroSC
White Meadow Lake | White Meadow Lake | NJ | New Jersey | 34027 | Morris | 40.924 | -74.5121 | 9548 | 958 | polygon | FALSE | FALSE | America/New_York | 3 | 7866 | 1840005198 | [10 empty] | White Meadow LakeNJ
Mount Vista | Mount Vista | WA | Washington | 53011 | Clark | 45.7373 | -122.6315 | 9544 | 704 | polygon | FALSE | FALSE | America/Los_Angeles | 3 | 98642 98686 | 1840037858 | [10 empty] | Mount VistaWA
Lowell | Lowell | AR | Arkansas | 5007 | Benton | 36.2561 | -94.1532 | 9544 | 382 | polygon | FALSE | TRUE | America/Chicago | 3 | 72745 | 1840015285 | [10 empty] | LowellAR
Silsbee | Silsbee | TX | Texas | 48199 | Hardin | 30.3456 | -94.1764 | 9540 | 332 | polygon | FALSE | TRUE | America/Chicago | 3 | 77656 | 1840022182 | [10 empty] | SilsbeeTX
Harvard | Harvard | IL | Illinois | 17111 | McHenry | 42.43 | -88.6217 | 9533 | 428 | polygon | FALSE | TRUE | America/Chicago | 3 | 60033 | 1840006970 | [10 empty] | HarvardIL
Central City | Central City | KY | Kentucky | 21177 | Muhlenberg | 37.2962 | -87.128 | 9531 | 422 | polygon | FALSE | TRUE | America/Chicago | 3 | 42330 | 1840014378 | [10 empty] | Central CityKY
Tell City | Tell City | IN | Indiana | 18123 | Perry | 37.9528 | -86.7597 | 9529 | 614 | polygon | FALSE | TRUE | America/Indiana/Tell_City | 3 | 47586 | 1840009755 | [10 empty] | Tell CityIN
Lambertville | Lambertville | MI | Michigan | 26115 | Monroe | 41.7502 | -83.625 | 9524 | 604 | polygon | FALSE | FALSE | America/Detroit | 3 | 48144 | 1840006576 | [10 empty] | LambertvilleMI
Roxborough Park | Roxborough Park | CO | Colorado | 8035 | Douglas | 39.4492 | -105.0746 | 9523 | 398 | polygon | FALSE | FALSE | America/Denver | 3 | 80125 80135 | 1840028568 | [10 empty] | Roxborough ParkCO
Rye Brook | Rye Brook | NY | New York | 36119 | Westchester | 41.0303 | -73.6865 | 9521 | 1070 | polygon | FALSE | TRUE | America/New_York | 3 | 10604 10573 | 1840004942 | [10 empty] | Rye BrookNY
Reedsburg | Reedsburg | WI | Wisconsin | 55111 | Sauk | 43.5347 | -89.9965 | 9521 | 626 | polygon | FALSE | TRUE | America/Chicago | 3 | 53959 53958 | 1840002727 | [10 empty] | ReedsburgWI
Laurel | Laurel | FL | Florida | 12115 | Sarasota | 27.1446 | -82.4618 | 9518 | 716 | polygon | FALSE | FALSE | America/New_York | 3 | 34275 34272 34274 | 1840014184 | [10 empty] | LaurelFL
Fair Oaks | Fair Oaks | GA | Georgia | 13067 | Cobb | 33.9192 | -84.5444 | 9518 | 1863 | polygon | FALSE | FALSE | America/New_York | 3 | 30060 30008 30080 30061 | 1840013091 | [10 empty] | Fair OaksGA
DuPont | DuPont | WA | Washington | 53053 | Pierce | 47.1079 | -122.6496 | 9516 | 631 | polygon | FALSE | TRUE | America/Los_Angeles | 3 | 98327 | 1840018457 | [10 empty] | DuPontWA
Mound | Mound | MN | Minnesota | 27053 | Hennepin | 44.9328 | -93.6591 | 9509 | 1283 | polygon | FALSE | TRUE | America/Chicago | 3 | 55364 | 1840007828 | [10 empty] | MoundMN
Jessup | Jessup | MD | Maryland | 24003 | Anne Arundel | 39.1457 | -76.7745 | 9509 | 698 | polygon | FALSE | FALSE | America/New_York | 3 | 20701 20794 | 1840005919 | [10 empty] | JessupMD
Boiling Springs | Boiling Springs | SC | South Carolina | 45083 | Spartanburg | 35.045 | -81.9779 | 9508 | 536 | polygon | FALSE | FALSE | America/New_York | 3 | 29316 | 1840013509 | [10 empty] | Boiling SpringsSC
Wakefield-Peacedale | Wakefield-Peacedale | RI | Rhode Island | 44009 | Washington | 41.4461 | -71.5004 | 9504 | 751 | polygon | FALSE | TRUE | America/New_York | 3 | 02879 02883 | 1840073472 | [10 empty] | Wakefield-PeacedaleRI
Erwin | Erwin | TN | Tennessee | 47171 | Unicoi | 36.1456 | -82.4115 | 9500 | 553 | polygon | FALSE | TRUE | America/New_York | 3 | 37650 | 1840016130 | [10 empty] | ErwinTN
Rigby | Rigby | ID | Idaho | 16051 | Jefferson | 43.6735 | -111.9126 | 9496 | 703 | polygon | FALSE | TRUE | America/Boise | 3 | 83442 | 1840020020 | [10 empty] | RigbyID
Fort Stockton | Fort Stockton | TX | Texas | 48371 | Pecos | 30.8926 | -102.8844 | 9495 | 590 | polygon | FALSE | TRUE | America/Chicago | 3 | 79735 | 1840020848 | [10 empty] | Fort StocktonTX
Airway Heights | Airway Heights | WA | Washington | 53063 | Spokane | 47.646 | -117.5792 | 9485 | 609 | polygon | FALSE | TRUE | America/Los_Angeles | 3 | 99224 99001 | 1840018399 | [10 empty] | Airway HeightsWA
Parsons | Parsons | KS | Kansas | 20099 | Labette | 37.3405 | -95.2959 | 9477 | 345 | polygon | FALSE | TRUE | America/Chicago | 3 | 67335 67357 | 1840001712 | [10 empty] | ParsonsKS
Fayetteville | Fayetteville | TN | Tennessee | 47103 | Lincoln | 35.149 | -86.5634 | 9473 | 282 | polygon | FALSE | TRUE | America/Chicago | 3 | 37334 | 1840013476 | [10 empty] | FayettevilleTN
Meadowbrook | Meadowbrook | AL | Alabama | 1117 | Shelby | 33.3932 | -86.7041 | 9468 | 851 | polygon | FALSE | FALSE | America/Chicago | 3 | 35242 | 1840027633 | [10 empty] | MeadowbrookAL
Lititz | Lititz | PA | Pennsylvania | 42071 | Lancaster | 40.154 | -76.3044 | 9465 | 1573 | polygon | FALSE | TRUE | America/New_York | 3 | 17543 | 1840003719 | [10 empty] | LititzPA
Siler City | Siler City | NC | North Carolina | 37037 | Chatham | 35.7252 | -79.4561 | 9464 | 528 | polygon | FALSE | TRUE | America/New_York | 3 | 27344 | 1840017783 | [10 empty] | Siler CityNC
Platte City | Platte City | MO | Missouri | 29165 | Platte | 39.3576 | -94.7655 | 9462 | 470 | polygon | FALSE | TRUE | America/Chicago | 3 | 64079 | 1840009591 | [10 empty] | Platte CityMO
Lantana | Lantana | TX | Texas | 48121 | Denton | 33.092 | -97.1216 | 9462 | 1506 | polygon | FALSE | FALSE | America/Chicago | 3 | 76226 | 1840025053 | [10 empty] | LantanaTX
Woodfield | Woodfield | SC | South Carolina | 45079 | Richland | 34.0587 | -80.9309 | 9459 | 1331 | polygon | FALSE | FALSE | America/New_York | 3 | 29223 29219 | 1840035853 | [10 empty] | WoodfieldSC
Mount Airy | Mount Airy | MD | Maryland | 24013 | Carroll | 39.3743 | -77.1535 | 9458 | 886 | polygon | FALSE | TRUE | America/New_York | 3 | 21771 | 1840005703 | [10 empty] | Mount AiryMD
Carencro | Carencro | LA | Louisiana | 22055 | Lafayette | 30.3126 | -92.0387 | 9449 | 465 | polygon | FALSE | TRUE | America/Chicago | 3 | 70520 70507 | 1840015043 | [10 empty] | CarencroLA
Winslow | Winslow | AZ | Arizona | 4017 | Navajo | 35.0253 | -110.7098 | 9443 | 293 | polygon | FALSE | TRUE | America/Phoenix | 3 | 86047 | 1840021583 | [10 empty] | WinslowAZ
Ruidoso | Ruidoso | NM | New Mexico | 35027 | Lincoln | 33.3647 | -105.6432 | 9442 | 189 | polygon | FALSE | TRUE | America/Denver | 3 | 88345 88338 88355 | 1840022873 | [10 empty] | RuidosoNM
Hondo | Hondo | TX | Texas | 48325 | Medina | 29.3531 | -99.162 | 9436 | 365 | polygon | FALSE | TRUE | America/Chicago | 3 | 78861 | 1840020963 | [10 empty] | HondoTX
Miles City | Miles City | MT | Montana | 30017 | Custer | 46.4059 | -105.8385 | 9436 | 949 | polygon | FALSE | TRUE | America/Denver | 3 | 59301 | 1840019878 | [10 empty] | Miles CityMT
Brownsville | Brownsville | TN | Tennessee | 47075 | Haywood | 35.589 | -89.2578 | 9435 | 369 | polygon | FALSE | TRUE | America/Chicago | 3 | 38012 | 1840013413 | [10 empty] | BrownsvilleTN
Manistee | Manistee | MI | Michigan | 26101 | Manistee | 44.244 | -86.3242 | 9433 | 719 | polygon | FALSE | TRUE | America/Detroit | 3 | 49660 | 1840002511 | [10 empty] | ManisteeMI
Rayne | Rayne | LA | Louisiana | 22001 | Acadia | 30.2403 | -92.2668 | 9431 | 813 | polygon | FALSE | TRUE | America/Chicago | 3 | 70578 | 1840015042 | [10 empty] | RayneLA
Augusta | Augusta | KS | Kansas | 20015 | Butler | 37.6955 | -96.9921 | 9422 | 853 | polygon | FALSE | TRUE | America/Chicago | 3 | 67010 | 1840001675 | [10 empty] | AugustaKS
New Richmond | New Richmond | WI | Wisconsin | 55109 | St. Croix | 45.1249 | -92.5377 | 9414 | 338 | polygon | FALSE | TRUE | America/Chicago | 3 | 54017 | 1840002138 | [10 empty] | New RichmondWI
Greenwood | Greenwood | AR | Arkansas | 5131 | Sebastian | 35.2134 | -94.2408 | 9414 | 335 | polygon | FALSE | TRUE | America/Chicago | 3 | 72936 | 1840013457 | [10 empty] | GreenwoodAR
Monticello | Monticello | AR | Arkansas | 5043 | Drew | 33.6258 | -91.7934 | 9409 | 332 | polygon | FALSE | TRUE | America/Chicago | 3 | 71655 71656 71657 | 1840014805 | [10 empty] | MonticelloAR
Bladensburg | Bladensburg | MD | Maryland | 24033 | Prince George's | 38.9424 | -76.9263 | 9408 | 3668 | polygon | FALSE | TRUE | America/New_York | 2 | 20710 | 1840005981 | [10 empty] | BladensburgMD
St. Stephens | St. Stephens | NC | North Carolina | 37035 | Catawba | 35.7641 | -81.2746 | 9408 | 387 | polygon | FALSE | FALSE | America/New_York | 3 | 28613 28601 | 1840033023 | [10 empty] | St. StephensNC
Little Falls | Little Falls | MN | Minnesota | 27097 | Morrison | 45.9833 | -94.36 | 9406 | 450 | polygon | FALSE | TRUE | America/Chicago | 3 | 56345 | 1840008861 | [10 empty] | Little FallsMN
Bryan | Bryan | OH | Ohio | 39171 | Williams | 41.4706 | -84.5484 | 9401 | 589 | polygon | FALSE | TRUE | America/New_York | 3 | 43506 | 1840000573 | [10 empty] | BryanOH
Amityville | Amityville | NY | New York | 36103 | Suffolk | 40.6696 | -73.4156 | 9399 | 1768 | polygon | FALSE | TRUE | America/New_York | 3 | 11701 | 1840005140 | [10 empty] | AmityvilleNY
Tomah | Tomah | WI | Wisconsin | 55081 | Monroe | 43.9879 | -90.4999 | 9397 | 462 | polygon | FALSE | TRUE | America/Chicago | 3 | 54660 | 1840002566 | [10 empty] | TomahWI
Brunswick | Brunswick | MD | Maryland | 24021 | Frederick | 39.318 | -77.6253 | 9393 | 767 | polygon | FALSE | TRUE | America/New_York | 3 | 21758 21716 | 1840005709 | [10 empty] | BrunswickMD
Roanoke | Roanoke | TX | Texas | 48121 | Denton | 33.0148 | -97.2268 | 9388 | 548 | polygon | FALSE | TRUE | America/Chicago | 3 | 76262 | 1840020641 | [10 empty] | RoanokeTX
Francisville | Francisville | KY | Kentucky | 21015 | Boone | 39.1067 | -84.7277 | 9387 | 427 | polygon | FALSE | FALSE | America/New_York | 3 | 41048 | 1840026679 | [10 empty] | FrancisvilleKY
Hickam Housing | Hickam Housing | HI | Hawaii | 15003 | Honolulu | 21.3311 | -157.9474 | 9387 | 786 | polygon | TRUE | TRUE | Pacific/Honolulu | 3 | 96853 96818 | 1840075009 | [10 empty] | Hickam HousingHI
Navasota | Navasota | TX | Texas | 48185 | Grimes | 30.3874 | -96.0895 | 9386 | 377 | polygon | FALSE | TRUE | America/Chicago | 3 | 77868 | 1840023174 | [10 empty] | NavasotaTX
Flowood | Flowood | MS | Mississippi | 28121 | Rankin | 32.3359 | -90.0802 | 9380 | 125 | polygon | FALSE | TRUE | America/Chicago | 3 | 39047 39208 39232 39288 | 1840013824 | [10 empty] | FlowoodMS
Pryor Creek | Pryor Creek | OK | Oklahoma | 40097 | Mayes | 36.2998 | -95.3102 | 9379 | 365 | polygon | FALSE | TRUE | America/Chicago | 3 | 74361 74362 | 1840037410 | [10 empty] | Pryor CreekOK
Bardmoor | Bardmoor | FL | Florida | 12103 | Pinellas | 27.8575 | -82.7534 | 9373 | 1652 | polygon | FALSE | TRUE | America/New_York | 3 | 33777 | 1840038841 | [10 empty] | BardmoorFL
Bloomfield | Bloomfield | NM | New Mexico | 35045 | San Juan | 36.7401 | -107.9734 | 9370 | 159 | polygon | FALSE | TRUE | America/Denver | 3 | 87413 87410 | 1840018994 | [10 empty] | BloomfieldNM
Cairo | Cairo | GA | Georgia | 13131 | Grady | 30.8791 | -84.205 | 9369 | 369 | polygon | FALSE | TRUE | America/New_York | 3 | 39828 | 1840013900 | [10 empty] | CairoGA
Dayton | Dayton | NV | Nevada | 32019 | Lyon | 39.258 | -119.5677 | 9363 | 114 | polygon | FALSE | FALSE | America/Los_Angeles | 3 | 89403 89428 | 1840018796 | [10 empty] | DaytonNV
Boonville | Boonville | MO | Missouri | 29053 | Cooper | 38.9588 | -92.7471 | 9362 | 424 | polygon | FALSE | TRUE | America/Chicago | 3 | 65233 | 1840007420 | [10 empty] | BoonvilleMO
Louisville | Louisville | OH | Ohio | 39151 | Stark | 40.8371 | -81.2643 | 9360 | 633 | polygon | FALSE | TRUE | America/New_York | 3 | 44641 | 1840000964 | [10 empty] | LouisvilleOH
Beverly Hills | Beverly Hills | FL | Florida | 12017 | Citrus | 28.9175 | -82.4541 | 9360 | 1217 | polygon | FALSE | FALSE | America/New_York | 3 | 34465 34464 | 1840014061 | [10 empty] | Beverly HillsFL
Brownfield | Brownfield | TX | Texas | 48445 | Terry | 33.1757 | -102.273 | 9358 | 554 | polygon | FALSE | TRUE | America/Chicago | 3 | 79316 | 1840019404 | [10 empty] | BrownfieldTX
Hackettstown | Hackettstown | NJ | New Jersey | 34041 | Warren | 40.854 | -74.8257 | 9356 | 1000 | polygon | FALSE | TRUE | America/New_York | 3 | 7840 | 1840003573 | [10 empty] | HackettstownNJ
Stuarts Draft | Stuarts Draft | VA | Virginia | 51015 | Augusta | 38.0245 | -79.0308 | 9354 | 181 | polygon | FALSE | FALSE | America/New_York | 3 | 24477 | 1840006247 | [10 empty] | Stuarts DraftVA
Bay Minette | Bay Minette | AL | Alabama | 1003 | Baldwin | 30.893 | -87.7912 | 9354 | 209 | polygon | FALSE | TRUE | America/Chicago | 3 | 36507 | 1840000959 | [10 empty] | Bay MinetteAL
Golden Hills | Golden Hills | CA | California | 6029 | Kern | 35.1512 | -118.5024 | 9351 | 294 | polygon | FALSE | FALSE | America/Los_Angeles | 3 | 93561 | 1840017819 | [10 empty] | Golden HillsCA
Edwards | Edwards | CO | Colorado | 8037 | Eagle | 39.6215 | -106.6183 | 9350 | 135 | polygon | FALSE | FALSE | America/Denver | 3 | 81632 | 1840017535 | [10 empty] | EdwardsCO
Woodmoor | Woodmoor | CO | Colorado | 8041 | El Paso | 39.1063 | -104.8456 | 9345 | 598 | polygon | FALSE | FALSE | America/Denver | 3 | 80132 | 1840028584 | [10 empty] | WoodmoorCO
Saline | Saline | MI | Michigan | 26161 | Washtenaw | 42.1741 | -83.778 | 9343 | 829 | polygon | FALSE | TRUE | America/Detroit | 3 | 48176 | 1840003171 | [10 empty] | SalineMI
St. Augustine Shores | St. Augustine Shores | FL | Florida | 12109 | St. Johns | 29.8039 | -81.3086 | 9340 | 822 | polygon | FALSE | FALSE | America/New_York | 3 | 32086 | 1840013972 | [10 empty] | St. Augustine ShoresFL
Madras | Madras | OR | Oregon | 41031 | Jefferson | 44.6425 | -121.1315 | 9340 | 436 | polygon | FALSE | TRUE | America/Los_Angeles | 3 | 97741 | 1840019987 | [10 empty] | MadrasOR
Clinton | Clinton | NC | North Carolina | 37163 | Sampson | 35.0005 | -78.3311 | 9334 | 430 | polygon | FALSE | TRUE | America/New_York | 3 | 28328 28329 | 1840014605 | [10 empty] | ClintonNC
Heath | Heath | TX | Texas | 48397 | Rockwall | 32.8444 | -96.4679 | 9331 | 299 | polygon | FALSE | TRUE | America/Chicago | 3 | 75032 | 1840020716 | [10 empty] | HeathTX
Claymont | Claymont | DE | Delaware | 10003 | New Castle | 39.8032 | -75.4606 | 9330 | 1675 | polygon | FALSE | FALSE | America/New_York | 3 | 19703 | 1840005570 | [10 empty] | ClaymontDE
Stansbury Park | Stansbury Park | UT | Utah | 49045 | Tooele | 40.6356 | -112.3054 | 9325 | 1548 | polygon | FALSE | FALSE | America/Denver | 3 | 84074 | 1840037176 | [10 empty] | Stansbury ParkUT
Rotonda | Rotonda | FL | Florida | 12015 | Charlotte | 26.8845 | -82.2791 | 9325 | 337 | polygon | FALSE | FALSE | America/New_York | 3 | 33947 | 1840014201 | [10 empty] | RotondaFL
Marlboro Village | Marlboro Village | MD | Maryland | 24033 | Prince George's | 38.8307 | -76.7699 | 9325 | 936 | polygon | FALSE | TRUE | America/New_York | 3 | 20772 | 1840039492 | [10 empty] | Marlboro VillageMD
Lenoir City | Lenoir City | TN | Tennessee | 47105 | Loudon | 35.811 | -84.2818 | 9324 | 428 | polygon | FALSE | TRUE | America/New_York | 3 | 37771 37772 | 1840014514 | [10 empty] | Lenoir CityTN
Birch Bay | Birch Bay | WA | Washington | 53073 | Whatcom | 48.923 | -122.7543 | 9323 | 224 | polygon | FALSE | FALSE | America/Los_Angeles | 3 | 98230 | 1840017289 | [10 empty] | Birch BayWA
Hartland | Hartland | WI | Wisconsin | 55133 | Waukesha | 43.1027 | -88.3399 | 9320 | 667 | polygon | FALSE | TRUE | America/Chicago | 3 | 53029 | 1840003009 | [10 empty] | HartlandWI
Waihee-Waiehu | Waihee-Waiehu | HI | Hawaii | 15009 | Maui | 20.9188 | -156.5063 | 9319 | 843 | polygon | FALSE | TRUE | Pacific/Honolulu | 3 | 96793 | 1840037549 | [10 empty] | Waihee-WaiehuHI
College Place | College Place | WA | Washington | 53071 | Walla Walla | 46.0419 | -118.3879 | 9317 | 1204 | polygon | FALSE | TRUE | America/Los_Angeles | 3 | 99324 99362 | 1840018490 | [10 empty] | College PlaceWA
Liberty | Liberty | TX | Texas | 48291 | Liberty | 30.0379 | -94.788 | 9314 | 80 | polygon | FALSE | TRUE | America/Chicago | 3 | 77575 77535 | 1840020965 | [10 empty] | LibertyTX
Zimmerman | Zimmerman | MN | Minnesota | 27141 | Sherburne | 45.4416 | -93.5981 | 9300 | 666 | polygon | FALSE | TRUE | America/Chicago | 3 | 55398 | 1840009993 | [10 empty] | ZimmermanMN
Wesley Chapel | Wesley Chapel | NC | North Carolina | 37179 | Union | 34.9985 | -80.6905 | 9295 | 373 | polygon | FALSE | TRUE | America/New_York | 3 | 28104 28173 28110 | 1840017881 | [10 empty] | Wesley ChapelNC
Wood-Ridge | Wood-Ridge | NJ | New Jersey | 34003 | Bergen | 40.8507 | -74.0878 | 9294 | 3222 | polygon | FALSE | TRUE | America/New_York | 2 | 7075 | 1840000925 | [10 empty] | Wood-RidgeNJ
Detroit Lakes | Detroit Lakes | MN | Minnesota | 27005 | Becker | 46.806 | -95.8449 | 9288 | 322 | polygon | FALSE | TRUE | America/Chicago | 3 | 56501 56502 | 1840006632 | [10 empty] | Detroit LakesMN
Fultondale | Fultondale | AL | Alabama | 1073 | Jefferson | 33.6177 | -86.8015 | 9284 | 293 | polygon | FALSE | TRUE | America/Chicago | 3 | 35217 35119 35068 | 1840002481 | [10 empty] | FultondaleAL
North College Hill | North College Hill | OH | Ohio | 39061 | Hamilton | 39.2174 | -84.552 | 9283 | 1970 | polygon | FALSE | TRUE | America/New_York | 3 | 45224 45231 45239 | 1840001609 | [10 empty] | North College HillOH
Cross Lanes | Cross Lanes | WV | West Virginia | 54039 | Kanawha | 38.4351 | -81.7706 | 9274 | 561 | polygon | FALSE | FALSE | America/New_York | 3 | 25313 25356 | 1840006190 | [10 empty] | Cross LanesWV
Marathon | Marathon | FL | Florida | 12087 | Monroe | 24.7262 | -81.0376 | 9271 | 392 | polygon | FALSE | TRUE | America/New_York | 3 | 33050 33052 | 1840016010 | [10 empty] | MarathonFL
Westwood | Westwood | MI | Michigan | 26077 | Kalamazoo | 42.303 | -85.6286 | 9271 | 1255 | polygon | FALSE | FALSE | America/Detroit | 3 | 49006 | 1840006978 | [10 empty] | WestwoodMI
Brentwood | Brentwood | PA | Pennsylvania | 42003 | Allegheny | 40.3734 | -79.9757 | 9268 | 2472 | polygon | FALSE | TRUE | America/New_York | 2 | 15227 | 1840001212 | [10 empty] | BrentwoodPA
Lexington | Lexington | VA | Virginia | 51678 | Lexington | 37.7825 | -79.444 | 9264 | 1150 | polygon | FALSE | TRUE | America/New_York | 3 | 24450 | 1840001689 | [10 empty] | LexingtonVA
Bohemia | Bohemia | NY | New York | 36103 | Suffolk | 40.7717 | -73.1271 | 9262 | 415 | polygon | FALSE | FALSE | America/New_York | 3 | 11716 | 1840005020 | [10 empty] | BohemiaNY
Hernando | Hernando | FL | Florida | 12017 | Citrus | 28.9451 | -82.3781 | 9261 | 112 | polygon | FALSE | FALSE | America/New_York | 3 | 34434 34442 34441 | 1840014058 | [10 empty] | HernandoFL
Cheat Lake | Cheat Lake | WV | West Virginia | 54061 | Monongalia | 39.6672 | -79.8565 | 9251 | 249 | polygon | FALSE | FALSE | America/New_York | 3 | 26508 | 1840005645 | [10 empty] | Cheat LakeWV
Harahan | Harahan | LA | Louisiana | 22051 | Jefferson | 29.9374 | -90.203 | 9250 | 1775 | polygon | FALSE | TRUE | America/Chicago | 3 | 70123 | 1840013997 | [10 empty] | HarahanLA
Washington Terrace | Washington Terrace | UT | Utah | 49057 | Weber | 41.1683 | -111.9783 | 9248 | 1750 | polygon | FALSE | TRUE | America/Denver | 3 | 84405 | 1840021343 | [10 empty] | Washington TerraceUT
Sultan | Sultan | WA | Washington | 53061 | Snohomish | 47.871 | -121.8043 | 9246 | 636 | polygon | FALSE | TRUE | America/Los_Angeles | 3 | 98294 | 1840021080 | [10 empty] | SultanWA
Muncy | Muncy | PA | Pennsylvania | 42081 | Lycoming | 41.2021 | -76.7854 | 9245 | 1103 | polygon | FALSE | TRUE | America/New_York | 3 | 17756 | 1840000633 | [10 empty] | MuncyPA
Madeira | Madeira | OH | Ohio | 39061 | Hamilton | 39.1856 | -84.3734 | 9245 | 1065 | polygon | FALSE | TRUE | America/New_York | 3 | 45243 | 1840001605 | [10 empty] | MadeiraOH
Anthony | Anthony | NM | New Mexico | 35013 | DoÃ±a Ana | 32.0132 | -106.5984 | 9239 | 1321 | polygon | FALSE | FALSE | America/Denver | 3 | 88021 | 1840018049 | [10 empty] | AnthonyNM
Gridley | Gridley | CA | California | 6007 | Butte | 39.3622 | -121.6971 | 9237 | 1342 | polygon | FALSE | TRUE | America/Los_Angeles | 3 | 95948 | 1840020181 | [10 empty] | GridleyCA
Kendall Park | Kendall Park | NJ | New Jersey | 34023 | Middlesex | 40.4138 | -74.5626 | 9234 | 968 | polygon | FALSE | FALSE | America/New_York | 3 | 08824 08852 | 1840005419 | [10 empty] | Kendall ParkNJ
Girard | Girard | OH | Ohio | 39155 | Trumbull | 41.1666 | -80.6963 | 9227 | 622 | polygon | FALSE | TRUE | America/New_York | 3 | 44420 44446 | 1840008239 | [10 empty] | GirardOH
Hillview | Hillview | KY | Kentucky | 21029 | Bullitt | 38.0563 | -85.6848 | 9225 | 547 | polygon | FALSE | TRUE | America/New_York | 3 | 40229 40165 40129 | 1840014325 | [10 empty] | HillviewKY
Burlington | Burlington | WA | Washington | 53057 | Skagit | 48.4676 | -122.3298 | 9224 | 832 | polygon | FALSE | TRUE | America/Los_Angeles | 3 | 98233 | 1840018367 | [10 empty] | BurlingtonWA
Steger | Steger | IL | Illinois | 17031 | Cook | 41.4723 | -87.6176 | 9221 | 1045 | polygon | FALSE | TRUE | America/Chicago | 3 | 60475 | 1840011325 | [10 empty] | StegerIL
Sans Souci | Sans Souci | SC | South Carolina | 45045 | Greenville | 34.8901 | -82.4241 | 9220 | 1075 | polygon | FALSE | FALSE | America/New_York | 3 | 29617 29609 | 1840013497 | [10 empty] | Sans SouciSC
White Marsh | White Marsh | MD | Maryland | 24005 | Baltimore | 39.3819 | -76.4573 | 9216 | 670 | polygon | FALSE | FALSE | America/New_York | 3 | 21236 21128 21237 21162 | 1840005696 | [10 empty] | White MarshMD
Spanish Fort | Spanish Fort | AL | Alabama | 1003 | Baldwin | 30.7257 | -87.8601 | 9214 | 117 | polygon | FALSE | TRUE | America/Chicago | 3 | 36507 36527 36578 36577 | 1840015879 | [10 empty] | Spanish FortAL
Lake Elmo | Lake Elmo | MN | Minnesota | 27163 | Washington | 44.9944 | -92.9031 | 9210 | 160 | polygon | FALSE | TRUE | America/Chicago | 3 | 55042 | 1840007814 | [10 empty] | Lake ElmoMN
Bethalto | Bethalto | IL | Illinois | 17119 | Madison | 38.9014 | -90.0467 | 9210 | 473 | polygon | FALSE | TRUE | America/Chicago | 3 | 62010 62018 | 1840012789 | [10 empty] | BethaltoIL
Cloverdale | Cloverdale | CA | California | 6097 | Sonoma | 38.7961 | -123.0151 | 9205 | 1067 | polygon | FALSE | TRUE | America/Los_Angeles | 3 | 95425 | 1840018838 | [10 empty] | CloverdaleCA
Independent Hill | Independent Hill | VA | Virginia | 51153 | Prince William | 38.6404 | -77.409 | 9204 | 398 | polygon | FALSE | FALSE | America/New_York | 3 | 22193 20112 | 1840026708 | [10 empty] | Independent HillVA
Good Hope | Good Hope | CA | California | 6065 | Riverside | 33.7706 | -117.2772 | 9195 | 316 | polygon | FALSE | FALSE | America/Los_Angeles | 3 | 92570 | 1840028330 | [10 empty] | Good HopeCA
Lynwood | Lynwood | IL | Illinois | 17031 | Cook | 41.5234 | -87.5508 | 9194 | 719 | polygon | FALSE | TRUE | America/Chicago | 3 | 60411 | 1840011291 | [10 empty] | LynwoodIL
Basalt | Basalt | CO | Colorado | 8037 | Eagle | 39.3663 | -107.0414 | 9193 | 803 | polygon | FALSE | TRUE | America/Denver | 3 | 81621 | 1840020195 | [10 empty] | BasaltCO
Ivins | Ivins | UT | Utah | 49053 | Washington | 37.1742 | -113.6809 | 9192 | 376 | polygon | FALSE | TRUE | America/Denver | 3 | 84738 | 1840018937 | [10 empty] | IvinsUT
Wagoner | Wagoner | OK | Oklahoma | 40145 | Wagoner | 35.9641 | -95.379 | 9185 | 349 | polygon | FALSE | TRUE | America/Chicago | 3 | 74467 | 1840021696 | [10 empty] | WagonerOK
St. Marys | St. Marys | OH | Ohio | 39011 | Auglaize | 40.5475 | -84.3931 | 9180 | 682 | polygon | FALSE | TRUE | America/New_York | 3 | 45885 | 1840009408 | [10 empty] | St. MarysOH
Elwood | Elwood | IN | Indiana | 18095 | Madison | 40.2744 | -85.837 | 9180 | 882 | polygon | FALSE | TRUE | America/Indiana/Indianapolis | 3 | 46036 | 1840008364 | [10 empty] | ElwoodIN
Woodlyn | Woodlyn | PA | Pennsylvania | 42045 | Delaware | 39.8774 | -75.3445 | 9178 | 2116 | polygon | FALSE | FALSE | America/New_York | 2 | 19094 19022 19033 19081 | 1840035266 | [10 empty] | WoodlynPA
South Amboy | South Amboy | NJ | New Jersey | 34023 | Middlesex | 40.4852 | -74.2831 | 9176 | 2303 | polygon | FALSE | TRUE | America/New_York | 2 | 8879 | 1840001333 | [10 empty] | South AmboyNJ
Bloomingdale | Bloomingdale | TN | Tennessee | 47163 | Sullivan | 36.5793 | -82.5096 | 9175 | 358 | polygon | FALSE | FALSE | America/New_York | 3 | 37660 | 1840013297 | [10 empty] | BloomingdaleTN
Sabana Grande | Sabana Grande | PR | Puerto Rico | 72121 | Sabana Grande | 18.0821 | -66.9673 | 9174 | 2106 | polygon | FALSE | FALSE | America/Puerto_Rico | 2 | 637 | 1630023550 | [10 empty] | Sabana GrandePR
Sullivan | Sullivan | MO | Missouri | 29071 | Franklin | 38.2129 | -91.1636 | 9172 | 336 | polygon | FALSE | TRUE | America/Chicago | 3 | 63080 | 1840009643 | [10 empty] | SullivanMO
Rensselaer | Rensselaer | NY | New York | 36083 | Rensselaer | 42.6465 | -73.7328 | 9171 | 1114 | polygon | FALSE | TRUE | America/New_York | 3 | 12144 | 1840000394 | [10 empty] | RensselaerNY
Audubon | Audubon | PA | Pennsylvania | 42091 | Montgomery | 40.1304 | -75.428 | 9163 | 770 | polygon | FALSE | FALSE | America/New_York | 3 | 19403 19407 | 1840034852 | [10 empty] | AudubonPA
Calimesa | Calimesa | CA | California | 6065 | Riverside | 33.9874 | -117.0542 | 9160 | 238 | polygon | FALSE | TRUE | America/Los_Angeles | 3 | 92320 92223 | 1840019300 | [10 empty] | CalimesaCA
Dunn Loring | Dunn Loring | VA | Virginia | 51059 | Fairfax | 38.8945 | -77.2316 | 9158 | 1494 | polygon | FALSE | FALSE | America/New_York | 3 | 22027 22180 22182 | 1840006017 | [10 empty] | Dunn LoringVA
Flossmoor | Flossmoor | IL | Illinois | 17031 | Cook | 41.5391 | -87.6857 | 9155 | 965 | polygon | FALSE | TRUE | America/Chicago | 3 | 60422 | 1840011274 | [10 empty] | FlossmoorIL
Beckett Ridge | Beckett Ridge | OH | Ohio | 39017 | Butler | 39.3448 | -84.4381 | 9155 | 736 | polygon | FALSE | FALSE | America/New_York | 3 | 45069 | 1840034377 | [10 empty] | Beckett RidgeOH
Plymouth | Plymouth | MI | Michigan | 26163 | Wayne | 42.3718 | -83.468 | 9154 | 1597 | polygon | FALSE | TRUE | America/Detroit | 3 | 48170 | 1840003959 | [10 empty] | PlymouthMI
Ridgefield | Ridgefield | WA | Washington | 53011 | Clark | 45.8114 | -122.705 | 9153 | 481 | polygon | FALSE | TRUE | America/Los_Angeles | 3 | 98642 | 1840019909 | [10 empty] | RidgefieldWA
Hooper | Hooper | UT | Utah | 49057 | Weber | 41.1599 | -112.2871 | 9152 | 135 | polygon | FALSE | TRUE | America/Denver | 3 | 84315 | 1840020130 | [10 empty] | HooperUT
Rathdrum | Rathdrum | ID | Idaho | 16055 | Kootenai | 47.7995 | -116.8908 | 9150 | 674 | polygon | FALSE | TRUE | America/Los_Angeles | 3 | 83858 | 1840019812 | [10 empty] | RathdrumID
Thief River Falls | Thief River Falls | MN | Minnesota | 27113 | Pennington | 48.1112 | -96.1771 | 9147 | 602 | polygon | FALSE | TRUE | America/Chicago | 3 | 56701 | 1840008825 | [10 empty] | Thief River FallsMN
Fairview | Fairview | TN | Tennessee | 47187 | Williamson | 35.9815 | -87.1291 | 9146 | 203 | polygon | FALSE | TRUE | America/Chicago | 3 | 37062 | 1840013379 | [10 empty] | FairviewTN
Fairview | Fairview | TX | Texas | 48085 | Collin | 33.1399 | -96.6116 | 9141 | 397 | polygon | FALSE | TRUE | America/Chicago | 3 | 75069 | 1840022021 | [10 empty] | FairviewTX
Anaconda | Anaconda | MT | Montana | 30023 | Deer Lodge | 46.0607 | -113.0679 | 9140 | 4 | polygon | FALSE | TRUE | America/Denver | 3 | 59756 59711 59762 | 1840074775 | [10 empty] | AnacondaMT
Murrells Inlet | Murrells Inlet | SC | South Carolina | 45043 | Georgetown | 33.5566 | -79.0593 | 9137 | 462 | polygon | FALSE | FALSE | America/New_York | 3 | 29576 | 1840013742 | [10 empty] | Murrells InletSC
Union | Union | SC | South Carolina | 45087 | Union | 34.7235 | -81.6248 | 9132 | 369 | polygon | FALSE | TRUE | America/New_York | 3 | 29379 | 1840015533 | [10 empty] | UnionSC
Woodburn | Woodburn | VA | Virginia | 51059 | Fairfax | 38.8503 | -77.2322 | 9127 | 1262 | polygon | FALSE | FALSE | America/New_York | 3 | 22031 22003 22042 | 1840024584 | [10 empty] | WoodburnVA
Monett | Monett | MO | Missouri | 29009 | Barry | 36.922 | -93.9261 | 9124 | 413 | polygon | FALSE | TRUE | America/Chicago | 3 | 65708 | 1840008797 | [10 empty] | MonettMO
Grinnell | Grinnell | IA | Iowa | 19157 | Poweshiek | 41.7361 | -92.7244 | 9116 | 622 | polygon | FALSE | TRUE | America/Chicago | 3 | 50112 | 1840000531 | [10 empty] | GrinnellIA
Jersey Shore | Jersey Shore | PA | Pennsylvania | 42081 | Lycoming | 41.2012 | -77.2666 | 9116 | 1380 | polygon | FALSE | TRUE | America/New_York | 3 | 17740 | 1840000630 | [10 empty] | Jersey ShorePA
Grosse Pointe Farms | Grosse Pointe Farms | MI | Michigan | 26163 | Wayne | 42.4067 | -82.8992 | 9114 | 1287 | polygon | FALSE | TRUE | America/Detroit | 3 | 48236 | 1840003977 | [10 empty] | Grosse Pointe FarmsMI
Rapid Valley | Rapid Valley | SD | South Dakota | 46103 | Pennington | 44.0674 | -103.1223 | 9114 | 546 | polygon | FALSE | FALSE | America/Denver | 3 | 57703 | 1840004098 | [10 empty] | Rapid ValleySD
Linganore | Linganore | MD | Maryland | 24021 | Frederick | 39.4111 | -77.3026 | 9112 | 612 | polygon | FALSE | FALSE | America/New_York | 3 | 21774 21754 | 1840026627 | [10 empty] | LinganoreMD
Edgewater | Edgewater | MD | Maryland | 24003 | Anne Arundel | 38.9373 | -76.5572 | 9112 | 1175 | polygon | FALSE | FALSE | America/New_York | 3 | 21037 | 1840024528 | [10 empty] | EdgewaterMD
Atmore | Atmore | AL | Alabama | 1053 | Escambia | 31.0927 | -87.4763 | 9107 | 160 | polygon | FALSE | TRUE | America/Chicago | 3 | 36502 36503 36504 | 1840013888 | [10 empty] | AtmoreAL
Economy | Economy | PA | Pennsylvania | 42007 | Beaver | 40.641 | -80.184 | 9098 | 196 | polygon | FALSE | TRUE | America/New_York | 3 | 15005 15003 15042 15027 15143 | 1840066074 | [10 empty] | EconomyPA
Plymouth | Plymouth | WI | Wisconsin | 55117 | Sheboygan | 43.7447 | -87.9657 | 9097 | 630 | polygon | FALSE | TRUE | America/Chicago | 3 | 53073 | 1840002626 | [10 empty] | PlymouthWI
Burton | Burton | SC | South Carolina | 45013 | Beaufort | 32.4233 | -80.7454 | 9097 | 421 | polygon | FALSE | FALSE | America/New_York | 3 | 29902 29906 29903 | 1840013816 | [10 empty] | BurtonSC
Berthoud | Berthoud | CO | Colorado | 8069 | Larimer | 40.307 | -105.0419 | 9094 | 273 | polygon | FALSE | TRUE | America/Denver | 3 | 80537 80534 80513 | 1840020153 | [10 empty] | BerthoudCO
Whitestown | Whitestown | IN | Indiana | 18011 | Boone | 39.9705 | -86.3612 | 9092 | 250 | polygon | FALSE | TRUE | America/Indiana/Indianapolis | 3 | 46052 46075 | 1840010514 | [10 empty] | WhitestownIN
San Elizario | San Elizario | TX | Texas | 48141 | El Paso | 31.5793 | -106.2632 | 9089 | 509 | polygon | FALSE | TRUE | America/Denver | 3 | 79849 | 1840019523 | [10 empty] | San ElizarioTX
Dillon | Dillon | SC | South Carolina | 45033 | Dillon | 34.4233 | -79.3689 | 9089 | 460 | polygon | FALSE | TRUE | America/New_York | 3 | 29536 | 1840014676 | [10 empty] | DillonSC
Clinton | Clinton | OK | Oklahoma | 40039 | Custer | 35.5058 | -98.9724 | 9087 | 373 | polygon | FALSE | TRUE | America/Chicago | 3 | 73601 | 1840019108 | [10 empty] | ClintonOK
Tiburon | Tiburon | CA | California | 6041 | Marin | 37.8854 | -122.4637 | 9084 | 782 | polygon | FALSE | TRUE | America/Los_Angeles | 3 | 94920 | 1840022521 | [10 empty] | TiburonCA
Monmouth | Monmouth | IL | Illinois | 17187 | Warren | 40.9141 | -90.6423 | 9084 | 816 | polygon | FALSE | TRUE | America/Chicago | 3 | 61462 | 1840008283 | [10 empty] | MonmouthIL
Highland Park | Highland Park | TX | Texas | 48113 | Dallas | 32.8311 | -96.8012 | 9083 | 1563 | polygon | FALSE | TRUE | America/Chicago | 3 | 75205 | 1840022058 | [10 empty] | Highland ParkTX
Sugarmill Woods | Sugarmill Woods | FL | Florida | 12017 | Citrus | 28.7321 | -82.4986 | 9082 | 132 | polygon | FALSE | FALSE | America/New_York | 3 | 34461 34446 | 1840014063 | [10 empty] | Sugarmill WoodsFL
Golden Valley | Golden Valley | AZ | Arizona | 4015 | Mohave | 35.206 | -114.2327 | 9079 | 44 | polygon | FALSE | FALSE | America/Phoenix | 3 | 86413 | 1840018339 | [10 empty] | Golden ValleyAZ
Northwest Harborcreek | Northwest Harborcreek | PA | Pennsylvania | 42049 | Erie | 42.1494 | -79.9946 | 9077 | 700 | polygon | FALSE | TRUE | America/New_York | 3 | 16510 16511 | 1840035146 | [10 empty] | Northwest HarborcreekPA
Jeannette | Jeannette | PA | Pennsylvania | 42129 | Westmoreland | 40.3277 | -79.6139 | 9074 | 1467 | polygon | FALSE | TRUE | America/New_York | 3 | 15644 | 1840001141 | [10 empty] | JeannettePA
Marlton | Marlton | MD | Maryland | 24033 | Prince George's | 38.762 | -76.7857 | 9071 | 590 | polygon | FALSE | FALSE | America/New_York | 3 | 20772 | 1840005962 | [10 empty] | MarltonMD
Sutherlin | Sutherlin | OR | Oregon | 41019 | Douglas | 43.3884 | -123.3231 | 9067 | 510 | polygon | FALSE | TRUE | America/Los_Angeles | 3 | 97479 97462 | 1840021274 | [10 empty] | SutherlinOR
Picnic Point | Picnic Point | WA | Washington | 53061 | Snohomish | 47.8744 | -122.3078 | 9064 | 1152 | polygon | FALSE | FALSE | America/Los_Angeles | 3 | 98026 98087 | 1840037897 | [10 empty] | Picnic PointWA
Seaside | Seaside | OR | Oregon | 41007 | Clatsop | 45.9889 | -123.9214 | 9060 | 683 | polygon | FALSE | TRUE | America/Los_Angeles | 3 | 97138 | 1840021182 | [10 empty] | SeasideOR
Livingston | Livingston | MT | Montana | 30067 | Park | 45.6666 | -110.5538 | 9050 | 533 | polygon | FALSE | TRUE | America/Denver | 3 | 59047 | 1840019906 | [10 empty] | LivingstonMT
Fort Polk South | Fort Polk South | LA | Louisiana | 22115 | Vernon | 31.0512 | -93.2159 | 9048 | 567 | polygon | TRUE | TRUE | America/Chicago | 3 | 70656 71459 | 1840073837 | [10 empty] | Fort Polk SouthLA
Micco | Micco | FL | Florida | 12009 | Brevard | 27.8683 | -80.51 | 9047 | 459 | polygon | FALSE | FALSE | America/New_York | 3 | 32976 | 1840014077 | [10 empty] | MiccoFL
Chanute | Chanute | KS | Kansas | 20133 | Neosho | 37.6695 | -95.4621 | 9042 | 491 | polygon | FALSE | TRUE | America/Chicago | 3 | 66720 | 1840001694 | [10 empty] | ChanuteKS
Beecher | Beecher | MI | Michigan | 26049 | Genesee | 43.0903 | -83.7039 | 9041 | 593 | polygon | FALSE | FALSE | America/Detroit | 3 | 48458 48505 | 1840004343 | [10 empty] | BeecherMI
Leisure World | Leisure World | MD | Maryland | 24031 | Montgomery | 39.1023 | -77.0691 | 9040 | 3164 | polygon | FALSE | TRUE | America/New_York | 2 | 20906 | 1840073671 | [10 empty] | Leisure WorldMD
Indianola | Indianola | MS | Mississippi | 28133 | Sunflower | 33.4492 | -90.6447 | 9037 | 407 | polygon | FALSE | TRUE | America/Chicago | 3 | 38751 | 1840014774 | [10 empty] | IndianolaMS
North Kensington | North Kensington | MD | Maryland | 24031 | Montgomery | 39.0392 | -77.0723 | 9036 | 2289 | polygon | FALSE | FALSE | America/New_York | 2 | 20895 20902 | 1840031382 | [10 empty] | North KensingtonMD
Leonia | Leonia | NJ | New Jersey | 34003 | Bergen | 40.8638 | -73.9899 | 9035 | 2290 | polygon | FALSE | TRUE | America/New_York | 2 | 7605 | 1840000904 | [10 empty] | LeoniaNJ
Brewer | Brewer | ME | Maine | 23019 | Penobscot | 44.7835 | -68.7352 | 9035 | 228 | polygon | FALSE | TRUE | America/New_York | 3 | 4412 | 1840000239 | [10 empty] | BrewerME
La Grange | La Grange | KY | Kentucky | 21185 | Oldham | 38.3987 | -85.375 | 9031 | 483 | polygon | FALSE | TRUE | America/New_York | 3 | 40031 | 1840014287 | [10 empty] | La GrangeKY
Corozal | Corozal | PR | Puerto Rico | 72047 | Corozal | 18.3411 | -66.3124 | 9031 | 1563 | polygon | FALSE | FALSE | America/Puerto_Rico | 3 | 783 | 1630035655 | [10 empty] | CorozalPR
McFarland | McFarland | WI | Wisconsin | 55025 | Dane | 43.0203 | -89.2858 | 9031 | 787 | polygon | FALSE | TRUE | America/Chicago | 3 | 53558 | 1840002914 | [10 empty] | McFarlandWI
Silver Springs Shores | Silver Springs Shores | FL | Florida | 12083 | Marion | 29.1031 | -82.005 | 9031 | 729 | polygon | FALSE | FALSE | America/New_York | 3 | 34472 | 1840028949 | [10 empty] | Silver Springs ShoresFL
Shelby | Shelby | OH | Ohio | 39139 | Richland | 40.8847 | -82.6578 | 9031 | 553 | polygon | FALSE | TRUE | America/New_York | 3 | 44875 | 1840009369 | [10 empty] | ShelbyOH
Pineville | Pineville | NC | North Carolina | 37119 | Mecklenburg | 35.0864 | -80.8915 | 9028 | 524 | polygon | FALSE | TRUE | America/New_York | 3 | 28134 | 1840016354 | [10 empty] | PinevilleNC
Woodway | Woodway | TX | Texas | 48309 | McLennan | 31.4988 | -97.2314 | 9024 | 530 | polygon | FALSE | TRUE | America/Chicago | 3 | 76712 | 1840022142 | [10 empty] | WoodwayTX
Oakbrook | Oakbrook | KY | Kentucky | 21015 | Boone | 38.9996 | -84.6797 | 9023 | 1087 | polygon | FALSE | FALSE | America/New_York | 3 | 41042 | 1840030814 | [10 empty] | OakbrookKY
Valley Cottage | Valley Cottage | NY | New York | 36087 | Rockland | 41.116 | -73.9436 | 9023 | 803 | polygon | FALSE | FALSE | America/New_York | 3 | 10994 10989 | 1840004971 | [10 empty] | Valley CottageNY
Lindstrom | Lindstrom | MN | Minnesota | 27025 | Chisago | 45.387 | -92.8477 | 9023 | 482 | polygon | FALSE | TRUE | America/Chicago | 3 | 55045 | 1840008892 | [10 empty] | LindstromMN
Shiprock | Shiprock | NM | New Mexico | 35045 | San Juan | 36.7924 | -108.7005 | 9020 | 257 | polygon | FALSE | FALSE | America/Denver | 3 | 87420 | 1840018988 | [10 empty] | ShiprockNM
St. Anthony | St. Anthony | MN | Minnesota | 27053 | Hennepin | 45.0278 | -93.2174 | 9013 | 1556 | polygon | FALSE | TRUE | America/Chicago | 3 | 55421 55418 | 1840008933 | [10 empty] | St. AnthonyMN
Presque Isle | Presque Isle | ME | Maine | 23003 | Aroostook | 46.6868 | -67.9874 | 9007 | 45 | polygon | FALSE | TRUE | America/New_York | 3 | 4769 | 1840000146 | [10 empty] | Presque IsleME
Farmingdale | Farmingdale | NY | New York | 36059 | Nassau | 40.7328 | -73.4465 | 9002 | 3101 | polygon | FALSE | TRUE | America/New_York | 2 | 11735 11737 | 1840005285 | [10 empty] | FarmingdaleNY
Manteno | Manteno | IL | Illinois | 17091 | Kankakee | 41.2471 | -87.8457 | 9002 | 652 | polygon | FALSE | TRUE | America/Chicago | 3 | 60950 | 1840011703 | [10 empty] | MantenoIL
Lake Mohawk | Lake Mohawk | NJ | New Jersey | 34037 | Sussex | 41.015 | -74.6639 | 8999 | 692 | polygon | FALSE | FALSE | America/New_York | 3 | 7871 | 1840004955 | [10 empty] | Lake MohawkNJ
Dexter | Dexter | MO | Missouri | 29207 | Stoddard | 36.7928 | -89.9634 | 8996 | 419 | polygon | FALSE | TRUE | America/Chicago | 3 | 63841 | 1840007643 | [10 empty] | DexterMO
Delta | Delta | CO | Colorado | 8029 | Delta | 38.756 | -108.0772 | 8995 | 261 | polygon | FALSE | TRUE | America/Denver | 3 | 81416 | 1840018820 | [10 empty] | DeltaCO
Mechanicsburg | Mechanicsburg | PA | Pennsylvania | 42041 | Cumberland | 40.2115 | -77.006 | 8990 | 1439 | polygon | FALSE | TRUE | America/New_York | 3 | 17055 | 1840001388 | [10 empty] | MechanicsburgPA
Albion | Albion | MI | Michigan | 26025 | Calhoun | 42.2478 | -84.7572 | 8990 | 735 | polygon | FALSE | TRUE | America/Detroit | 3 | 49224 | 1840003175 | [10 empty] | AlbionMI
Haiku-Pauwela | Haiku-Pauwela | HI | Hawaii | 15009 | Maui | 20.9156 | -156.3022 | 8987 | 219 | polygon | FALSE | TRUE | Pacific/Honolulu | 3 | 96708 | 1840074990 | [10 empty] | Haiku-PauwelaHI
Skidaway Island | Skidaway Island | GA | Georgia | 13051 | Chatham | 31.9372 | -81.0449 | 8986 | 210 | polygon | FALSE | FALSE | America/New_York | 3 | 31411 | 1840029458 | [10 empty] | Skidaway IslandGA
LaSalle | LaSalle | IL | Illinois | 17099 | LaSalle | 41.3575 | -89.0718 | 8986 | 269 | polygon | FALSE | FALSE | America/Chicago | 3 | 61301 | 1840029891 | [10 empty] | LaSalleIL
Fairfield Glade | Fairfield Glade | TN | Tennessee | 47035 | Cumberland | 36.0028 | -84.8711 | 8985 | 150 | polygon | FALSE | FALSE | America/Chicago | 3 | 38558 | 1840013067 | [10 empty] | Fairfield GladeTN
Waseca | Waseca | MN | Minnesota | 27161 | Waseca | 44.0826 | -93.5025 | 8984 | 861 | polygon | FALSE | TRUE | America/Chicago | 3 | 56093 | 1840010030 | [10 empty] | WasecaMN
Murphysboro | Murphysboro | IL | Illinois | 17077 | Jackson | 37.7679 | -89.3321 | 8976 | 551 | polygon | FALSE | TRUE | America/Chicago | 3 | 62966 | 1840008701 | [10 empty] | MurphysboroIL
Plainedge | Plainedge | NY | New York | 36059 | Nassau | 40.724 | -73.477 | 8975 | 2468 | polygon | FALSE | FALSE | America/New_York | 2 | 11714 11735 | 1840005249 | [10 empty] | PlainedgeNY
Fallston | Fallston | MD | Maryland | 24025 | Harford | 39.5332 | -76.4452 | 8972 | 247 | polygon | FALSE | FALSE | America/New_York | 3 | 21047 | 1840005662 | [10 empty] | FallstonMD
Triangle | Triangle | VA | Virginia | 51153 | Prince William | 38.5483 | -77.3195 | 8972 | 1230 | polygon | FALSE | FALSE | America/New_York | 3 | 22172 | 1840006105 | [10 empty] | TriangleVA
Chester | Chester | SC | South Carolina | 45023 | Chester | 34.705 | -81.2132 | 8967 | 628 | polygon | FALSE | TRUE | America/New_York | 3 | 29706 | 1840014663 | [10 empty] | ChesterSC
Derby | Derby | CO | Colorado | 8001 | Adams | 39.8401 | -104.9171 | 8962 | 1977 | polygon | FALSE | FALSE | America/Denver | 3 | 80022 80024 | 1840028576 | [10 empty] | DerbyCO
Lacombe | Lacombe | LA | Louisiana | 22103 | St. Tammany | 30.3141 | -89.9311 | 8960 | 130 | polygon | FALSE | FALSE | America/Chicago | 3 | 70445 | 1840013942 | [10 empty] | LacombeLA
Felida | Felida | WA | Washington | 53011 | Clark | 45.7138 | -122.7104 | 8959 | 1197 | polygon | FALSE | FALSE | America/Los_Angeles | 3 | 98685 | 1840037495 | [10 empty] | FelidaWA
Summit | Summit | WA | Washington | 53053 | Pierce | 47.1694 | -122.3628 | 8946 | 679 | polygon | FALSE | FALSE | America/Los_Angeles | 3 | 98371 98373 98446 | 1840018456 | [10 empty] | SummitWA
Clinton | Clinton | MO | Missouri | 29083 | Henry | 38.3716 | -93.7679 | 8945 | 376 | polygon | FALSE | TRUE | America/Chicago | 3 | 64735 | 1840007492 | [10 empty] | ClintonMO
Stony Brook University | Stony Brook University | NY | New York | 36103 | Suffolk | 40.9099 | -73.1213 | 8943 | 2032 | polygon | FALSE | TRUE | America/New_York | 2 | 11790 11794 11733 | 1840042758 | [10 empty] | Stony Brook UniversityNY
Lake Arrowhead | Lake Arrowhead | CA | California | 6071 | San Bernardino | 34.2531 | -117.1945 | 8940 | 194 | polygon | FALSE | FALSE | America/Los_Angeles | 3 | 92378 92391 92385 92352 92321 92317 | 1840017803 | [10 empty] | Lake ArrowheadCA
Oakwood | Oakwood | OH | Ohio | 39113 | Montgomery | 39.7202 | -84.1733 | 8936 | 1571 | polygon | FALSE | TRUE | America/New_York | 3 | 45409 45419 | 1840003785 | [10 empty] | OakwoodOH
Sturgeon Bay | Sturgeon Bay | WI | Wisconsin | 55029 | Door | 44.8228 | -87.366 | 8934 | 350 | polygon | FALSE | TRUE | America/Chicago | 3 | 54235 | 1840003935 | [10 empty] | Sturgeon BayWI
Harrisburg | Harrisburg | IL | Illinois | 17165 | Saline | 37.7373 | -88.5457 | 8933 | 499 | polygon | FALSE | TRUE | America/Chicago | 3 | 62946 | 1840007570 | [10 empty] | HarrisburgIL
Independence | Independence | KS | Kansas | 20125 | Montgomery | 37.2118 | -95.7328 | 8931 | 428 | polygon | FALSE | TRUE | America/Chicago | 3 | 67301 | 1840001708 | [10 empty] | IndependenceKS
Forestdale | Forestdale | AL | Alabama | 1073 | Jefferson | 33.5737 | -86.9002 | 8924 | 510 | polygon | FALSE | FALSE | America/Chicago | 3 | 35214 35005 35231 | 1840013723 | [10 empty] | ForestdaleAL
Boonton | Boonton | NJ | New Jersey | 34027 | Morris | 40.9047 | -74.4048 | 8919 | 1474 | polygon | FALSE | TRUE | America/New_York | 3 | 7005 | 1840000946 | [10 empty] | BoontonNJ
Oak Grove | Oak Grove | MN | Minnesota | 27003 | Anoka | 45.3409 | -93.3264 | 8917 | 101 | polygon | FALSE | TRUE | America/Chicago | 3 | 55011 55303 55005 | 1840007799 | [10 empty] | Oak GroveMN
Harrodsburg | Harrodsburg | KY | Kentucky | 21167 | Mercer | 37.7654 | -84.8474 | 8916 | 476 | polygon | FALSE | TRUE | America/New_York | 3 | 40330 | 1840013222 | [10 empty] | HarrodsburgKY
Sheffield Lake | Sheffield Lake | OH | Ohio | 39093 | Lorain | 41.4884 | -82.0978 | 8916 | 1390 | polygon | FALSE | TRUE | America/New_York | 3 | 44054 | 1840000647 | [10 empty] | Sheffield LakeOH
Folsom | Folsom | PA | Pennsylvania | 42045 | Delaware | 39.8924 | -75.3287 | 8913 | 2753 | polygon | FALSE | FALSE | America/New_York | 2 | 19033 19081 | 1840034970 | [10 empty] | FolsomPA
Cedar Hills | Cedar Hills | OR | Oregon | 41067 | Washington | 45.5047 | -122.8051 | 8912 | 1817 | polygon | FALSE | FALSE | America/Los_Angeles | 3 | 97225 97005 | 1840034716 | [10 empty] | Cedar HillsOR
Aledo | Aledo | TX | Texas | 48367 | Parker | 32.6973 | -97.607 | 8909 | 744 | polygon | FALSE | TRUE | America/Chicago | 3 | 76008 | 1840019418 | [10 empty] | AledoTX
Sellersburg | Sellersburg | IN | Indiana | 18019 | Clark | 38.4028 | -85.7706 | 8908 | 468 | polygon | FALSE | TRUE | America/Kentucky/Louisville | 3 | 47172 | 1840010786 | [10 empty] | SellersburgIN
Blanchard | Blanchard | OK | Oklahoma | 40087 | McClain | 35.1523 | -97.6613 | 8907 | 115 | polygon | FALSE | TRUE | America/Chicago | 3 | 73010 | 1840019175 | [10 empty] | BlanchardOK
Southside | Southside | AL | Alabama | 1055 | Etowah | 33.9007 | -86.0238 | 8905 | 181 | polygon | FALSE | TRUE | America/Chicago | 3 | 35907 | 1840015604 | [10 empty] | SouthsideAL
Whitehouse | Whitehouse | TX | Texas | 48423 | Smith | 32.2222 | -95.2217 | 8905 | 649 | polygon | FALSE | TRUE | America/Chicago | 3 | 75791 | 1840022077 | [10 empty] | WhitehouseTX
Merrydale | Merrydale | LA | Louisiana | 22033 | East Baton Rouge | 30.4998 | -91.1081 | 8903 | 810 | polygon | FALSE | FALSE | America/Chicago | 3 | 70812 | 1840013940 | [10 empty] | MerrydaleLA
Sheffield | Sheffield | AL | Alabama | 1033 | Colbert | 34.757 | -87.6977 | 8901 | 494 | polygon | FALSE | TRUE | America/Chicago | 3 | 35660 | 1840015537 | [10 empty] | SheffieldAL
St. Albans | St. Albans | VT | Vermont | 50011 | Franklin | 44.8118 | -73.0846 | 8900 | 1296 | polygon | FALSE | TRUE | America/New_York | 3 | 05478 05479 | 1840002267 | [10 empty] | St. AlbansVT
Oakland | Oakland | TN | Tennessee | 47047 | Fayette | 35.2256 | -89.5372 | 8891 | 318 | polygon | FALSE | TRUE | America/Chicago | 3 | 38060 38028 | 1840016407 | [10 empty] | OaklandTN
West Haven-Sylvan | West Haven-Sylvan | OR | Oregon | 41067 | Washington | 45.5164 | -122.7654 | 8888 | 1517 | polygon | FALSE | TRUE | America/Los_Angeles | 3 | 97225 97229 | 1840074715 | [10 empty] | West Haven-SylvanOR
Innsbrook | Innsbrook | VA | Virginia | 51087 | Henrico | 37.6552 | -77.5775 | 8888 | 785 | polygon | FALSE | TRUE | America/New_York | 3 | 23060 23233 | 1840042829 | [10 empty] | InnsbrookVA
Evergreen | Evergreen | CO | Colorado | 8059 | Jefferson | 39.6349 | -105.3356 | 8885 | 297 | polygon | FALSE | FALSE | America/Denver | 3 | 80439 80437 | 1840017539 | [10 empty] | EvergreenCO
Logan | Logan | WV | West Virginia | 54045 | Logan | 37.8509 | -81.9857 | 8882 | 494 | polygon | FALSE | TRUE | America/New_York | 3 | 25601 25614 | 1840006336 | [10 empty] | LoganWV
Gresham Park | Gresham Park | GA | Georgia | 13089 | DeKalb | 33.7053 | -84.3155 | 8877 | 1220 | polygon | FALSE | FALSE | America/New_York | 3 | 30316 | 1840029454 | [10 empty] | Gresham ParkGA
Poteau | Poteau | OK | Oklahoma | 40079 | Le Flore | 35.043 | -94.6357 | 8863 | 113 | polygon | FALSE | TRUE | America/Chicago | 3 | 74951 74953 74940 | 1840020445 | [10 empty] | PoteauOK
Cabo Rojo | Cabo Rojo | PR | Puerto Rico | 72023 | Cabo Rojo | 18.0867 | -67.1482 | 8861 | 1451 | polygon | FALSE | FALSE | America/Puerto_Rico | 3 | 623 | 1630023608 | [10 empty] | Cabo RojoPR
New Prague | New Prague | MN | Minnesota | 27079 | Le Sueur | 44.5459 | -93.5758 | 8859 | 834 | polygon | FALSE | TRUE | America/Chicago | 3 | 56071 | 1840007882 | [10 empty] | New PragueMN
Woodbury | Woodbury | NY | New York | 36059 | Nassau | 40.8177 | -73.4703 | 8852 | 682 | polygon | FALSE | FALSE | America/New_York | 3 | 11797 | 1840150821 | [10 empty] | WoodburyNY
Kodiak | Kodiak | AK | Alaska | 2150 | Kodiak Island | 57.7934 | -152.406 | 8851 | 571 | polygon | FALSE | TRUE | America/Anchorage | 3 | 99615 99619 | 1840023301 | [10 empty] | KodiakAK
Aliquippa | Aliquippa | PA | Pennsylvania | 42007 | Beaver | 40.6155 | -80.2547 | 8844 | 813 | polygon | FALSE | TRUE | America/New_York | 3 | 15001 | 1840001009 | [10 empty] | AliquippaPA
Bridgeport | Bridgeport | WV | West Virginia | 54033 | Harrison | 39.3036 | -80.2477 | 8842 | 317 | polygon | FALSE | TRUE | America/New_York | 3 | 26330 | 1840005766 | [10 empty] | BridgeportWV
Berkeley | Berkeley | MO | Missouri | 29189 | St. Louis | 38.7439 | -90.3361 | 8841 | 688 | polygon | FALSE | TRUE | America/Chicago | 3 | 63134 | 1840007450 | [10 empty] | BerkeleyMO
Riverdale | Riverdale | UT | Utah | 49057 | Weber | 41.1732 | -112.0024 | 8838 | 734 | polygon | FALSE | TRUE | America/Denver | 3 | 84405 | 1840020131 | [10 empty] | RiverdaleUT
Covington | Covington | TN | Tennessee | 47167 | Tipton | 35.5661 | -89.6482 | 8834 | 300 | polygon | FALSE | TRUE | America/Chicago | 3 | 38019 | 1840014547 | [10 empty] | CovingtonTN
Rhinelander | Rhinelander | WI | Wisconsin | 55085 | Oneida | 45.6361 | -89.4256 | 8830 | 354 | polygon | FALSE | TRUE | America/Chicago | 3 | 54501 | 1840002046 | [10 empty] | RhinelanderWI
Ville Platte | Ville Platte | LA | Louisiana | 22039 | Evangeline | 30.6901 | -92.2744 | 8829 | 676 | polygon | FALSE | TRUE | America/Chicago | 3 | 70586 | 1840015896 | [10 empty] | Ville PlatteLA
Olmsted Falls | Olmsted Falls | OH | Ohio | 39035 | Cuyahoga | 41.3658 | -81.9042 | 8828 | 819 | polygon | FALSE | TRUE | America/New_York | 3 | 44138 | 1840003404 | [10 empty] | Olmsted FallsOH
Glencoe | Glencoe | IL | Illinois | 17031 | Cook | 42.1347 | -87.7641 | 8826 | 916 | polygon | FALSE | TRUE | America/Chicago | 3 | 60093 60022 | 1840011279 | [10 empty] | GlencoeIL
Orange Park | Orange Park | FL | Florida | 12019 | Clay | 30.1706 | -81.7041 | 8824 | 936 | polygon | FALSE | TRUE | America/New_York | 3 | 32073 | 1840017206 | [10 empty] | Orange ParkFL
Canal Winchester | Canal Winchester | OH | Ohio | 39045 | Fairfield | 39.8432 | -82.8121 | 8818 | 456 | polygon | FALSE | TRUE | America/New_York | 3 | 43110 | 1840010524 | [10 empty] | Canal WinchesterOH
Absecon | Absecon | NJ | New Jersey | 34001 | Atlantic | 39.4228 | -74.4944 | 8818 | 622 | polygon | FALSE | TRUE | America/New_York | 3 | 8201 | 1840003797 | [10 empty] | AbseconNJ
Glens Falls North | Glens Falls North | NY | New York | 36113 | Warren | 43.335 | -73.6824 | 8817 | 413 | polygon | FALSE | TRUE | America/New_York | 3 | 12804 | 1840073682 | [10 empty] | Glens Falls NorthNY
Palm Beach | Palm Beach | FL | Florida | 12099 | Palm Beach | 26.6932 | -80.0406 | 8816 | 890 | polygon | FALSE | TRUE | America/New_York | 3 | 33480 | 1840017267 | [10 empty] | Palm BeachFL
North Sarasota | North Sarasota | FL | Florida | 12115 | Sarasota | 27.3711 | -82.5177 | 8806 | 937 | polygon | FALSE | FALSE | America/New_York | 3 | 34234 34243 | 1840029061 | [10 empty] | North SarasotaFL
Franklin | Franklin | PA | Pennsylvania | 42121 | Venango | 41.3936 | -79.8425 | 8802 | 496 | polygon | FALSE | TRUE | America/New_York | 3 | 16323 | 1840003425 | [10 empty] | FranklinPA
Richmond Heights | Richmond Heights | MO | Missouri | 29189 | St. Louis | 38.6309 | -90.3333 | 8801 | 1485 | polygon | FALSE | TRUE | America/Chicago | 3 | 63117 | 1840009769 | [10 empty] | Richmond HeightsMO
Oakville | Oakville | CT | Connecticut | 9005 | Litchfield | 41.5923 | -73.0858 | 8799 | 1046 | polygon | FALSE | FALSE | America/New_York | 3 | 06779 06795 | 1840003260 | [10 empty] | OakvilleCT
Clanton | Clanton | AL | Alabama | 1021 | Chilton | 32.844 | -86.623 | 8794 | 148 | polygon | FALSE | TRUE | America/Chicago | 3 | 35045 35046 | 1840006157 | [10 empty] | ClantonAL
Collingdale | Collingdale | PA | Pennsylvania | 42045 | Delaware | 39.9151 | -75.2776 | 8794 | 3905 | polygon | FALSE | TRUE | America/New_York | 2 | 19023 | 1840000693 | [10 empty] | CollingdalePA
Airmont | Airmont | NY | New York | 36087 | Rockland | 41.0992 | -74.099 | 8786 | 743 | polygon | FALSE | TRUE | America/New_York | 3 | 10952 10901 10982 | 1840004991 | [10 empty] | AirmontNY
Quakertown | Quakertown | PA | Pennsylvania | 42017 | Bucks | 40.4398 | -75.3456 | 8784 | 1666 | polygon | FALSE | TRUE | America/New_York | 3 | 18951 | 1840001310 | [10 empty] | QuakertownPA
Citrus Springs | Citrus Springs | FL | Florida | 12017 | Citrus | 28.9931 | -82.4595 | 8779 | 160 | polygon | FALSE | FALSE | America/New_York | 3 | 34433 34434 34445 | 1840014062 | [10 empty] | Citrus SpringsFL
Villas | Villas | NJ | New Jersey | 34009 | Cape May | 39.0158 | -74.9349 | 8769 | 867 | polygon | FALSE | FALSE | America/New_York | 3 | 8251 | 1840005869 | [10 empty] | VillasNJ
Frankfort Square | Frankfort Square | IL | Illinois | 17197 | Will | 41.5221 | -87.8033 | 8768 | 1326 | polygon | FALSE | FALSE | America/Chicago | 3 | 60423 | 1840029897 | [10 empty] | Frankfort SquareIL
West Miami | West Miami | FL | Florida | 12086 | Miami-Dade | 25.7578 | -80.2969 | 8767 | 4774 | polygon | FALSE | TRUE | America/New_York | 2 | 33144 33155 | 1840016009 | [10 empty] | West MiamiFL
Wharton | Wharton | TX | Texas | 48481 | Wharton | 29.3138 | -96.1044 | 8765 | 444 | polygon | FALSE | TRUE | America/Chicago | 3 | 77488 | 1840022229 | [10 empty] | WhartonTX
Redlands | Redlands | CO | Colorado | 8077 | Mesa | 39.0886 | -108.6583 | 8765 | 253 | polygon | FALSE | FALSE | America/Denver | 3 | 81507 81502 | 1840018812 | [10 empty] | RedlandsCO
New Square | New Square | NY | New York | 36087 | Rockland | 41.141 | -74.0294 | 8763 | 9210 | polygon | FALSE | TRUE | America/New_York | 2 | 10977 | 1840004980 | [10 empty] | New SquareNY
South Kensington | South Kensington | MD | Maryland | 24031 | Montgomery | 39.0188 | -77.0785 | 8763 | 1617 | polygon | FALSE | FALSE | America/New_York | 3 | 20895 20814 | 1840031497 | [10 empty] | South KensingtonMD
Canonsburg | Canonsburg | PA | Pennsylvania | 42125 | Washington | 40.2643 | -80.1868 | 8760 | 1464 | polygon | FALSE | TRUE | America/New_York | 3 | 15317 | 1840003643 | [10 empty] | CanonsburgPA
Edgewood | Edgewood | KY | Kentucky | 21117 | Kenton | 39.0091 | -84.5604 | 8759 | 793 | polygon | FALSE | TRUE | America/New_York | 3 | 41017 | 1840013166 | [10 empty] | EdgewoodKY
Graham | Graham | TX | Texas | 48503 | Young | 33.1017 | -98.5778 | 8755 | 596 | polygon | FALSE | TRUE | America/Chicago | 3 | 76450 | 1840020668 | [10 empty] | GrahamTX
New Albany | New Albany | MS | Mississippi | 28145 | Union | 34.4909 | -89.0201 | 8753 | 185 | polygon | FALSE | TRUE | America/Chicago | 3 | 38652 | 1840014678 | [10 empty] | New AlbanyMS
Clarendon Hills | Clarendon Hills | IL | Illinois | 17043 | DuPage | 41.7981 | -87.9569 | 8752 | 1881 | polygon | FALSE | TRUE | America/Chicago | 3 | 60514 | 1840010170 | [10 empty] | Clarendon HillsIL
Needles | Needles | CA | California | 6071 | San Bernardino | 34.8164 | -114.6189 | 8752 | 62 | polygon | FALSE | TRUE | America/Los_Angeles | 3 | 92363 | 1840020409 | [10 empty] | NeedlesCA
Pitman | Pitman | NJ | New Jersey | 34015 | Gloucester | 39.7335 | -75.1306 | 8741 | 1521 | polygon | FALSE | TRUE | America/New_York | 3 | 8071 | 1840001521 | [10 empty] | PitmanNJ
Rock Falls | Rock Falls | IL | Illinois | 17195 | Whiteside | 41.7723 | -89.6928 | 8740 | 847 | polygon | FALSE | TRUE | America/Chicago | 3 | 61071 | 1840009202 | [10 empty] | Rock FallsIL
Perkasie | Perkasie | PA | Pennsylvania | 42017 | Bucks | 40.3719 | -75.292 | 8738 | 1330 | polygon | FALSE | TRUE | America/New_York | 3 | 18944 | 1840001309 | [10 empty] | PerkasiePA
Clayton | Clayton | NJ | New Jersey | 34015 | Gloucester | 39.6627 | -75.0782 | 8738 | 476 | polygon | FALSE | TRUE | America/New_York | 3 | 08312 08094 | 1840001520 | [10 empty] | ClaytonNJ
Cortez | Cortez | CO | Colorado | 8083 | Montezuma | 37.3505 | -108.5766 | 8736 | 541 | polygon | FALSE | TRUE | America/Denver | 3 | 81321 | 1840018928 | [10 empty] | CortezCO
Princeton | Princeton | IN | Indiana | 18051 | Gibson | 38.3553 | -87.5784 | 8733 | 665 | polygon | FALSE | TRUE | America/Chicago | 3 | 47670 | 1840009801 | [10 empty] | PrincetonIN
Olney | Olney | IL | Illinois | 17159 | Richland | 38.7285 | -88.0838 | 8732 | 483 | polygon | FALSE | TRUE | America/Chicago | 3 | 62450 | 1840009783 | [10 empty] | OlneyIL
Sanger | Sanger | TX | Texas | 48121 | Denton | 33.3716 | -97.1677 | 8732 | 286 | polygon | FALSE | TRUE | America/Chicago | 3 | 76266 | 1840022004 | [10 empty] | SangerTX
Seven Corners | Seven Corners | VA | Virginia | 51059 | Fairfax | 38.8658 | -77.1445 | 8731 | 4948 | polygon | FALSE | FALSE | America/New_York | 2 | 22044 22041 | 1840006038 | [10 empty] | Seven CornersVA
Cape St. Claire | Cape St. Claire | MD | Maryland | 24003 | Anne Arundel | 39.0433 | -76.4471 | 8729 | 1680 | polygon | FALSE | FALSE | America/New_York | 3 | 21409 | 1840005908 | [10 empty] | Cape St. ClaireMD
Kirby | Kirby | TX | Texas | 48029 | Bexar | 29.4611 | -98.3861 | 8723 | 1759 | polygon | FALSE | TRUE | America/Chicago | 3 | 78219 | 1840020962 | [10 empty] | KirbyTX
Glenwood | Glenwood | IL | Illinois | 17031 | Cook | 41.5409 | -87.6116 | 8715 | 1030 | polygon | FALSE | TRUE | America/Chicago | 3 | 60425 60411 | 1840011281 | [10 empty] | GlenwoodIL
Dumbarton | Dumbarton | VA | Virginia | 51087 | Henrico | 37.613 | -77.5065 | 8714 | 1784 | polygon | FALSE | FALSE | America/New_York | 3 | 23228 23230 | 1840006387 | [10 empty] | DumbartonVA
Garden City | Garden City | GA | Georgia | 13051 | Chatham | 32.0868 | -81.1773 | 8713 | 234 | polygon | FALSE | TRUE | America/New_York | 3 | 31408 31405 31415 | 1840013839 | [10 empty] | Garden CityGA
Crestline | Crestline | CA | California | 6071 | San Bernardino | 34.2486 | -117.289 | 8709 | 242 | polygon | FALSE | FALSE | America/Los_Angeles | 3 | 92391 92322 92325 | 1840017796 | [10 empty] | CrestlineCA
Jerseyville | Jerseyville | IL | Illinois | 17083 | Jersey | 39.1175 | -90.3271 | 8708 | 606 | polygon | FALSE | TRUE | America/Chicago | 3 | 62052 | 1840008530 | [10 empty] | JerseyvilleIL
Thompsonville | Thompsonville | CT | Connecticut | 9003 | Hartford | 41.9916 | -72.5965 | 8701 | 1650 | polygon | FALSE | FALSE | America/New_York | 3 | 6082 | 1840003267 | [10 empty] | ThompsonvilleCT
Nevada | Nevada | MO | Missouri | 29217 | Vernon | 37.8445 | -94.3492 | 8699 | 354 | polygon | FALSE | TRUE | America/Chicago | 3 | 64772 | 1840008690 | [10 empty] | NevadaMO
Des Peres | Des Peres | MO | Missouri | 29189 | St. Louis | 38.5973 | -90.448 | 8697 | 774 | polygon | FALSE | TRUE | America/Chicago | 3 | 63122 63131 | 1840007456 | [10 empty] | Des PeresMO
Perryville | Perryville | MO | Missouri | 29157 | Perry | 37.7263 | -89.8759 | 8696 | 402 | polygon | FALSE | TRUE | America/Chicago | 3 | 63775 63776 | 1840009871 | [10 empty] | PerryvilleMO
Corrales | Corrales | NM | New Mexico | 35043 | Sandoval | 35.2366 | -106.6191 | 8696 | 311 | polygon | FALSE | TRUE | America/Denver | 3 | 87048 87101 87103 | 1840022681 | [10 empty] | CorralesNM
Fort Knox | Fort Knox | KY | Kentucky | 21093 | Hardin | 37.8915 | -85.9636 | 8695 | 165 | polygon | TRUE | TRUE | America/New_York | 3 | 40121 40122 | 1840073833 | [10 empty] | Fort KnoxKY
Greenville | Greenville | RI | Rhode Island | 44007 | Providence | 41.88 | -71.5549 | 8695 | 658 | polygon | FALSE | FALSE | America/New_York | 3 | 02828 02917 | 1840003292 | [10 empty] | GreenvilleRI
Park Ridge | Park Ridge | NJ | New Jersey | 34003 | Bergen | 41.0353 | -74.0423 | 8694 | 1287 | polygon | FALSE | TRUE | America/New_York | 3 | 7656 | 1840000917 | [10 empty] | Park RidgeNJ
Fern Park | Fern Park | FL | Florida | 12117 | Seminole | 28.6484 | -81.3458 | 8694 | 1666 | polygon | FALSE | FALSE | America/New_York | 3 | 32751 32730 | 1840014068 | [10 empty] | Fern ParkFL
Greenbriar | Greenbriar | VA | Virginia | 51059 | Fairfax | 38.8717 | -77.397 | 8686 | 2155 | polygon | FALSE | FALSE | America/New_York | 2 | 22033 | 1840024572 | [10 empty] | GreenbriarVA
Coral Hills | Coral Hills | MD | Maryland | 24033 | Prince George's | 38.8709 | -76.9234 | 8685 | 2247 | polygon | FALSE | FALSE | America/New_York | 2 | 20743 | 1840005950 | [10 empty] | Coral HillsMD
Montesano | Montesano | WA | Washington | 53027 | Grays Harbor | 47.0102 | -123.5857 | 8685 | 150 | polygon | FALSE | TRUE | America/Los_Angeles | 3 | 98563 | 1840019847 | [10 empty] | MontesanoWA
Pleasant Hill | Pleasant Hill | MO | Missouri | 29037 | Cass | 38.8061 | -94.2655 | 8683 | 417 | polygon | FALSE | TRUE | America/Chicago | 3 | 64080 64034 | 1840009786 | [10 empty] | Pleasant HillMO
Andalusia | Andalusia | AL | Alabama | 1039 | Covington | 31.3101 | -86.4781 | 8680 | 170 | polygon | FALSE | TRUE | America/Chicago | 3 | 36420 36421 | 1840004591 | [10 empty] | AndalusiaAL
Scott | Scott | LA | Louisiana | 22055 | Lafayette | 30.2398 | -92.0947 | 8675 | 287 | polygon | FALSE | TRUE | America/Chicago | 3 | 70583 70507 70506 | 1840015932 | [10 empty] | ScottLA
Incline Village | Incline Village | NV | Nevada | 32031 | Washoe | 39.2639 | -119.9453 | 8669 | 155 | polygon | FALSE | FALSE | America/Los_Angeles | 3 | 89451 89450 89511 89452 | 1840033809 | [10 empty] | Incline VillageNV
Glenshaw | Glenshaw | PA | Pennsylvania | 42003 | Allegheny | 40.5391 | -79.9735 | 8669 | 1070 | polygon | FALSE | FALSE | America/New_York | 3 | 15116 | 1840026474 | [10 empty] | GlenshawPA
Mount Pleasant | Mount Pleasant | IA | Iowa | 19087 | Henry | 40.9625 | -91.5452 | 8668 | 389 | polygon | FALSE | TRUE | America/Chicago | 3 | 52641 | 1840000888 | [10 empty] | Mount PleasantIA
Cresskill | Cresskill | NJ | New Jersey | 34003 | Bergen | 40.9405 | -73.9596 | 8668 | 1620 | polygon | FALSE | TRUE | America/New_York | 3 | 7626 | 1840003539 | [10 empty] | CresskillNJ
Earlimart | Earlimart | CA | California | 6107 | Tulare | 35.8824 | -119.2715 | 8668 | 1589 | polygon | FALSE | FALSE | America/Los_Angeles | 3 | 93219 | 1840019032 | [10 empty] | EarlimartCA
Hawthorn Woods | Hawthorn Woods | IL | Illinois | 17097 | Lake | 42.2313 | -88.0623 | 8666 | 415 | polygon | FALSE | TRUE | America/Chicago | 3 | 60047 | 1840011154 | [10 empty] | Hawthorn WoodsIL
Hoquiam | Hoquiam | WA | Washington | 53027 | Grays Harbor | 46.9863 | -123.9022 | 8655 | 350 | polygon | FALSE | TRUE | America/Los_Angeles | 3 | 98550 | 1840019845 | [10 empty] | HoquiamWA
Brigantine | Brigantine | NJ | New Jersey | 34001 | Atlantic | 39.4138 | -74.3787 | 8650 | 512 | polygon | FALSE | TRUE | America/New_York | 3 | 8203 | 1840001533 | [10 empty] | BrigantineNJ
Fishersville | Fishersville | VA | Virginia | 51015 | Augusta | 38.1005 | -78.9687 | 8647 | 247 | polygon | FALSE | FALSE | America/New_York | 3 | 22980 22939 24401 | 1840006240 | [10 empty] | FishersvilleVA
Swissvale | Swissvale | PA | Pennsylvania | 42003 | Allegheny | 40.4207 | -79.8858 | 8647 | 2777 | polygon | FALSE | TRUE | America/New_York | 2 | 15218 | 1840001264 | [10 empty] | SwissvalePA
Kings Grant | Kings Grant | NC | North Carolina | 37129 | New Hanover | 34.2665 | -77.8659 | 8647 | 735 | polygon | FALSE | FALSE | America/New_York | 3 | 28405 | 1840032902 | [10 empty] | Kings GrantNC
Kennedale | Kennedale | TX | Texas | 48439 | Tarrant | 32.6434 | -97.2173 | 8645 | 505 | polygon | FALSE | TRUE | America/Chicago | 3 | 76060 | 1840019429 | [10 empty] | KennedaleTX
Matawan | Matawan | NJ | New Jersey | 34025 | Monmouth | 40.4127 | -74.2365 | 8640 | 1472 | polygon | FALSE | TRUE | America/New_York | 3 | 7747 | 1840003675 | [10 empty] | MatawanNJ
San SebastiÃ¡n | San Sebastian | PR | Puerto Rico | 72131 | San SebastiÃ¡n | 18.3356 | -66.9949 | 8640 | 1641 | polygon | FALSE | FALSE | America/Puerto_Rico | 3 | 685 | 1630023635 | [10 empty] | San SebastiÃ¡nPR
Monahans | Monahans | TX | Texas | 48475 | Ward | 31.6289 | -103.0403 | 8639 | 104 | polygon | FALSE | TRUE | America/Chicago | 3 | 79756 | 1840036514 | [10 empty] | MonahansTX
Audubon | Audubon | NJ | New Jersey | 34007 | Camden | 39.8906 | -75.0722 | 8637 | 2249 | polygon | FALSE | TRUE | America/New_York | 2 | 8106 | 1840003775 | [10 empty] | AudubonNJ
North Madison | North Madison | OH | Ohio | 39085 | Lake | 41.8298 | -81.0511 | 8630 | 852 | polygon | FALSE | FALSE | America/New_York | 3 | 44057 | 1840004801 | [10 empty] | North MadisonOH
Prairie du Sac | Prairie du Sac | WI | Wisconsin | 55111 | Sauk | 43.292 | -89.7353 | 8627 | 938 | polygon | FALSE | TRUE | America/Chicago | 3 | 53578 | 1840002726 | [10 empty] | Prairie du SacWI
York | York | SC | South Carolina | 45091 | York | 34.9967 | -81.234 | 8623 | 383 | polygon | FALSE | TRUE | America/New_York | 3 | 29745 | 1840015489 | [10 empty] | YorkSC
Salem | Salem | UT | Utah | 49049 | Utah | 40.054 | -111.672 | 8621 | 323 | polygon | FALSE | TRUE | America/Denver | 3 | 84660 84653 | 1840021395 | [10 empty] | SalemUT
Hyrum | Hyrum | UT | Utah | 49005 | Cache | 41.6311 | -111.8418 | 8619 | 603 | polygon | FALSE | TRUE | America/Denver | 3 | 84319 | 1840018699 | [10 empty] | HyrumUT
Richlands | Richlands | VA | Virginia | 51185 | Tazewell | 37.0878 | -81.808 | 8618 | 357 | polygon | FALSE | TRUE | America/New_York | 3 | 24641 24612 | 1840006454 | [10 empty] | RichlandsVA
Ladue | Ladue | MO | Missouri | 29189 | St. Louis | 38.6378 | -90.3815 | 8616 | 388 | polygon | FALSE | TRUE | America/Chicago | 3 | 63124 | 1840008599 | [10 empty] | LadueMO
Rockland | Rockland | ME | Maine | 23013 | Knox | 44.1274 | -69.1369 | 8616 | 215 | polygon | FALSE | TRUE | America/New_York | 3 | 4841 | 1840000322 | [10 empty] | RocklandME
Alamo Heights | Alamo Heights | TX | Texas | 48029 | Bexar | 29.4828 | -98.4682 | 8614 | 1806 | polygon | FALSE | TRUE | America/Chicago | 3 | 78209 | 1840019653 | [10 empty] | Alamo HeightsTX
Reserve | Reserve | LA | Louisiana | 22095 | St. John the Baptist | 30.0741 | -90.5557 | 8611 | 228 | polygon | FALSE | FALSE | America/Chicago | 3 | 70068 70084 | 1840013969 | [10 empty] | ReserveLA
Orting | Orting | WA | Washington | 53053 | Pierce | 47.0966 | -122.2111 | 8610 | 1228 | polygon | FALSE | TRUE | America/Los_Angeles | 3 | 98360 | 1840019858 | [10 empty] | OrtingWA
Tuba City | Tuba City | AZ | Arizona | 4005 | Coconino | 36.125 | -111.2468 | 8609 | 370 | polygon | FALSE | FALSE | America/Denver | 3 | 86045 | 1840018972 | [10 empty] | Tuba CityAZ
Signal Mountain | Signal Mountain | TN | Tennessee | 47065 | Hamilton | 35.1449 | -85.3457 | 8606 | 397 | polygon | FALSE | TRUE | America/Chicago | 3 | 37377 37422 | 1840017859 | [10 empty] | Signal MountainTN
Fairmount | Fairmount | CO | Colorado | 8059 | Jefferson | 39.7931 | -105.1712 | 8606 | 546 | polygon | FALSE | TRUE | America/Denver | 3 | 80002 80403 | 1840038703 | [10 empty] | FairmountCO
Riverside | Riverside | CT | Connecticut | 9001 | Fairfield | 41.0319 | -73.5827 | 8604 | 1371 | polygon | FALSE | FALSE | America/New_York | 3 | 6878 | 1840026286 | [10 empty] | RiversideCT
Corning | Corning | CA | California | 6103 | Tehama | 39.9282 | -122.182 | 8604 | 838 | polygon | FALSE | TRUE | America/Los_Angeles | 3 | 96021 | 1840018762 | [10 empty] | CorningCA
Orrville | Orrville | OH | Ohio | 39169 | Wayne | 40.848 | -81.7743 | 8603 | 579 | polygon | FALSE | TRUE | America/New_York | 3 | 44667 | 1840009371 | [10 empty] | OrrvilleOH
Elsmere | Elsmere | KY | Kentucky | 21117 | Kenton | 38.9949 | -84.6017 | 8595 | 1262 | polygon | FALSE | TRUE | America/New_York | 3 | 41018 41042 | 1840013167 | [10 empty] | ElsmereKY
Farmville | Farmville | VA | Virginia | 51147 | Prince Edward | 37.2959 | -78.4002 | 8594 | 394 | polygon | FALSE | TRUE | America/New_York | 3 | 23901 23909 | 1840006443 | [10 empty] | FarmvilleVA
Sheridan | Sheridan | OR | Oregon | 41071 | Yamhill | 45.096 | -123.3983 | 8590 | 1144 | polygon | FALSE | TRUE | America/Los_Angeles | 3 | 97378 | 1840021220 | [10 empty] | SheridanOR
Sanatoga | Sanatoga | PA | Pennsylvania | 42091 | Montgomery | 40.2498 | -75.5886 | 8588 | 982 | polygon | FALSE | FALSE | America/New_York | 3 | 19464 | 1840035186 | [10 empty] | SanatogaPA
Kalifornsky | Kalifornsky | AK | Alaska | 2122 | Kenai Peninsula | 60.4417 | -151.1972 | 8581 | 48 | polygon | FALSE | FALSE | America/Anchorage | 3 | 99610 99611 99669 | 1840023406 | [10 empty] | KalifornskyAK
Willowbrook | Willowbrook | IL | Illinois | 17043 | DuPage | 41.7635 | -87.9456 | 8579 | 1231 | polygon | FALSE | TRUE | America/Chicago | 3 | 60527 | 1840011409 | [10 empty] | WillowbrookIL
Springfield | Springfield | FL | Florida | 12005 | Bay | 30.1713 | -85.6089 | 8577 | 795 | polygon | FALSE | TRUE | America/Chicago | 3 | 32401 32405 32404 | 1840015923 | [10 empty] | SpringfieldFL
Green Cove Springs | Green Cove Springs | FL | Florida | 12019 | Clay | 29.9904 | -81.6807 | 8577 | 439 | polygon | FALSE | TRUE | America/New_York | 3 | 32043 | 1840013999 | [10 empty] | Green Cove SpringsFL
White Horse | White Horse | NJ | New Jersey | 34021 | Mercer | 40.192 | -74.7022 | 8576 | 1062 | polygon | FALSE | FALSE | America/New_York | 3 | 08690 08610 | 1840005475 | [10 empty] | White HorseNJ
Perry Heights | Perry Heights | OH | Ohio | 39151 | Stark | 40.7977 | -81.468 | 8575 | 1158 | polygon | FALSE | FALSE | America/New_York | 3 | 44710 44646 | 1840005201 | [10 empty] | Perry HeightsOH
Lake Villa | Lake Villa | IL | Illinois | 17097 | Lake | 42.4184 | -88.0836 | 8573 | 508 | polygon | FALSE | TRUE | America/Chicago | 3 | 60046 | 1840011159 | [10 empty] | Lake VillaIL
Guntersville | Guntersville | AL | Alabama | 1095 | Marshall | 34.367 | -86.2638 | 8571 | 129 | polygon | FALSE | TRUE | America/Chicago | 3 | 35976 | 1840006456 | [10 empty] | GuntersvilleAL
Montvale | Montvale | NJ | New Jersey | 34003 | Bergen | 41.0529 | -74.0499 | 8570 | 822 | polygon | FALSE | TRUE | America/New_York | 3 | 7645 | 1840000906 | [10 empty] | MontvaleNJ
Aspen | Aspen | CO | Colorado | 8097 | Pitkin | 39.195 | -106.8369 | 8569 | 736 | polygon | FALSE | TRUE | America/Denver | 3 | 81611 | 1840018813 | [10 empty] | AspenCO
Ione | Ione | CA | California | 6005 | Amador | 38.3613 | -120.9422 | 8568 | 721 | polygon | FALSE | TRUE | America/Los_Angeles | 3 | 95640 | 1840018851 | [10 empty] | IoneCA
Brooksville | Brooksville | FL | Florida | 12053 | Hernando | 28.5404 | -82.3903 | 8564 | 295 | polygon | FALSE | TRUE | America/New_York | 3 | 34601 34603 | 1840014112 | [10 empty] | BrooksvilleFL
Riverside | Riverside | IL | Illinois | 17031 | Cook | 41.831 | -87.8169 | 8563 | 1671 | polygon | FALSE | TRUE | America/Chicago | 3 | 60546 | 1840011287 | [10 empty] | RiversideIL
Wyoming | Wyoming | OH | Ohio | 39061 | Hamilton | 39.2297 | -84.4816 | 8562 | 1145 | polygon | FALSE | TRUE | America/New_York | 3 | 45215 | 1840001619 | [10 empty] | WyomingOH
West Frankfort | West Frankfort | IL | Illinois | 17055 | Franklin | 37.8997 | -88.9301 | 8561 | 606 | polygon | FALSE | TRUE | America/Chicago | 3 | 62896 | 1840010833 | [10 empty] | West FrankfortIL
Indian Harbour Beach | Indian Harbour Beach | FL | Florida | 12009 | Brevard | 28.153 | -80.5976 | 8557 | 1578 | polygon | FALSE | TRUE | America/New_York | 3 | 32937 | 1840015096 | [10 empty] | Indian Harbour BeachFL
Lake Park | Lake Park | FL | Florida | 12099 | Palm Beach | 26.7998 | -80.068 | 8556 | 1584 | polygon | FALSE | TRUE | America/New_York | 3 | 33403 | 1840017258 | [10 empty] | Lake ParkFL
Lucas | Lucas | TX | Texas | 48085 | Collin | 33.0942 | -96.5803 | 8553 | 214 | polygon | FALSE | TRUE | America/Chicago | 3 | 75002 | 1840020656 | [10 empty] | LucasTX
Piedmont | Piedmont | OK | Oklahoma | 40017 | Canadian | 35.6784 | -97.7528 | 8551 | 75 | polygon | FALSE | TRUE | America/Chicago | 3 | 73078 | 1840020422 | [10 empty] | PiedmontOK
Franklin | Franklin | VA | Virginia | 51620 | Franklin | 36.6831 | -76.9386 | 8549 | 371 | polygon | FALSE | TRUE | America/New_York | 3 | 23851 | 1840003876 | [10 empty] | FranklinVA
Conover | Conover | NC | North Carolina | 37035 | Catawba | 35.7155 | -81.217 | 8540 | 299 | polygon | FALSE | TRUE | America/New_York | 3 | 28613 | 1840014522 | [10 empty] | ConoverNC
Wetumpka | Wetumpka | AL | Alabama | 1051 | Elmore | 32.5407 | -86.2052 | 8538 | 295 | polygon | FALSE | TRUE | America/Chicago | 3 | 36093 36092 | 1840006013 | [10 empty] | WetumpkaAL
East Grand Forks | East Grand Forks | MN | Minnesota | 27119 | Polk | 47.9284 | -97.0138 | 8535 | 561 | polygon | FALSE | TRUE | America/Chicago | 3 | 56721 | 1840007700 | [10 empty] | East Grand ForksMN
Park Hills | Park Hills | MO | Missouri | 29187 | St. Francois | 37.8211 | -90.505 | 8529 | 161 | polygon | FALSE | TRUE | America/Chicago | 3 | 63601 63640 | 1840009857 | [10 empty] | Park HillsMO
Laurel | Laurel | MT | Montana | 30111 | Yellowstone | 45.6735 | -108.7707 | 8526 | 1204 | polygon | FALSE | TRUE | America/Denver | 3 | 59044 | 1840019900 | [10 empty] | LaurelMT
Edgemere | Edgemere | MD | Maryland | 24005 | Baltimore | 39.2273 | -76.459 | 8526 | 302 | polygon | FALSE | FALSE | America/New_York | 3 | 21219 21052 | 1840005674 | [10 empty] | EdgemereMD
Morrisville | Morrisville | PA | Pennsylvania | 42017 | Bucks | 40.2074 | -74.78 | 8521 | 1882 | polygon | FALSE | TRUE | America/New_York | 3 | 19067 | 1840001326 | [10 empty] | MorrisvillePA
Rawlins | Rawlins | WY | Wyoming | 56007 | Carbon | 41.7849 | -107.2265 | 8521 | 398 | polygon | FALSE | TRUE | America/Denver | 3 | 82301 | 1840020094 | [10 empty] | RawlinsWY
Succasunna | Succasunna | NJ | New Jersey | 34027 | Morris | 40.8507 | -74.6596 | 8514 | 634 | polygon | FALSE | FALSE | America/New_York | 3 | 7876 | 1840024235 | [10 empty] | SuccasunnaNJ
Perryton | Perryton | TX | Texas | 48357 | Ochiltree | 36.393 | -100.7976 | 8512 | 685 | polygon | FALSE | TRUE | America/Chicago | 3 | 79070 | 1840020379 | [10 empty] | PerrytonTX
Closter | Closter | NJ | New Jersey | 34003 | Bergen | 40.9733 | -73.9604 | 8511 | 1039 | polygon | FALSE | TRUE | America/New_York | 3 | 7624 | 1840003538 | [10 empty] | ClosterNJ
St. Johns | St. Johns | MI | Michigan | 26037 | Clinton | 43.0005 | -84.5555 | 8510 | 727 | polygon | FALSE | TRUE | America/Detroit | 3 | 48879 | 1840003076 | [10 empty] | St. JohnsMI
Terrace Heights | Terrace Heights | WA | Washington | 53077 | Yakima | 46.6024 | -120.4482 | 8507 | 409 | polygon | FALSE | FALSE | America/Los_Angeles | 3 | 98901 | 1840018465 | [10 empty] | Terrace HeightsWA
Frostburg | Frostburg | MD | Maryland | 24001 | Allegany | 39.6506 | -78.9269 | 8505 | 982 | polygon | FALSE | TRUE | America/New_York | 3 | 21532 | 1840005622 | [10 empty] | FrostburgMD
Rolesville | Rolesville | NC | North Carolina | 37183 | Wake | 35.9224 | -78.4656 | 8501 | 673 | polygon | FALSE | TRUE | America/New_York | 3 | 27571 27587 | 1840017759 | [10 empty] | RolesvilleNC
Booneville | Booneville | MS | Mississippi | 28117 | Prentiss | 34.6643 | -88.5684 | 8497 | 127 | polygon | FALSE | TRUE | America/Chicago | 3 | 38829 | 1840013591 | [10 empty] | BoonevilleMS
Sallisaw | Sallisaw | OK | Oklahoma | 40135 | Sequoyah | 35.4605 | -94.807 | 8497 | 233 | polygon | FALSE | TRUE | America/Chicago | 3 | 74955 | 1840021749 | [10 empty] | SallisawOK
East York | East York | PA | Pennsylvania | 42133 | York | 39.9687 | -76.6759 | 8495 | 1155 | polygon | FALSE | FALSE | America/New_York | 3 | 17402 | 1840034943 | [10 empty] | East YorkPA
Sitka | Sitka | AK | Alaska | 2220 | Sitka | 57.2401 | -135.3153 | 8493 | 1 | polygon | FALSE | TRUE | America/Sitka | 3 | 99835 | 1840023319 | [10 empty] | SitkaAK
Stuttgart | Stuttgart | AR | Arkansas | 5001 | Arkansas | 34.495 | -91.5485 | 8490 | 437 | polygon | FALSE | TRUE | America/Chicago | 3 | 72160 | 1840015556 | [10 empty] | StuttgartAR
Malverne | Malverne | NY | New York | 36059 | Nassau | 40.6746 | -73.6721 | 8485 | 3096 | polygon | FALSE | TRUE | America/New_York | 2 | 11565 | 1840005305 | [10 empty] | MalverneNY
Mystic Island | Mystic Island | NJ | New Jersey | 34029 | Ocean | 39.5659 | -74.3831 | 8484 | 473 | polygon | FALSE | FALSE | America/New_York | 3 | 8087 | 1840005530 | [10 empty] | Mystic IslandNJ
Willow Street | Willow Street | PA | Pennsylvania | 42071 | Lancaster | 39.9809 | -76.2705 | 8478 | 602 | polygon | FALSE | FALSE | America/New_York | 3 | 17584 17602 | 1840005494 | [10 empty] | Willow StreetPA
Lansdowne | Lansdowne | MD | Maryland | 24005 | Baltimore | 39.2365 | -76.6659 | 8477 | 1437 | polygon | FALSE | FALSE | America/New_York | 3 | 21227 | 1840026625 | [10 empty] | LansdowneMD
Hillsboro | Hillsboro | TX | Texas | 48217 | Hill | 32.0091 | -97.1151 | 8476 | 301 | polygon | FALSE | TRUE | America/Chicago | 3 | 76645 | 1840020783 | [10 empty] | HillsboroTX
Summit View | Summit View | WA | Washington | 53053 | Pierce | 47.1343 | -122.3468 | 8475 | 1011 | polygon | FALSE | TRUE | America/Los_Angeles | 3 | 98375 98373 | 1840042106 | [10 empty] | Summit ViewWA
Corona de Tucson | Corona de Tucson | AZ | Arizona | 4019 | Pima | 31.9495 | -110.7836 | 8470 | 537 | polygon | FALSE | FALSE | America/Phoenix | 3 | 85641 | 1840018106 | [10 empty] | Corona de TucsonAZ
Middleton | Middleton | ID | Idaho | 16027 | Canyon | 43.7114 | -116.6155 | 8466 | 590 | polygon | FALSE | TRUE | America/Boise | 3 | 83644 83652 | 1840020040 | [10 empty] | MiddletonID
Tuscumbia | Tuscumbia | AL | Alabama | 1033 | Colbert | 34.7204 | -87.7035 | 8461 | 354 | polygon | FALSE | TRUE | America/Chicago | 3 | 35674 | 1840005567 | [10 empty] | TuscumbiaAL
Mason | Mason | MI | Michigan | 26065 | Ingham | 42.5806 | -84.4427 | 8458 | 640 | polygon | FALSE | TRUE | America/Detroit | 3 | 48854 | 1840003104 | [10 empty] | MasonMI
Humboldt | Humboldt | TN | Tennessee | 47053 | Gibson | 35.8254 | -88.9043 | 8456 | 325 | polygon | FALSE | TRUE | America/Chicago | 3 | 38343 | 1840014484 | [10 empty] | HumboldtTN
Helena Valley Southeast | Helena Valley Southeast | MT | Montana | 30049 | Lewis and Clark | 46.6175 | -111.9186 | 8448 | 228 | polygon | FALSE | TRUE | America/Denver | 3 | 59635 59602 59604 | 1840074075 | [10 empty] | Helena Valley SoutheastMT
Sunset Hills | Sunset Hills | MO | Missouri | 29189 | St. Louis | 38.531 | -90.4087 | 8447 | 362 | polygon | FALSE | TRUE | America/Chicago | 3 | 63128 63127 | 1840009742 | [10 empty] | Sunset HillsMO
University of Virginia | University of Virginia | VA | Virginia | 51003 | Albemarle | 38.0405 | -78.5163 | 8444 | 1843 | polygon | FALSE | FALSE | America/New_York | 3 | 22903 22904 22908 | 1840140574 | [10 empty] | University of VirginiaVA
Prien | Prien | LA | Louisiana | 22019 | Calcasieu | 30.1601 | -93.2611 | 8437 | 596 | polygon | FALSE | FALSE | America/Chicago | 3 | 70605 | 1840013963 | [10 empty] | PrienLA
Onalaska | Onalaska | TX | Texas | 48373 | Polk | 30.8209 | -95.1111 | 8435 | 215 | polygon | FALSE | TRUE | America/Chicago | 3 | 77360 | 1840020858 | [10 empty] | OnalaskaTX
Pine Lake Park | Pine Lake Park | NJ | New Jersey | 34029 | Ocean | 40.0017 | -74.2595 | 8427 | 1311 | polygon | FALSE | FALSE | America/New_York | 3 | 08757 08759 | 1840024354 | [10 empty] | Pine Lake ParkNJ
Los Altos Hills | Los Altos Hills | CA | California | 6085 | Santa Clara | 37.3671 | -122.139 | 8423 | 363 | polygon | FALSE | TRUE | America/Los_Angeles | 3 | 94022 94024 | 1840021574 | [10 empty] | Los Altos HillsCA
Santa Clara | Santa Clara | UT | Utah | 49053 | Washington | 37.1311 | -113.6561 | 8417 | 534 | polygon | FALSE | TRUE | America/Denver | 3 | 84765 | 1840021560 | [10 empty] | Santa ClaraUT
Monticello | Monticello | IN | Indiana | 18181 | White | 40.7455 | -86.7669 | 8416 | 583 | polygon | FALSE | TRUE | America/Indiana/Indianapolis | 3 | 47960 | 1840008296 | [10 empty] | MonticelloIN
Ogden | Ogden | NC | North Carolina | 37129 | New Hanover | 34.2656 | -77.7965 | 8408 | 715 | polygon | FALSE | FALSE | America/New_York | 3 | 28411 | 1840013633 | [10 empty] | OgdenNC
Lake of the Woods | Lake of the Woods | VA | Virginia | 51137 | Orange | 38.3342 | -77.7599 | 8406 | 658 | polygon | FALSE | TRUE | America/New_York | 3 | 22508 | 1840042948 | [10 empty] | Lake of the WoodsVA
Congers | Congers | NY | New York | 36087 | Rockland | 41.1484 | -73.9456 | 8406 | 1057 | polygon | FALSE | FALSE | America/New_York | 3 | 10989 10920 | 1840004960 | [10 empty] | CongersNY
Ashland | Ashland | NJ | New Jersey | 34007 | Camden | 39.8782 | -75.0085 | 8405 | 1116 | polygon | FALSE | FALSE | America/New_York | 3 | 08003 08034 | 1840033467 | [10 empty] | AshlandNJ
August | August | CA | California | 6077 | San Joaquin | 37.9797 | -121.2625 | 8405 | 2584 | polygon | FALSE | FALSE | America/Los_Angeles | 2 | 95205 | 1840028357 | [10 empty] | AugustCA
Makaha | Makaha | HI | Hawaii | 15003 | Honolulu | 21.4734 | -158.2103 | 8404 | 1335 | polygon | FALSE | FALSE | Pacific/Honolulu | 3 | 96792 | 1840029523 | [10 empty] | MakahaHI
Spring Valley Lake | Spring Valley Lake | CA | California | 6071 | San Bernardino | 34.4987 | -117.2683 | 8403 | 1072 | polygon | FALSE | FALSE | America/Los_Angeles | 3 | 92395 | 1840024936 | [10 empty] | Spring Valley LakeCA
Bayport | Bayport | NY | New York | 36103 | Suffolk | 40.746 | -73.0546 | 8402 | 869 | polygon | FALSE | FALSE | America/New_York | 3 | 11705 | 1840005018 | [10 empty] | BayportNY
Savoy | Savoy | IL | Illinois | 17019 | Champaign | 40.06 | -88.2552 | 8401 | 1003 | polygon | FALSE | TRUE | America/Chicago | 3 | 61874 61822 | 1840012236 | [10 empty] | SavoyIL
Fair Lakes | Fair Lakes | VA | Virginia | 51059 | Fairfax | 38.853 | -77.3885 | 8399 | 1369 | polygon | FALSE | TRUE | America/New_York | 3 | 22030 22033 | 1840041732 | [10 empty] | Fair LakesVA
Tecumseh | Tecumseh | MI | Michigan | 26091 | Lenawee | 42.0065 | -83.945 | 8398 | 573 | polygon | FALSE | TRUE | America/Detroit | 3 | 49286 | 1840003228 | [10 empty] | TecumsehMI
North Haledon | North Haledon | NJ | New Jersey | 34031 | Passaic | 40.9628 | -74.1844 | 8395 | 935 | polygon | FALSE | TRUE | America/New_York | 3 | 7508 | 1840000836 | [10 empty] | North HaledonNJ
Paris | Paris | IL | Illinois | 17045 | Edgar | 39.6149 | -87.6904 | 8394 | 564 | polygon | FALSE | TRUE | America/Chicago | 3 | 61944 | 1840009542 | [10 empty] | ParisIL
Gaylord | Gaylord | MI | Michigan | 26137 | Otsego | 45.0213 | -84.6803 | 8388 | 285 | polygon | FALSE | TRUE | America/Detroit | 3 | 49735 49734 | 1840002148 | [10 empty] | GaylordMI
Aransas Pass | Aransas Pass | TX | Texas | 48409 | San Patricio | 27.8877 | -97.1134 | 8388 | 257 | polygon | FALSE | TRUE | America/Chicago | 3 | 78336 78335 | 1840019708 | [10 empty] | Aransas PassTX
Carbondale | Carbondale | PA | Pennsylvania | 42069 | Lackawanna | 41.5714 | -75.5048 | 8383 | 998 | polygon | FALSE | TRUE | America/New_York | 3 | 18407 | 1840003376 | [10 empty] | CarbondalePA
Arab | Arab | AL | Alabama | 1095 | Marshall | 34.3309 | -86.4991 | 8383 | 242 | polygon | FALSE | TRUE | America/Chicago | 3 | 35016 | 1840013600 | [10 empty] | ArabAL
Long Branch | Long Branch | VA | Virginia | 51059 | Fairfax | 38.8302 | -77.2713 | 8381 | 1309 | polygon | FALSE | TRUE | America/New_York | 3 | 22032 | 1840041774 | [10 empty] | Long BranchVA
Fairless Hills | Fairless Hills | PA | Pennsylvania | 42017 | Bucks | 40.1784 | -74.8524 | 8379 | 1682 | polygon | FALSE | FALSE | America/New_York | 3 | 19030 | 1840001307 | [10 empty] | Fairless HillsPA
Highland Heights | Highland Heights | OH | Ohio | 39035 | Cuyahoga | 41.5518 | -81.4691 | 8373 | 627 | polygon | FALSE | TRUE | America/New_York | 3 | 44143 | 1840000605 | [10 empty] | Highland HeightsOH
Somers | Somers | WI | Wisconsin | 55059 | Kenosha | 42.6411 | -87.8919 | 8371 | 127 | polygon | FALSE | TRUE | America/Chicago | 3 | 53144 53140 53171 | 1840038024 | [10 empty] | SomersWI
Charlestown | Charlestown | IN | Indiana | 18019 | Clark | 38.427 | -85.6677 | 8370 | 282 | polygon | FALSE | TRUE | America/Kentucky/Louisville | 3 | 47111 | 1840007489 | [10 empty] | CharlestownIN
Fletcher | Fletcher | NC | North Carolina | 37089 | Henderson | 35.4316 | -82.5038 | 8369 | 505 | polygon | FALSE | TRUE | America/New_York | 3 | 28732 | 1840016371 | [10 empty] | FletcherNC
Druid Hills | Druid Hills | GA | Georgia | 13089 | DeKalb | 33.7842 | -84.3273 | 8365 | 1090 | polygon | FALSE | FALSE | America/New_York | 3 | 30307 30306 | 1840013092 | [10 empty] | Druid HillsGA
Baxter | Baxter | MN | Minnesota | 27035 | Crow Wing | 46.3426 | -94.2793 | 8364 | 171 | polygon | FALSE | TRUE | America/Chicago | 3 | 56425 | 1840006643 | [10 empty] | BaxterMN
Seffner | Seffner | FL | Florida | 12057 | Hillsborough | 27.9981 | -82.2735 | 8362 | 895 | polygon | FALSE | FALSE | America/New_York | 3 | 33584 33583 | 1840014153 | [10 empty] | SeffnerFL
Millersville | Millersville | PA | Pennsylvania | 42071 | Lancaster | 40.0047 | -76.3522 | 8359 | 1669 | polygon | FALSE | TRUE | America/New_York | 3 | 17551 17603 | 1840003722 | [10 empty] | MillersvillePA
Wimauma | Wimauma | FL | Florida | 12057 | Hillsborough | 27.6964 | -82.3034 | 8358 | 128 | polygon | FALSE | FALSE | America/New_York | 3 | 33598 | 1840014155 | [10 empty] | WimaumaFL
Miramar Beach | Miramar Beach | FL | Florida | 12131 | Walton | 30.3854 | -86.3443 | 8356 | 459 | polygon | FALSE | FALSE | America/Chicago | 3 | 32550 | 1840013925 | [10 empty] | Miramar BeachFL
Hempstead | Hempstead | TX | Texas | 48473 | Waller | 30.1004 | -96.0779 | 8355 | 498 | polygon | FALSE | TRUE | America/Chicago | 3 | 77445 | 1840020913 | [10 empty] | HempsteadTX
Gulf Hills | Gulf Hills | MS | Mississippi | 28059 | Jackson | 30.4365 | -88.8149 | 8352 | 421 | polygon | FALSE | FALSE | America/Chicago | 3 | 39564 | 1840013930 | [10 empty] | Gulf HillsMS
Buckhannon | Buckhannon | WV | West Virginia | 54097 | Upshur | 38.9927 | -80.2282 | 8351 | 731 | polygon | FALSE | TRUE | America/New_York | 3 | 26201 | 1840005997 | [10 empty] | BuckhannonWV
Kulpsville | Kulpsville | PA | Pennsylvania | 42091 | Montgomery | 40.244 | -75.3407 | 8348 | 944 | polygon | FALSE | FALSE | America/New_York | 3 | 19438 19446 19443 | 1840005465 | [10 empty] | KulpsvillePA
Socorro | Socorro | NM | New Mexico | 35053 | Socorro | 34.0543 | -106.9066 | 8348 | 223 | polygon | FALSE | TRUE | America/Denver | 3 | 87801 | 1840021898 | [10 empty] | SocorroNM
West Livingston | West Livingston | TX | Texas | 48373 | Polk | 30.6957 | -95.0097 | 8347 | 135 | polygon | FALSE | FALSE | America/Chicago | 3 | 77351 | 1840019561 | [10 empty] | West LivingstonTX
Tallulah | Tallulah | LA | Louisiana | 22065 | Madison | 32.4067 | -91.1915 | 8346 | 924 | polygon | FALSE | TRUE | America/Chicago | 3 | 71282 71284 | 1840015808 | [10 empty] | TallulahLA
Midway City | Midway City | CA | California | 6059 | Orange | 33.7451 | -117.9849 | 8343 | 5295 | polygon | FALSE | FALSE | America/Los_Angeles | 2 | 92655 | 1840025037 | [10 empty] | Midway CityCA
Orono | Orono | MN | Minnesota | 27053 | Hennepin | 44.9657 | -93.5908 | 8339 | 202 | polygon | FALSE | TRUE | America/Chicago | 3 | 55391 55356 55323 | 1840008927 | [10 empty] | OronoMN
Bath | Bath | ME | Maine | 23023 | Sagadahoc | 43.9346 | -69.8346 | 8338 | 353 | polygon | FALSE | TRUE | America/New_York | 3 | 4530 | 1840000332 | [10 empty] | BathME
Clover | Clover | SC | South Carolina | 45091 | York | 35.1125 | -81.2203 | 8335 | 554 | polygon | FALSE | TRUE | America/New_York | 3 | 29710 | 1840016478 | [10 empty] | CloverSC
Bogota | Bogota | NJ | New Jersey | 34003 | Bergen | 40.875 | -74.0293 | 8335 | 4264 | polygon | FALSE | TRUE | America/New_York | 2 | 7603 | 1840000894 | [10 empty] | BogotaNJ
Garden City Park | Garden City Park | NY | New York | 36059 | Nassau | 40.7436 | -73.6639 | 8335 | 3263 | polygon | FALSE | FALSE | America/New_York | 2 | 11040 | 1840005257 | [10 empty] | Garden City ParkNY
Petoskey | Petoskey | MI | Michigan | 26047 | Emmet | 45.365 | -84.9887 | 8334 | 433 | polygon | FALSE | TRUE | America/Detroit | 3 | 49770 | 1840003941 | [10 empty] | PetoskeyMI
Grandview Heights | Grandview Heights | OH | Ohio | 39049 | Franklin | 39.9793 | -83.0408 | 8333 | 2441 | polygon | FALSE | TRUE | America/New_York | 2 | 43212 | 1840003761 | [10 empty] | Grandview HeightsOH
Harwood Heights | Harwood Heights | IL | Illinois | 17031 | Cook | 41.9663 | -87.8057 | 8333 | 3900 | polygon | FALSE | TRUE | America/Chicago | 2 | 60706 | 1840011252 | [10 empty] | Harwood HeightsIL
Beaver Falls | Beaver Falls | PA | Pennsylvania | 42007 | Beaver | 40.762 | -80.3225 | 8332 | 1511 | polygon | FALSE | TRUE | America/New_York | 3 | 15010 | 1840001013 | [10 empty] | Beaver FallsPA
Tillamook | Tillamook | OR | Oregon | 41057 | Tillamook | 45.4562 | -123.8331 | 8328 | 1085 | polygon | FALSE | TRUE | America/Los_Angeles | 3 | 97141 | 1840021203 | [10 empty] | TillamookOR
Oak Hills Place | Oak Hills Place | LA | Louisiana | 22033 | East Baton Rouge | 30.369 | -91.0887 | 8326 | 1032 | polygon | FALSE | FALSE | America/Chicago | 3 | 70810 70884 | 1840031107 | [10 empty] | Oak Hills PlaceLA
Westwego | Westwego | LA | Louisiana | 22051 | Jefferson | 29.9058 | -90.1434 | 8326 | 1031 | polygon | FALSE | TRUE | America/Chicago | 3 | 70094 70096 | 1840015937 | [10 empty] | WestwegoLA
Flowery Branch | Flowery Branch | GA | Georgia | 13139 | Hall | 34.1713 | -83.9142 | 8325 | 452 | polygon | FALSE | TRUE | America/New_York | 3 | 30542 30502 | 1840013611 | [10 empty] | Flowery BranchGA
St. Joseph | St. Joseph | MI | Michigan | 26021 | Berrien | 42.0967 | -86.485 | 8317 | 1002 | polygon | FALSE | TRUE | America/Detroit | 3 | 49085 | 1840003213 | [10 empty] | St. JosephMI
Holly | Holly | MI | Michigan | 26125 | Oakland | 42.7987 | -83.6235 | 8313 | 874 | polygon | FALSE | TRUE | America/Detroit | 3 | 48442 | 1840011056 | [10 empty] | HollyMI
Quincy | Quincy | WA | Washington | 53025 | Grant | 47.2344 | -119.8531 | 8313 | 512 | polygon | FALSE | TRUE | America/Los_Angeles | 3 | 98848 | 1840019818 | [10 empty] | QuincyWA
Larkfield-Wikiup | Larkfield-Wikiup | CA | California | 6097 | Sonoma | 38.513 | -122.7536 | 8312 | 604 | polygon | FALSE | TRUE | America/Los_Angeles | 3 | 95403 | 1840074293 | [10 empty] | Larkfield-WikiupCA
Frostproof | Frostproof | FL | Florida | 12105 | Polk | 27.7493 | -81.5252 | 8312 | 117 | polygon | FALSE | TRUE | America/New_York | 3 | 33843 | 1840014135 | [10 empty] | FrostproofFL
Dalhart | Dalhart | TX | Texas | 48111 | Dallam | 36.0579 | -102.5123 | 8310 | 670 | polygon | FALSE | TRUE | America/Chicago | 3 | 79022 | 1840019052 | [10 empty] | DalhartTX
Garrison | Garrison | MD | Maryland | 24005 | Baltimore | 39.4023 | -76.7514 | 8309 | 1015 | polygon | FALSE | FALSE | America/New_York | 3 | 21153 21117 21208 | 1840005691 | [10 empty] | GarrisonMD
Gonzales | Gonzales | CA | California | 6053 | Monterey | 36.506 | -121.4429 | 8306 | 1696 | polygon | FALSE | TRUE | America/Los_Angeles | 3 | 93926 | 1840020355 | [10 empty] | GonzalesCA
Orosi | Orosi | CA | California | 6107 | Tulare | 36.5434 | -119.2903 | 8300 | 1310 | polygon | FALSE | FALSE | America/Los_Angeles | 3 | 93647 | 1840019035 | [10 empty] | OrosiCA
Runnemede | Runnemede | NJ | New Jersey | 34007 | Camden | 39.8521 | -75.0739 | 8300 | 1562 | polygon | FALSE | TRUE | America/New_York | 3 | 8078 | 1840001511 | [10 empty] | RunnemedeNJ
Bel Aire | Bel Aire | KS | Kansas | 20173 | Sedgwick | 37.7749 | -97.2457 | 8300 | 473 | polygon | FALSE | TRUE | America/Chicago | 3 | 67220 67226 | 1840045965 | [10 empty] | Bel AireKS
Milton | Milton | WA | Washington | 53053 | Pierce | 47.2522 | -122.3156 | 8299 | 1179 | polygon | FALSE | TRUE | America/Los_Angeles | 3 | 98003 98354 | 1840019857 | [10 empty] | MiltonWA
Aurora | Aurora | MO | Missouri | 29109 | Lawrence | 36.9674 | -93.7183 | 8297 | 457 | polygon | FALSE | TRUE | America/Chicago | 3 | 65605 | 1840007636 | [10 empty] | AuroraMO
Firebaugh | Firebaugh | CA | California | 6019 | Fresno | 36.8534 | -120.4536 | 8296 | 910 | polygon | FALSE | TRUE | America/Los_Angeles | 3 | 93622 | 1840020317 | [10 empty] | FirebaughCA
Whitefish | Whitefish | MT | Montana | 30029 | Flathead | 48.4329 | -114.3591 | 8295 | 460 | polygon | FALSE | TRUE | America/Denver | 3 | 59937 | 1840021047 | [10 empty] | WhitefishMT
Mahtomedi | Mahtomedi | MN | Minnesota | 27163 | Washington | 45.0619 | -92.966 | 8294 | 926 | polygon | FALSE | TRUE | America/Chicago | 3 | 55110 55115 | 1840008913 | [10 empty] | MahtomediMN
Haledon | Haledon | NJ | New Jersey | 34031 | Passaic | 40.9363 | -74.1887 | 8293 | 2635 | polygon | FALSE | TRUE | America/New_York | 2 | 07508 07538 | 1840003512 | [10 empty] | HaledonNJ
West Vero Corridor | West Vero Corridor | FL | Florida | 12061 | Indian River | 27.6378 | -80.4855 | 8292 | 658 | polygon | FALSE | TRUE | America/New_York | 3 | 32966 | 1840073271 | [10 empty] | West Vero CorridorFL
Floris | Floris | VA | Virginia | 51059 | Fairfax | 38.9347 | -77.4083 | 8291 | 1153 | polygon | FALSE | FALSE | America/New_York | 3 | 20171 20196 | 1840024569 | [10 empty] | FlorisVA
Savannah | Savannah | TN | Tennessee | 47071 | Hardin | 35.221 | -88.236 | 8288 | 402 | polygon | FALSE | TRUE | America/Chicago | 3 | 38372 | 1840015453 | [10 empty] | SavannahTN
Dormont | Dormont | PA | Pennsylvania | 42003 | Allegheny | 40.3941 | -80.0377 | 8282 | 4205 | polygon | FALSE | TRUE | America/New_York | 2 | 15216 | 1840001222 | [10 empty] | DormontPA
Mount Joy | Mount Joy | PA | Pennsylvania | 42071 | Lancaster | 40.1105 | -76.5065 | 8278 | 1325 | polygon | FALSE | TRUE | America/New_York | 3 | 17552 | 1840003723 | [10 empty] | Mount JoyPA
McRae-Helena | McRae-Helena | GA | Georgia | 13271 | Telfair | 32.0635 | -82.8968 | 8277 | 496 | polygon | FALSE | TRUE | America/New_York | 3 | 31037 31055 | 1840043457 | [10 empty] | McRae-HelenaGA
Trinidad | Trinidad | CO | Colorado | 8071 | Las Animas | 37.175 | -104.4908 | 8276 | 337 | polygon | FALSE | TRUE | America/Denver | 3 | 81082 81046 | 1840021545 | [10 empty] | TrinidadCO
Kenton | Kenton | OH | Ohio | 39065 | Hardin | 40.6448 | -83.6095 | 8276 | 634 | polygon | FALSE | TRUE | America/New_York | 3 | 43326 | 1840008320 | [10 empty] | KentonOH
Carl Junction | Carl Junction | MO | Missouri | 29097 | Jasper | 37.1668 | -94.5468 | 8274 | 578 | polygon | FALSE | TRUE | America/Chicago | 3 | 64834 | 1840007627 | [10 empty] | Carl JunctionMO
Alondra Park | Alondra Park | CA | California | 6037 | Los Angeles | 33.8885 | -118.335 | 8272 | 2886 | polygon | FALSE | FALSE | America/Los_Angeles | 2 | 90249 90260 90506 | 1840028356 | [10 empty] | Alondra ParkCA
Southeast Arcadia | Southeast Arcadia | FL | Florida | 12027 | DeSoto | 27.1862 | -81.8521 | 8272 | 439 | polygon | FALSE | TRUE | America/New_York | 3 | 34266 | 1840035778 | [10 empty] | Southeast ArcadiaFL
Paw Paw | Paw Paw | MI | Michigan | 26159 | Van Buren | 42.2147 | -85.8918 | 8270 | 492 | polygon | FALSE | TRUE | America/Detroit | 3 | 49079 | 1840011208 | [10 empty] | Paw PawMI
Lake City | Lake City | SC | South Carolina | 45041 | Florence | 33.8676 | -79.7533 | 8268 | 469 | polygon | FALSE | TRUE | America/New_York | 3 | 29560 | 1840014715 | [10 empty] | Lake CitySC
Colorado City | Colorado City | AZ | Arizona | 4015 | Mohave | 36.9774 | -112.983 | 8258 | 180 | polygon | FALSE | TRUE | America/Phoenix | 3 | 86021 | 1840023170 | [10 empty] | Colorado CityAZ
Oak Grove | Oak Grove | MO | Missouri | 29095 | Jackson | 39.0077 | -94.1283 | 8258 | 507 | polygon | FALSE | TRUE | America/Chicago | 3 | 64075 | 1840008533 | [10 empty] | Oak GroveMO
Moundsville | Moundsville | WV | West Virginia | 54051 | Marshall | 39.9221 | -80.7422 | 8252 | 1096 | polygon | FALSE | TRUE | America/New_York | 3 | 26041 | 1840005557 | [10 empty] | MoundsvilleWV
Cumberland Hill | Cumberland Hill | RI | Rhode Island | 44007 | Providence | 41.9736 | -71.4605 | 8249 | 1001 | polygon | FALSE | FALSE | America/New_York | 3 | 2864 | 1840003291 | [10 empty] | Cumberland HillRI
Four Corners | Four Corners | MD | Maryland | 24031 | Montgomery | 39.0235 | -77.0102 | 8246 | 2176 | polygon | FALSE | FALSE | America/New_York | 2 | 20901 20918 | 1840024489 | [10 empty] | Four CornersMD
Montecito | Montecito | CA | California | 6083 | Santa Barbara | 34.4382 | -119.6286 | 8245 | 340 | polygon | FALSE | FALSE | America/Los_Angeles | 3 | 93108 93150 | 1840019182 | [10 empty] | MontecitoCA
Denison | Denison | IA | Iowa | 19047 | Crawford | 42.016 | -95.3528 | 8244 | 487 | polygon | FALSE | TRUE | America/Chicago | 3 | 51442 | 1840007008 | [10 empty] | DenisonIA
Locust Grove | Locust Grove | GA | Georgia | 13151 | Henry | 33.3442 | -84.1071 | 8243 | 278 | polygon | FALSE | TRUE | America/New_York | 3 | 30248 | 1840015705 | [10 empty] | Locust GroveGA
Half Moon | Half Moon | NC | North Carolina | 37133 | Onslow | 34.8298 | -77.4591 | 8243 | 428 | polygon | FALSE | FALSE | America/New_York | 3 | 28546 28540 | 1840013556 | [10 empty] | Half MoonNC
Lugoff | Lugoff | SC | South Carolina | 45055 | Kershaw | 34.2216 | -80.6849 | 8243 | 211 | polygon | FALSE | FALSE | America/New_York | 3 | 29078 | 1840013597 | [10 empty] | LugoffSC
Fort Mitchell | Fort Mitchell | KY | Kentucky | 21117 | Kenton | 39.0459 | -84.5563 | 8241 | 1027 | polygon | FALSE | TRUE | America/New_York | 3 | 41011 41017 | 1840013170 | [10 empty] | Fort MitchellKY
Manhattan | Manhattan | IL | Illinois | 17197 | Will | 41.4274 | -87.9805 | 8240 | 476 | polygon | FALSE | TRUE | America/Chicago | 3 | 60442 | 1840011490 | [10 empty] | ManhattanIL
North Weeki Wachee | North Weeki Wachee | FL | Florida | 12053 | Hernando | 28.5591 | -82.5537 | 8238 | 223 | polygon | FALSE | TRUE | America/New_York | 3 | 34613 | 1840073872 | [10 empty] | North Weeki WacheeFL
Mammoth Lakes | Mammoth Lakes | CA | California | 6051 | Mono | 37.6273 | -118.99 | 8235 | 127 | polygon | FALSE | TRUE | America/Los_Angeles | 3 | 93546 | 1840022493 | [10 empty] | Mammoth LakesCA
Johnstown | Johnstown | NY | New York | 36035 | Fulton | 43.0073 | -74.3755 | 8230 | 659 | polygon | FALSE | TRUE | America/New_York | 3 | 12095 | 1840000376 | [10 empty] | JohnstownNY
Spotswood | Spotswood | NJ | New Jersey | 34023 | Middlesex | 40.3949 | -74.392 | 8228 | 1376 | polygon | FALSE | TRUE | America/New_York | 3 | 8884 | 1840001336 | [10 empty] | SpotswoodNJ
Waynesburg | Waynesburg | PA | Pennsylvania | 42059 | Greene | 39.8983 | -80.1855 | 8227 | 1913 | polygon | FALSE | TRUE | America/New_York | 3 | 15370 | 1840000722 | [10 empty] | WaynesburgPA
Thomson | Thomson | GA | Georgia | 13189 | McDuffie | 33.4666 | -82.4992 | 8225 | 574 | polygon | FALSE | TRUE | America/New_York | 3 | 30824 | 1840015703 | [10 empty] | ThomsonGA
Irondale | Irondale | GA | Georgia | 13063 | Clayton | 33.4773 | -84.36 | 8224 | 1006 | polygon | FALSE | FALSE | America/New_York | 3 | 30238 | 1840029456 | [10 empty] | IrondaleGA
Westlake Village | Westlake Village | CA | California | 6037 | Los Angeles | 34.1369 | -118.822 | 8217 | 611 | polygon | FALSE | TRUE | America/Los_Angeles | 3 | 91361 91362 | 1840037458 | [10 empty] | Westlake VillageCA
Castle Shannon | Castle Shannon | PA | Pennsylvania | 42003 | Allegheny | 40.3664 | -80.0194 | 8216 | 1986 | polygon | FALSE | TRUE | America/New_York | 3 | 15234 | 1840001215 | [10 empty] | Castle ShannonPA
Chester | Chester | IL | Illinois | 17157 | Randolph | 37.9199 | -89.8259 | 8213 | 546 | polygon | FALSE | TRUE | America/Chicago | 3 | 62233 62259 | 1840007529 | [10 empty] | ChesterIL
Cheviot | Cheviot | OH | Ohio | 39061 | Hamilton | 39.1577 | -84.6139 | 8209 | 2727 | polygon | FALSE | TRUE | America/New_York | 2 | 45211 | 1840003813 | [10 empty] | CheviotOH
Napoleon | Napoleon | OH | Ohio | 39069 | Henry | 41.3978 | -84.1244 | 8207 | 509 | polygon | FALSE | TRUE | America/New_York | 3 | 43545 43550 | 1840008242 | [10 empty] | NapoleonOH
Upper Saddle River | Upper Saddle River | NJ | New Jersey | 34003 | Bergen | 41.0633 | -74.0986 | 8205 | 603 | polygon | FALSE | TRUE | America/New_York | 3 | 7458 | 1840000920 | [10 empty] | Upper Saddle RiverNJ
Mahopac | Mahopac | NY | New York | 36079 | Putnam | 41.3684 | -73.7401 | 8203 | 599 | polygon | FALSE | FALSE | America/New_York | 3 | 10541 | 1840004891 | [10 empty] | MahopacNY
Temperance | Temperance | MI | Michigan | 26115 | Monroe | 41.7653 | -83.5755 | 8201 | 686 | polygon | FALSE | FALSE | America/Detroit | 3 | 48182 | 1840006579 | [10 empty] | TemperanceMI
Oberlin | Oberlin | OH | Ohio | 39093 | Lorain | 41.2857 | -82.2197 | 8199 | 643 | polygon | FALSE | TRUE | America/New_York | 3 | 44074 | 1840008209 | [10 empty] | OberlinOH
Twin Lakes | Twin Lakes | CO | Colorado | 8001 | Adams | 39.8229 | -105.0036 | 8196 | 1924 | polygon | FALSE | FALSE | America/Denver | 3 | 80221 | 1840136771 | [10 empty] | Twin LakesCO
Lake Norman of Catawba | Lake Norman of Catawba | NC | North Carolina | 37035 | Catawba | 35.5995 | -80.984 | 8196 | 131 | polygon | FALSE | TRUE | America/New_York | 3 | 28037 28682 28673 | 1840073862 | [10 empty] | Lake Norman of CatawbaNC
Jefferson City | Jefferson City | TN | Tennessee | 47089 | Jefferson | 36.1197 | -83.4838 | 8194 | 479 | polygon | FALSE | TRUE | America/New_York | 3 | 37760 | 1840014485 | [10 empty] | Jefferson CityTN
Country Club Estates | Country Club Estates | GA | Georgia | 13127 | Glynn | 31.2113 | -81.4622 | 8194 | 684 | polygon | FALSE | FALSE | America/New_York | 3 | 31525 | 1840029452 | [10 empty] | Country Club EstatesGA
Kenilworth | Kenilworth | NJ | New Jersey | 34039 | Union | 40.6781 | -74.2889 | 8191 | 1473 | polygon | FALSE | TRUE | America/New_York | 3 | 7033 | 1840003616 | [10 empty] | KenilworthNJ
Ellsworth | Ellsworth | ME | Maine | 23009 | Hancock | 44.5847 | -68.4875 | 8180 | 39 | polygon | FALSE | TRUE | America/New_York | 3 | 4605 | 1840000281 | [10 empty] | EllsworthME
Wedgefield | Wedgefield | FL | Florida | 12095 | Orange | 28.4847 | -81.0808 | 8180 | 135 | polygon | FALSE | FALSE | America/New_York | 3 | 32833 | 1840014091 | [10 empty] | WedgefieldFL
Monona | Monona | WI | Wisconsin | 55025 | Dane | 43.054 | -89.3334 | 8175 | 968 | polygon | FALSE | TRUE | America/Chicago | 3 | 53716 53713 | 1840002920 | [10 empty] | MononaWI
Center Line | Center Line | MI | Michigan | 26099 | Macomb | 42.4805 | -83.0274 | 8171 | 1800 | polygon | FALSE | TRUE | America/Detroit | 3 | 48015 | 1840002419 | [10 empty] | Center LineMI
Venice Gardens | Venice Gardens | FL | Florida | 12115 | Sarasota | 27.0694 | -82.4054 | 8171 | 1258 | polygon | FALSE | FALSE | America/New_York | 3 | 34293 | 1840014182 | [10 empty] | Venice GardensFL
Broadview Park | Broadview Park | FL | Florida | 12011 | Broward | 26.0979 | -80.2088 | 8169 | 3240 | polygon | FALSE | FALSE | America/New_York | 2 | 33317 | 1840028918 | [10 empty] | Broadview ParkFL
Pismo Beach | Pismo Beach | CA | California | 6079 | San Luis Obispo | 35.1484 | -120.6492 | 8168 | 901 | polygon | FALSE | TRUE | America/Los_Angeles | 3 | 93449 93448 | 1840020416 | [10 empty] | Pismo BeachCA
Beebe | Beebe | AR | Arkansas | 5145 | White | 35.0712 | -91.8996 | 8168 | 308 | polygon | FALSE | TRUE | America/Chicago | 3 | 72012 | 1840013439 | [10 empty] | BeebeAR
Milliken | Milliken | CO | Colorado | 8123 | Weld | 40.3115 | -104.8561 | 8164 | 245 | polygon | FALSE | TRUE | America/Denver | 3 | 80651 80543 | 1840022397 | [10 empty] | MillikenCO
Black Mountain | Black Mountain | NC | North Carolina | 37021 | Buncombe | 35.6142 | -82.3275 | 8162 | 470 | polygon | FALSE | TRUE | America/New_York | 3 | 28711 28770 | 1840015392 | [10 empty] | Black MountainNC
Crestwood Village | Crestwood Village | NJ | New Jersey | 34029 | Ocean | 39.9568 | -74.3524 | 8155 | 734 | polygon | FALSE | FALSE | America/New_York | 3 | 8759 | 1840005527 | [10 empty] | Crestwood VillageNJ
Meadow Lakes | Meadow Lakes | AK | Alaska | 2170 | Matanuska-Susitna | 61.638 | -149.608 | 8149 | 41 | polygon | FALSE | FALSE | America/Anchorage | 3 | 99688 99654 | 1840023681 | [10 empty] | Meadow LakesAK
Center Moriches | Center Moriches | NY | New York | 36103 | Suffolk | 40.8015 | -72.796 | 8147 | 600 | polygon | FALSE | FALSE | America/New_York | 3 | 11934 11955 | 1840005025 | [10 empty] | Center MorichesNY
Port Jefferson | Port Jefferson | NY | New York | 36103 | Suffolk | 40.9465 | -73.0579 | 8145 | 1028 | polygon | FALSE | TRUE | America/New_York | 3 | 11777 | 1840005131 | [10 empty] | Port JeffersonNY
Middleport | Middleport | OH | Ohio | 39105 | Meigs | 38.9948 | -82.0643 | 8145 | 517 | polygon | FALSE | TRUE | America/New_York | 3 | 45760 | 1840012749 | [10 empty] | MiddleportOH
Eaton | Eaton | OH | Ohio | 39135 | Preble | 39.7506 | -84.6343 | 8145 | 501 | polygon | FALSE | TRUE | America/New_York | 3 | 45320 | 1840001519 | [10 empty] | EatonOH
Tuskegee | Tuskegee | AL | Alabama | 1087 | Macon | 32.4395 | -85.7139 | 8142 | 195 | polygon | FALSE | TRUE | America/Chicago | 3 | 36088 36083 36087 | 1840004337 | [10 empty] | TuskegeeAL
South San Gabriel | South San Gabriel | CA | California | 6037 | Los Angeles | 34.0489 | -118.0961 | 8138 | 3771 | polygon | FALSE | FALSE | America/Los_Angeles | 2 | 91770 | 1840019207 | [10 empty] | South San GabrielCA
Ephrata | Ephrata | WA | Washington | 53025 | Grant | 47.3122 | -119.534 | 8136 | 301 | polygon | FALSE | TRUE | America/Los_Angeles | 3 | 98823 | 1840019813 | [10 empty] | EphrataWA
Rockwood | Rockwood | VA | Virginia | 51041 | Chesterfield | 37.463 | -77.5744 | 8136 | 579 | polygon | FALSE | TRUE | America/New_York | 3 | 23235 23236 | 1840041858 | [10 empty] | RockwoodVA
Leesville | Leesville | LA | Louisiana | 22115 | Vernon | 31.1397 | -93.2741 | 8132 | 381 | polygon | FALSE | TRUE | America/Chicago | 3 | 71446 71496 | 1840014974 | [10 empty] | LeesvilleLA
Oradell | Oradell | NJ | New Jersey | 34003 | Bergen | 40.9562 | -74.0314 | 8131 | 1301 | polygon | FALSE | TRUE | America/New_York | 3 | 7649 | 1840000914 | [10 empty] | OradellNJ
Minnetrista | Minnetrista | MN | Minnesota | 27053 | Hennepin | 44.9356 | -93.7103 | 8130 | 121 | polygon | FALSE | TRUE | America/Chicago | 3 | 55331 55364 55375 55359 | 1840007833 | [10 empty] | MinnetristaMN
Gering | Gering | NE | Nebraska | 31157 | Scotts Bluff | 41.8275 | -103.6649 | 8128 | 729 | polygon | FALSE | TRUE | America/Denver | 3 | 69341 | 1840008139 | [10 empty] | GeringNE
Harrison | Harrison | TN | Tennessee | 47065 | Hamilton | 35.1276 | -85.1464 | 8121 | 485 | polygon | FALSE | FALSE | America/New_York | 3 | 37416 37341 | 1840013449 | [10 empty] | HarrisonTN
Hazard | Hazard | KY | Kentucky | 21193 | Perry | 37.2583 | -83.1977 | 8118 | 251 | polygon | FALSE | TRUE | America/New_York | 3 | 41701 41702 | 1840014376 | [10 empty] | HazardKY
Summit Park | Summit Park | UT | Utah | 49043 | Summit | 40.7432 | -111.5814 | 8118 | 198 | polygon | FALSE | FALSE | America/Denver | 3 | 84098 | 1840018725 | [10 empty] | Summit ParkUT
Cherry Valley | Cherry Valley | CA | California | 6065 | Riverside | 33.9797 | -116.9694 | 8115 | 390 | polygon | FALSE | FALSE | America/Los_Angeles | 3 | 92223 | 1840017983 | [10 empty] | Cherry ValleyCA
Omak | Omak | WA | Washington | 53047 | Okanogan | 48.4228 | -119.5159 | 8114 | 478 | polygon | FALSE | TRUE | America/Los_Angeles | 3 | 98841 | 1840019761 | [10 empty] | OmakWA
Vandenberg Village | Vandenberg Village | CA | California | 6083 | Santa Barbara | 34.7111 | -120.4623 | 8114 | 597 | polygon | FALSE | FALSE | America/Los_Angeles | 3 | 93436 | 1840019185 | [10 empty] | Vandenberg VillageCA
West Dundee | West Dundee | IL | Illinois | 17089 | Kane | 42.0985 | -88.3073 | 8113 | 841 | polygon | FALSE | TRUE | America/Chicago | 3 | 60118 | 1840011357 | [10 empty] | West DundeeIL
Blandon | Blandon | PA | Pennsylvania | 42011 | Berks | 40.4446 | -75.8799 | 8111 | 705 | polygon | FALSE | FALSE | America/New_York | 3 | 19510 | 1840026444 | [10 empty] | BlandonPA
Duvall | Duvall | WA | Washington | 53033 | King | 47.7354 | -121.9726 | 8107 | 1277 | polygon | FALSE | TRUE | America/Los_Angeles | 3 | 98019 | 1840018427 | [10 empty] | DuvallWA
Vinton | Vinton | VA | Virginia | 51161 | Roanoke | 37.2746 | -79.8887 | 8104 | 1005 | polygon | FALSE | TRUE | America/New_York | 3 | 24179 | 1840003856 | [10 empty] | VintonVA
Joshua | Joshua | TX | Texas | 48251 | Johnson | 32.458 | -97.3849 | 8101 | 341 | polygon | FALSE | TRUE | America/Chicago | 3 | 76058 | 1840019468 | [10 empty] | JoshuaTX
Oak Hill | Oak Hill | WV | West Virginia | 54019 | Fayette | 37.9844 | -81.1277 | 8098 | 325 | polygon | FALSE | TRUE | America/New_York | 3 | 25879 25840 25901 | 1840006297 | [10 empty] | Oak HillWV
Monument | Monument | CO | Colorado | 8041 | El Paso | 39.0735 | -104.8467 | 8097 | 459 | polygon | FALSE | TRUE | America/Denver | 3 | 80132 80921 | 1840022474 | [10 empty] | MonumentCO
Croton-on-Hudson | Croton-on-Hudson | NY | New York | 36119 | Westchester | 41.2005 | -73.9002 | 8095 | 673 | polygon | FALSE | TRUE | America/New_York | 3 | 10520 | 1840004951 | [10 empty] | Croton-on-HudsonNY
Bellevue | Bellevue | OH | Ohio | 39077 | Huron | 41.2743 | -82.8394 | 8094 | 504 | polygon | FALSE | TRUE | America/New_York | 3 | 44811 | 1840000654 | [10 empty] | BellevueOH
Briarcliff Manor | Briarcliff Manor | NY | New York | 36119 | Westchester | 41.14 | -73.844 | 8094 | 524 | polygon | FALSE | TRUE | America/New_York | 3 | 10510 | 1840004948 | [10 empty] | Briarcliff ManorNY
Mount Rainier | Mount Rainier | MD | Maryland | 24033 | Prince George's | 38.9423 | -76.9645 | 8093 | 4910 | polygon | FALSE | TRUE | America/New_York | 2 | 20712 | 1840005977 | [10 empty] | Mount RainierMD
Alliance | Alliance | NE | Nebraska | 31013 | Box Butte | 42.1025 | -102.8766 | 8092 | 626 | polygon | FALSE | TRUE | America/Denver | 3 | 69301 | 1840006975 | [10 empty] | AllianceNE
Maplewood | Maplewood | MO | Missouri | 29189 | St. Louis | 38.6121 | -90.324 | 8092 | 2007 | polygon | FALSE | TRUE | America/Chicago | 2 | 63143 | 1840009740 | [10 empty] | MaplewoodMO
Wickenburg | Wickenburg | AZ | Arizona | 4013 | Maricopa | 33.9837 | -112.7668 | 8092 | 120 | polygon | FALSE | TRUE | America/Phoenix | 3 | 85390 85358 | 1840022916 | [10 empty] | WickenburgAZ
Selah | Selah | WA | Washington | 53077 | Yakima | 46.6482 | -120.539 | 8087 | 676 | polygon | FALSE | TRUE | America/Los_Angeles | 3 | 98942 | 1840021149 | [10 empty] | SelahWA
Shorewood | Shorewood | MN | Minnesota | 27053 | Hennepin | 44.9033 | -93.5903 | 8084 | 584 | polygon | FALSE | TRUE | America/Chicago | 3 | 55331 55364 | 1840008925 | [10 empty] | ShorewoodMN
Helena Valley West Central | Helena Valley West Central | MT | Montana | 30049 | Lewis and Clark | 46.6634 | -112.0604 | 8082 | 118 | polygon | FALSE | TRUE | America/Denver | 3 | 59602 | 1840074081 | [10 empty] | Helena Valley West CentralMT
Applewood | Applewood | CO | Colorado | 8059 | Jefferson | 39.7524 | -105.1605 | 8081 | 767 | polygon | FALSE | FALSE | America/Denver | 3 | 80401 | 1840028573 | [10 empty] | ApplewoodCO
Kronenwetter | Kronenwetter | WI | Wisconsin | 55073 | Marathon | 44.8164 | -89.5807 | 8079 | 60 | polygon | FALSE | TRUE | America/Chicago | 3 | 54455 | 1840038099 | [10 empty] | KronenwetterWI
Gilberts | Gilberts | IL | Illinois | 17089 | Kane | 42.1096 | -88.3716 | 8076 | 563 | polygon | FALSE | TRUE | America/Chicago | 3 | 60118 60142 60136 | 1840011348 | [10 empty] | GilbertsIL
Bargersville | Bargersville | IN | Indiana | 18081 | Johnson | 39.5412 | -86.2004 | 8076 | 166 | polygon | FALSE | TRUE | America/Indiana/Indianapolis | 3 | 46131 46106 46143 | 1840009569 | [10 empty] | BargersvilleIN
Hampton | Hampton | GA | Georgia | 13151 | Henry | 33.3835 | -84.2855 | 8073 | 567 | polygon | FALSE | TRUE | America/New_York | 3 | 30228 | 1840013751 | [10 empty] | HamptonGA
Sudden Valley | Sudden Valley | WA | Washington | 53073 | Whatcom | 48.7199 | -122.3468 | 8072 | 498 | polygon | FALSE | FALSE | America/Los_Angeles | 3 | 98229 | 1840037740 | [10 empty] | Sudden ValleyWA
Hollymead | Hollymead | VA | Virginia | 51003 | Albemarle | 38.1266 | -78.4386 | 8071 | 482 | polygon | FALSE | FALSE | America/New_York | 3 | 22911 | 1840024700 | [10 empty] | HollymeadVA
Rockmart | Rockmart | GA | Georgia | 13233 | Polk | 34.0103 | -85.0441 | 8071 | 303 | polygon | FALSE | TRUE | America/New_York | 3 | 30153 | 1840014753 | [10 empty] | RockmartGA
Lake Carmel | Lake Carmel | NY | New York | 36079 | Putnam | 41.4612 | -73.6681 | 8067 | 603 | polygon | FALSE | FALSE | America/New_York | 3 | 10512 | 1840004890 | [10 empty] | Lake CarmelNY
Lockwood | Lockwood | MT | Montana | 30111 | Yellowstone | 45.8199 | -108.4072 | 8066 | 242 | polygon | FALSE | FALSE | America/Denver | 3 | 59101 | 1840018492 | [10 empty] | LockwoodMT
Wyoming | Wyoming | MN | Minnesota | 27025 | Chisago | 45.3365 | -92.9766 | 8066 | 150 | polygon | FALSE | TRUE | America/Chicago | 3 | 55079 55092 55013 55025 | 1840009992 | [10 empty] | WyomingMN
Lake Dallas | Lake Dallas | TX | Texas | 48121 | Denton | 33.1277 | -97.0234 | 8063 | 1298 | polygon | FALSE | TRUE | America/Chicago | 3 | 75065 | 1840020646 | [10 empty] | Lake DallasTX
Bloomingdale | Bloomingdale | NJ | New Jersey | 34031 | Passaic | 41.03 | -74.3319 | 8061 | 353 | polygon | FALSE | TRUE | America/New_York | 3 | 07403 07465 | 1840000832 | [10 empty] | BloomingdaleNJ
Rolling Hills Estates | Rolling Hills Estates | CA | California | 6037 | Los Angeles | 33.7783 | -118.3509 | 8058 | 869 | polygon | FALSE | TRUE | America/Los_Angeles | 3 | 90274 | 1840020494 | [10 empty] | Rolling Hills EstatesCA
North Bay Village | North Bay Village | FL | Florida | 12086 | Miami-Dade | 25.8487 | -80.1535 | 8057 | 8413 | polygon | FALSE | TRUE | America/New_York | 2 | 33141 | 1840015153 | [10 empty] | North Bay VillageFL
South Cleveland | South Cleveland | TN | Tennessee | 47011 | Bradley | 35.1097 | -84.9097 | 8056 | 217 | polygon | FALSE | FALSE | America/New_York | 3 | 37311 37323 | 1840036101 | [10 empty] | South ClevelandTN
Willits | Willits | CA | California | 6045 | Mendocino | 39.4047 | -123.3494 | 8055 | 670 | polygon | FALSE | TRUE | America/Los_Angeles | 3 | 95490 | 1840021421 | [10 empty] | WillitsCA
Clinton | Clinton | IL | Illinois | 17039 | De Witt | 40.1468 | -88.9633 | 8055 | 741 | polygon | FALSE | TRUE | America/Chicago | 3 | 61727 | 1840007255 | [10 empty] | ClintonIL
Skiatook | Skiatook | OK | Oklahoma | 40113 | Osage | 36.3694 | -95.9819 | 8052 | 238 | polygon | FALSE | TRUE | America/Chicago | 3 | 74070 | 1840022597 | [10 empty] | SkiatookOK
Decorah | Decorah | IA | Iowa | 19191 | Winneshiek | 43.3015 | -91.7844 | 8051 | 410 | polygon | FALSE | TRUE | America/Chicago | 3 | 52101 52149 | 1840006864 | [10 empty] | DecorahIA
Brookhaven | Brookhaven | PA | Pennsylvania | 42045 | Delaware | 39.8715 | -75.3918 | 8049 | 1819 | polygon | FALSE | TRUE | America/New_York | 3 | 19015 | 1840000689 | [10 empty] | BrookhavenPA
Diamondhead | Diamondhead | MS | Mississippi | 28045 | Hancock | 30.3791 | -89.3708 | 8048 | 307 | polygon | FALSE | TRUE | America/Chicago | 3 | 39525 | 1840013106 | [10 empty] | DiamondheadMS
Conshohocken | Conshohocken | PA | Pennsylvania | 42091 | Montgomery | 40.0772 | -75.3035 | 8047 | 3093 | polygon | FALSE | TRUE | America/New_York | 2 | 19428 19429 | 1840003697 | [10 empty] | ConshohockenPA
Floresville | Floresville | TX | Texas | 48493 | Wilson | 29.14 | -98.163 | 8045 | 502 | polygon | FALSE | TRUE | America/Chicago | 3 | 78114 | 1840020981 | [10 empty] | FloresvilleTX
Ripley | Ripley | TN | Tennessee | 47097 | Lauderdale | 35.7449 | -89.5358 | 8045 | 232 | polygon | FALSE | TRUE | America/Chicago | 3 | 38063 | 1840014509 | [10 empty] | RipleyTN
Chardon | Chardon | OH | Ohio | 39055 | Geauga | 41.5803 | -81.2082 | 8044 | 434 | polygon | FALSE | TRUE | America/New_York | 3 | 44024 | 1840010219 | [10 empty] | ChardonOH
Morehead | Morehead | KY | Kentucky | 21205 | Rowan | 38.1906 | -83.4467 | 8044 | 308 | polygon | FALSE | TRUE | America/New_York | 3 | 40351 | 1840014291 | [10 empty] | MoreheadKY
Ripon | Ripon | WI | Wisconsin | 55039 | Fond du Lac | 43.8436 | -88.8387 | 8040 | 608 | polygon | FALSE | TRUE | America/Chicago | 3 | 54971 | 1840002609 | [10 empty] | RiponWI
Odessa | Odessa | FL | Florida | 12101 | Pasco | 28.182 | -82.553 | 8036 | 578 | polygon | FALSE | FALSE | America/New_York | 3 | 33556 33558 | 1840014121 | [10 empty] | OdessaFL
Bellevue | Bellevue | PA | Pennsylvania | 42003 | Allegheny | 40.4945 | -80.055 | 8036 | 3075 | polygon | FALSE | TRUE | America/New_York | 2 | 15202 | 1840001203 | [10 empty] | BellevuePA
Mayo | Mayo | MD | Maryland | 24003 | Anne Arundel | 38.9041 | -76.518 | 8031 | 551 | polygon | FALSE | FALSE | America/New_York | 3 | 21037 21106 | 1840005923 | [10 empty] | MayoMD
Northfield | Northfield | NJ | New Jersey | 34001 | Atlantic | 39.3718 | -74.5543 | 8031 | 865 | polygon | FALSE | TRUE | America/New_York | 3 | 8225 | 1840001538 | [10 empty] | NorthfieldNJ
Menominee | Menominee | MI | Michigan | 26109 | Menominee | 45.122 | -87.6234 | 8029 | 601 | polygon | FALSE | TRUE | America/Menominee | 3 | 49858 | 1840002006 | [10 empty] | MenomineeMI
Pleasant Hills | Pleasant Hills | PA | Pennsylvania | 42003 | Allegheny | 40.3298 | -79.9596 | 8026 | 1115 | polygon | FALSE | TRUE | America/New_York | 3 | 15236 | 1840001255 | [10 empty] | Pleasant HillsPA
Pahokee | Pahokee | FL | Florida | 12099 | Palm Beach | 26.8202 | -80.662 | 8025 | 458 | polygon | FALSE | TRUE | America/New_York | 3 | 33476 | 1840015124 | [10 empty] | PahokeeFL
Ahuimanu | Ahuimanu | HI | Hawaii | 15003 | Honolulu | 21.4379 | -157.8404 | 8023 | 1149 | polygon | FALSE | FALSE | Pacific/Honolulu | 3 | 96744 | 1840029468 | [10 empty] | AhuimanuHI
Crete | Crete | IL | Illinois | 17197 | Will | 41.44 | -87.6236 | 8023 | 328 | polygon | FALSE | TRUE | America/Chicago | 3 | 60417 | 1840011484 | [10 empty] | CreteIL
Loudoun Valley Estates | Loudoun Valley Estates | VA | Virginia | 51107 | Loudoun | 38.9801 | -77.5082 | 8020 | 1649 | polygon | FALSE | TRUE | America/New_York | 3 | 20148 | 1840041775 | [10 empty] | Loudoun Valley EstatesVA
Chestnut Ridge | Chestnut Ridge | NY | New York | 36087 | Rockland | 41.0829 | -74.0551 | 8020 | 625 | polygon | FALSE | TRUE | America/New_York | 3 | 10952 10977 | 1840004992 | [10 empty] | Chestnut RidgeNY
Laurel Hill | Laurel Hill | VA | Virginia | 51059 | Fairfax | 38.7026 | -77.2422 | 8020 | 698 | polygon | FALSE | FALSE | America/New_York | 3 | 22079 | 1840025639 | [10 empty] | Laurel HillVA
Island Lake | Island Lake | IL | Illinois | 17097 | Lake | 42.2783 | -88.1999 | 8020 | 924 | polygon | FALSE | TRUE | America/Chicago | 3 | 60042 | 1840011155 | [10 empty] | Island LakeIL
Oak Brook | Oak Brook | IL | Illinois | 17043 | DuPage | 41.8372 | -87.9513 | 8016 | 388 | polygon | FALSE | TRUE | America/Chicago | 3 | 60523 60522 | 1840011408 | [10 empty] | Oak BrookIL
Seaford | Seaford | DE | Delaware | 10005 | Sussex | 38.6538 | -75.611 | 8013 | 609 | polygon | FALSE | TRUE | America/New_York | 3 | 19973 | 1840006071 | [10 empty] | SeafordDE
Evergreen | Evergreen | MT | Montana | 30029 | Flathead | 48.2308 | -114.2701 | 8002 | 361 | polygon | FALSE | FALSE | America/Denver | 3 | 59901 | 1840017297 | [10 empty] | EvergreenMT
Mascoutah | Mascoutah | IL | Illinois | 17163 | St. Clair | 38.5192 | -89.8044 | 7994 | 323 | polygon | FALSE | TRUE | America/Chicago | 3 | 62258 | 1840008631 | [10 empty] | MascoutahIL
Brazil | Brazil | IN | Indiana | 18021 | Clay | 39.5226 | -87.124 | 7993 | 837 | polygon | FALSE | TRUE | America/Indiana/Indianapolis | 3 | 47834 | 1840005744 | [10 empty] | BrazilIN
Aberdeen | Aberdeen | NC | North Carolina | 37125 | Moore | 35.135 | -79.4326 | 7988 | 304 | polygon | FALSE | TRUE | America/New_York | 3 | 28315 | 1840015433 | [10 empty] | AberdeenNC
Jennings Lodge | Jennings Lodge | OR | Oregon | 41005 | Clackamas | 45.3926 | -122.6153 | 7988 | 1924 | polygon | FALSE | FALSE | America/Los_Angeles | 3 | 97267 | 1840017419 | [10 empty] | Jennings LodgeOR
Jefferson | Jefferson | WI | Wisconsin | 55055 | Jefferson | 43.0044 | -88.8084 | 7986 | 530 | polygon | FALSE | TRUE | America/Chicago | 3 | 53549 | 1840003001 | [10 empty] | JeffersonWI
Paloma Creek South | Paloma Creek South | TX | Texas | 48121 | Denton | 33.21 | -96.9327 | 7986 | 2440 | polygon | FALSE | TRUE | America/Chicago | 2 | 75068 | 1840041381 | [10 empty] | Paloma Creek SouthTX
Manhasset | Manhasset | NY | New York | 36059 | Nassau | 40.7884 | -73.6943 | 7985 | 1292 | polygon | FALSE | FALSE | America/New_York | 3 | 11030 | 1840005273 | [10 empty] | ManhassetNY
Green | Green | OR | Oregon | 41019 | Douglas | 43.1509 | -123.3854 | 7985 | 675 | polygon | FALSE | FALSE | America/Los_Angeles | 3 | 97471 | 1840017439 | [10 empty] | GreenOR
Lampasas | Lampasas | TX | Texas | 48281 | Lampasas | 31.064 | -98.1824 | 7982 | 421 | polygon | FALSE | TRUE | America/Chicago | 3 | 76550 | 1840020846 | [10 empty] | LampasasTX
Village Green-Green Ridge | Village Green-Green Ridge | PA | Pennsylvania | 42045 | Delaware | 39.8638 | -75.4256 | 7980 | 1623 | polygon | FALSE | TRUE | America/New_York | 3 | 19014 | 1840073727 | [10 empty] | Village Green-Green RidgePA
Kensington | Kensington | CT | Connecticut | 9003 | Hartford | 41.6298 | -72.7714 | 7971 | 588 | polygon | FALSE | FALSE | America/New_York | 3 | 6037 | 1840000505 | [10 empty] | KensingtonCT
Fort Belvoir | Fort Belvoir | VA | Virginia | 51059 | Fairfax | 38.7119 | -77.1459 | 7967 | 347 | polygon | TRUE | TRUE | America/New_York | 3 | 22060 | 1840073578 | [10 empty] | Fort BelvoirVA
Brentwood | Brentwood | MO | Missouri | 29189 | St. Louis | 38.6194 | -90.3476 | 7966 | 1580 | polygon | FALSE | TRUE | America/Chicago | 3 | 63144 | 1840006128 | [10 empty] | BrentwoodMO
Laughlin | Laughlin | NV | Nevada | 32003 | Clark | 35.1316 | -114.689 | 7965 | 34 | polygon | FALSE | FALSE | America/Los_Angeles | 3 | 89029 89028 | 1840017689 | [10 empty] | LaughlinNV
Aztec | Aztec | NM | New Mexico | 35045 | San Juan | 36.819 | -107.9826 | 7963 | 195 | polygon | FALSE | TRUE | America/Denver | 3 | 87410 | 1840018993 | [10 empty] | AztecNM
St. Martin | St. Martin | MS | Mississippi | 28059 | Jackson | 30.4399 | -88.8651 | 7963 | 722 | polygon | FALSE | FALSE | America/Chicago | 3 | 39532 | 1840032563 | [10 empty] | St. MartinMS
La Junta | La Junta | CO | Colorado | 8089 | Otero | 37.9792 | -103.5473 | 7963 | 865 | polygon | FALSE | TRUE | America/Denver | 3 | 81050 | 1840020270 | [10 empty] | La JuntaCO
Murphy | Murphy | MO | Missouri | 29099 | Jefferson | 38.4922 | -90.4856 | 7961 | 779 | polygon | FALSE | FALSE | America/Chicago | 3 | 63026 63049 | 1840006236 | [10 empty] | MurphyMO
Southwest Ranches | Southwest Ranches | FL | Florida | 12011 | Broward | 26.0476 | -80.375 | 7957 | 236 | polygon | FALSE | TRUE | America/New_York | 3 | 33331 33330 33332 | 1840018328 | [10 empty] | Southwest RanchesFL
Quincy | Quincy | FL | Florida | 12039 | Gadsden | 30.5659 | -84.5857 | 7957 | 228 | polygon | FALSE | TRUE | America/New_York | 3 | 32351 32353 | 1840015022 | [10 empty] | QuincyFL
Richland Hills | Richland Hills | TX | Texas | 48439 | Tarrant | 32.8095 | -97.2273 | 7953 | 979 | polygon | FALSE | TRUE | America/Chicago | 3 | 76118 76181 | 1840020700 | [10 empty] | Richland HillsTX
Maryville | Maryville | IL | Illinois | 17119 | Madison | 38.7261 | -89.9646 | 7952 | 548 | polygon | FALSE | TRUE | America/Chicago | 3 | 62062 | 1840012801 | [10 empty] | MaryvilleIL
Baltimore Highlands | Baltimore Highlands | MD | Maryland | 24005 | Baltimore | 39.2355 | -76.6367 | 7944 | 1769 | polygon | FALSE | FALSE | America/New_York | 3 | 21227 | 1840024447 | [10 empty] | Baltimore HighlandsMD
Caldwell | Caldwell | NJ | New Jersey | 34013 | Essex | 40.839 | -74.2776 | 7941 | 2602 | polygon | FALSE | TRUE | America/New_York | 2 | 7006 | 1840005354 | [10 empty] | CaldwellNJ
Hillside | Hillside | IL | Illinois | 17031 | Cook | 41.8674 | -87.9019 | 7933 | 962 | polygon | FALSE | TRUE | America/Chicago | 3 | 60162 | 1840011261 | [10 empty] | HillsideIL
Columbiana | Columbiana | OH | Ohio | 39029 | Columbiana | 40.8871 | -80.675 | 7931 | 394 | polygon | FALSE | TRUE | America/New_York | 3 | 44408 | 1840007175 | [10 empty] | ColumbianaOH
Logan | Logan | OH | Ohio | 39073 | Hocking | 39.5386 | -82.4063 | 7930 | 565 | polygon | FALSE | TRUE | America/New_York | 3 | 43138 | 1840009566 | [10 empty] | LoganOH
Batesville | Batesville | IN | Indiana | 18137 | Ripley | 39.2974 | -85.2139 | 7930 | 419 | polygon | FALSE | TRUE | America/Indiana/Indianapolis | 3 | 47006 47033 | 1840007379 | [10 empty] | BatesvilleIN
Glastonbury Center | Glastonbury Center | CT | Connecticut | 9003 | Hartford | 41.7019 | -72.6001 | 7929 | 644 | polygon | FALSE | FALSE | America/New_York | 3 | 6033 | 1840000503 | [10 empty] | Glastonbury CenterCT
Sheboygan Falls | Sheboygan Falls | WI | Wisconsin | 55117 | Sheboygan | 43.729 | -87.8266 | 7926 | 567 | polygon | FALSE | TRUE | America/Chicago | 3 | 53085 | 1840002629 | [10 empty] | Sheboygan FallsWI
Temple Hills | Temple Hills | MD | Maryland | 24033 | Prince George's | 38.8106 | -76.9495 | 7926 | 2173 | polygon | FALSE | FALSE | America/New_York | 2 | 20744 20748 20757 20791 | 1840005967 | [10 empty] | Temple HillsMD
Wytheville | Wytheville | VA | Virginia | 51197 | Wythe | 36.953 | -81.0881 | 7921 | 211 | polygon | FALSE | TRUE | America/New_York | 3 | 24382 | 1840006504 | [10 empty] | WythevilleVA
St. Francis | St. Francis | MN | Minnesota | 27003 | Anoka | 45.3991 | -93.3902 | 7916 | 131 | polygon | FALSE | TRUE | America/Chicago | 3 | 55330 55070 | 1840008905 | [10 empty] | St. FrancisMN
Hitchcock | Hitchcock | TX | Texas | 48167 | Galveston | 29.2945 | -95.025 | 7914 | 50 | polygon | FALSE | TRUE | America/Chicago | 3 | 77510 77563 | 1840020971 | [10 empty] | HitchcockTX
Catalina | Catalina | AZ | Arizona | 4019 | Pima | 32.4848 | -110.8998 | 7910 | 215 | polygon | FALSE | FALSE | America/Phoenix | 3 | 85739 | 1840018109 | [10 empty] | CatalinaAZ
Bonner Springs | Bonner Springs | KS | Kansas | 20209 | Wyandotte | 39.0817 | -94.8776 | 7906 | 195 | polygon | FALSE | TRUE | America/Chicago | 3 | 66012 | 1840001624 | [10 empty] | Bonner SpringsKS
Long Grove | Long Grove | IL | Illinois | 17097 | Lake | 42.1968 | -88.0057 | 7905 | 247 | polygon | FALSE | TRUE | America/Chicago | 3 | 60047 | 1840011164 | [10 empty] | Long GroveIL
Camp Hill | Camp Hill | PA | Pennsylvania | 42041 | Cumberland | 40.2423 | -76.9274 | 7905 | 1436 | polygon | FALSE | TRUE | America/New_York | 3 | 17011 17001 17089 | 1840001385 | [10 empty] | Camp HillPA
Mansfield Center | Mansfield Center | MA | Massachusetts | 25005 | Bristol | 42.0225 | -71.218 | 7905 | 1107 | polygon | FALSE | TRUE | America/New_York | 3 | 2048 | 1840073506 | [10 empty] | Mansfield CenterMA
Wilmington Manor | Wilmington Manor | DE | Delaware | 10003 | New Castle | 39.6858 | -75.5849 | 7903 | 1887 | polygon | FALSE | FALSE | America/New_York | 3 | 19720 | 1840005575 | [10 empty] | Wilmington ManorDE
Topanga | Topanga | CA | California | 6037 | Los Angeles | 34.0964 | -118.6053 | 7900 | 159 | polygon | FALSE | FALSE | America/Los_Angeles | 3 | 90290 | 1840025006 | [10 empty] | TopangaCA
Downingtown | Downingtown | PA | Pennsylvania | 42029 | Chester | 40.0076 | -75.7019 | 7897 | 1393 | polygon | FALSE | TRUE | America/New_York | 3 | 19335 | 1840001425 | [10 empty] | DowningtownPA
Grand Ledge | Grand Ledge | MI | Michigan | 26045 | Eaton | 42.7534 | -84.7448 | 7896 | 800 | polygon | FALSE | TRUE | America/Detroit | 3 | 48837 | 1840003109 | [10 empty] | Grand LedgeMI
Old Forge | Old Forge | PA | Pennsylvania | 42069 | Lackawanna | 41.3705 | -75.7409 | 7894 | 892 | polygon | FALSE | TRUE | America/New_York | 3 | 18518 | 1840003387 | [10 empty] | Old ForgePA
Lincolnshire | Lincolnshire | IL | Illinois | 17097 | Lake | 42.1957 | -87.9182 | 7893 | 669 | polygon | FALSE | TRUE | America/Chicago | 3 | 60069 60045 | 1840011162 | [10 empty] | LincolnshireIL
Blair | Blair | NE | Nebraska | 31177 | Washington | 41.5417 | -96.1361 | 7892 | 553 | polygon | FALSE | TRUE | America/Chicago | 3 | 68008 | 1840007094 | [10 empty] | BlairNE
Jersey Village | Jersey Village | TX | Texas | 48201 | Harris | 29.8903 | -95.5721 | 7890 | 901 | polygon | FALSE | TRUE | America/Chicago | 3 | 77065 77040 | 1840019620 | [10 empty] | Jersey VillageTX
Lexington | Lexington | TN | Tennessee | 47077 | Henderson | 35.6618 | -88.3945 | 7889 | 260 | polygon | FALSE | TRUE | America/Chicago | 3 | 38351 | 1840014527 | [10 empty] | LexingtonTN
Richfield | Richfield | UT | Utah | 49041 | Sevier | 38.7628 | -112.0926 | 7888 | 536 | polygon | FALSE | TRUE | America/Denver | 3 | 84701 | 1840020239 | [10 empty] | RichfieldUT
Centerville | Centerville | GA | Georgia | 13153 | Houston | 32.6342 | -83.6853 | 7884 | 768 | polygon | FALSE | TRUE | America/New_York | 3 | 31028 31093 | 1840014884 | [10 empty] | CentervilleGA
West Long Branch | West Long Branch | NJ | New Jersey | 34025 | Monmouth | 40.2883 | -74.0185 | 7881 | 1065 | polygon | FALSE | TRUE | America/New_York | 3 | 7764 | 1840001370 | [10 empty] | West Long BranchNJ
Flushing | Flushing | MI | Michigan | 26049 | Genesee | 43.0637 | -83.8403 | 7880 | 841 | polygon | FALSE | TRUE | America/Detroit | 3 | 48433 | 1840002950 | [10 empty] | FlushingMI
Middletown | Middletown | KY | Kentucky | 21111 | Jefferson | 38.241 | -85.5215 | 7877 | 592 | polygon | FALSE | TRUE | America/New_York | 3 | 40243 40299 40223 | 1840014295 | [10 empty] | MiddletownKY
Ashland | Ashland | VA | Virginia | 51085 | Hanover | 37.7596 | -77.4715 | 7875 | 422 | polygon | FALSE | TRUE | America/New_York | 3 | 23005 | 1840006341 | [10 empty] | AshlandVA
Fruitvale | Fruitvale | CO | Colorado | 8077 | Mesa | 39.0933 | -108.4789 | 7874 | 1046 | polygon | FALSE | FALSE | America/Denver | 3 | 81504 | 1840017557 | [10 empty] | FruitvaleCO
Seminole | Seminole | TX | Texas | 48165 | Gaines | 32.7208 | -102.6503 | 7871 | 794 | polygon | FALSE | TRUE | America/Chicago | 3 | 79360 | 1840022061 | [10 empty] | SeminoleTX
Altoona | Altoona | WI | Wisconsin | 55035 | Eau Claire | 44.8029 | -91.4385 | 7870 | 641 | polygon | FALSE | TRUE | America/Chicago | 3 | 54720 | 1840002295 | [10 empty] | AltoonaWI
Grand Blanc | Grand Blanc | MI | Michigan | 26049 | Genesee | 42.9258 | -83.6181 | 7870 | 841 | polygon | FALSE | TRUE | America/Detroit | 3 | 48439 48480 | 1840002951 | [10 empty] | Grand BlancMI
Abingdon | Abingdon | VA | Virginia | 51191 | Washington | 36.7089 | -81.9713 | 7867 | 377 | polygon | FALSE | TRUE | America/New_York | 3 | 24210 24211 24212 | 1840006529 | [10 empty] | AbingdonVA
Bridge City | Bridge City | TX | Texas | 48361 | Orange | 30.0298 | -93.8406 | 7862 | 471 | polygon | FALSE | TRUE | America/Chicago | 3 | 77611 77630 | 1840019609 | [10 empty] | Bridge CityTX
Woodlake | Woodlake | CA | California | 6107 | Tulare | 36.4124 | -119.0999 | 7854 | 1214 | polygon | FALSE | TRUE | America/Los_Angeles | 3 | 93286 | 1840021640 | [10 empty] | WoodlakeCA
Hastings-on-Hudson | Hastings-on-Hudson | NY | New York | 36119 | Westchester | 40.9902 | -73.8801 | 7853 | 1553 | polygon | FALSE | TRUE | America/New_York | 3 | 10706 | 1840004932 | [10 empty] | Hastings-on-HudsonNY
Bryans Road | Bryans Road | MD | Maryland | 24017 | Charles | 38.6144 | -77.085 | 7847 | 196 | polygon | FALSE | FALSE | America/New_York | 3 | 20646 20640 20616 | 1840006172 | [10 empty] | Bryans RoadMD
York | York | NE | Nebraska | 31185 | York | 40.8698 | -97.5928 | 7846 | 468 | polygon | FALSE | TRUE | America/Chicago | 3 | 68467 | 1840010328 | [10 empty] | YorkNE
Ashland | Ashland | WI | Wisconsin | 55003 | Ashland | 46.5801 | -90.8715 | 7843 | 226 | polygon | FALSE | TRUE | America/Chicago | 3 | 54806 | 1840003916 | [10 empty] | AshlandWI
Princeton | Princeton | IL | Illinois | 17011 | Bureau | 41.3807 | -89.464 | 7840 | 348 | polygon | FALSE | TRUE | America/Chicago | 3 | 61356 | 1840009276 | [10 empty] | PrincetonIL
Sangaree | Sangaree | SC | South Carolina | 45015 | Berkeley | 33.0328 | -80.1253 | 7840 | 1490 | polygon | FALSE | FALSE | America/New_York | 3 | 29483 | 1840035792 | [10 empty] | SangareeSC
Templeton | Templeton | CA | California | 6079 | San Luis Obispo | 35.556 | -120.7182 | 7838 | 383 | polygon | FALSE | FALSE | America/Los_Angeles | 3 | 93446 93465 | 1840019127 | [10 empty] | TempletonCA
Los Fresnos | Los Fresnos | TX | Texas | 48061 | Cameron | 26.075 | -97.4877 | 7837 | 741 | polygon | FALSE | TRUE | America/Chicago | 3 | 78566 | 1840021037 | [10 empty] | Los FresnosTX
South Weber | South Weber | UT | Utah | 49011 | Davis | 41.1334 | -111.9392 | 7836 | 652 | polygon | FALSE | TRUE | America/Denver | 3 | 84405 | 1840021350 | [10 empty] | South WeberUT
Watford City | Watford City | ND | North Dakota | 38053 | McKenzie | 47.8028 | -103.2678 | 7835 | 339 | polygon | FALSE | TRUE | America/Chicago | 3 | 58854 | 1840001892 | [10 empty] | Watford CityND
Crookston | Crookston | MN | Minnesota | 27119 | Polk | 47.7747 | -96.6062 | 7835 | 579 | polygon | FALSE | TRUE | America/Chicago | 3 | 56716 | 1840006604 | [10 empty] | CrookstonMN
Madison Park | Madison Park | NJ | New Jersey | 34023 | Middlesex | 40.4461 | -74.2959 | 7834 | 1811 | polygon | FALSE | FALSE | America/New_York | 3 | 08879 08859 08857 | 1840005421 | [10 empty] | Madison ParkNJ
Covington | Covington | VA | Virginia | 51580 | Covington | 37.7785 | -79.9868 | 7832 | 390 | polygon | FALSE | TRUE | America/New_York | 3 | 24426 | 1840001688 | [10 empty] | CovingtonVA
Latrobe | Latrobe | PA | Pennsylvania | 42129 | Westmoreland | 40.3125 | -79.3826 | 7830 | 1305 | polygon | FALSE | TRUE | America/New_York | 3 | 15650 | 1840001142 | [10 empty] | LatrobePA
DeFuniak Springs | DeFuniak Springs | FL | Florida | 12131 | Walton | 30.7123 | -86.1208 | 7823 | 193 | polygon | FALSE | TRUE | America/Chicago | 3 | 32433 32435 | 1840015011 | [10 empty] | DeFuniak SpringsFL
Williamsburg | Williamsburg | FL | Florida | 12095 | Orange | 28.4015 | -81.4461 | 7823 | 850 | polygon | FALSE | FALSE | America/New_York | 3 | 32821 | 1840029100 | [10 empty] | WilliamsburgFL
Olivette | Olivette | MO | Missouri | 29189 | St. Louis | 38.6724 | -90.3786 | 7822 | 1090 | polygon | FALSE | TRUE | America/Chicago | 3 | 63132 | 1840009743 | [10 empty] | OlivetteMO
Baldwinsville | Baldwinsville | NY | New York | 36067 | Onondaga | 43.157 | -76.3318 | 7822 | 970 | polygon | FALSE | TRUE | America/New_York | 3 | 13027 | 1840004330 | [10 empty] | BaldwinsvilleNY
Sound Beach | Sound Beach | NY | New York | 36103 | Suffolk | 40.9578 | -72.9726 | 7821 | 1845 | polygon | FALSE | FALSE | America/New_York | 3 | 11789 | 1840005099 | [10 empty] | Sound BeachNY
Winters | Winters | CA | California | 6113 | Yolo | 38.532 | -121.9781 | 7820 | 962 | polygon | FALSE | TRUE | America/Los_Angeles | 3 | 95694 | 1840021484 | [10 empty] | WintersCA
Aibonito | Aibonito | PR | Puerto Rico | 72009 | Aibonito | 18.1398 | -66.2659 | 7820 | 1975 | polygon | FALSE | FALSE | America/Puerto_Rico | 3 | 705 | 1630035609 | [10 empty] | AibonitoPR
Glenside | Glenside | PA | Pennsylvania | 42091 | Montgomery | 40.1032 | -75.1517 | 7819 | 2357 | polygon | FALSE | FALSE | America/New_York | 2 | 19038 | 1840005462 | [10 empty] | GlensidePA
Breckenridge | Breckenridge | CO | Colorado | 8117 | Summit | 39.4995 | -106.0433 | 7818 | 316 | polygon | FALSE | TRUE | America/Denver | 3 | 80424 | 1840021428 | [10 empty] | BreckenridgeCO
Interlaken | Interlaken | CA | California | 6087 | Santa Cruz | 36.9505 | -121.7363 | 7817 | 307 | polygon | FALSE | FALSE | America/Los_Angeles | 3 | 95076 | 1840017653 | [10 empty] | InterlakenCA
Southgate | Southgate | FL | Florida | 12115 | Sarasota | 27.3082 | -82.5096 | 7817 | 1526 | polygon | FALSE | FALSE | America/New_York | 3 | 34239 | 1840029078 | [10 empty] | SouthgateFL
Medina | Medina | NY | New York | 36073 | Orleans | 43.2197 | -78.3888 | 7816 | 662 | polygon | FALSE | TRUE | America/New_York | 3 | 14103 | 1840004264 | [10 empty] | MedinaNY
Strathmore | Strathmore | NJ | New Jersey | 34025 | Monmouth | 40.4018 | -74.2193 | 7816 | 1530 | polygon | FALSE | FALSE | America/New_York | 3 | 7747 | 1840005451 | [10 empty] | StrathmoreNJ
Greenville | Greenville | NY | New York | 36119 | Westchester | 40.9981 | -73.8194 | 7814 | 1177 | polygon | FALSE | FALSE | America/New_York | 3 | 10583 10530 | 1840133415 | [10 empty] | GreenvilleNY
Seville | Seville | OH | Ohio | 39103 | Medina | 41.0208 | -81.8671 | 7812 | 356 | polygon | FALSE | TRUE | America/New_York | 3 | 44273 | 1840011714 | [10 empty] | SevilleOH
Kenai | Kenai | AK | Alaska | 2122 | Kenai Peninsula | 60.5619 | -151.1985 | 7807 | 103 | polygon | FALSE | TRUE | America/Anchorage | 3 | 99611 | 1840023421 | [10 empty] | KenaiAK
Wilson | Wilson | PA | Pennsylvania | 42095 | Northampton | 40.6844 | -75.2407 | 7807 | 2609 | polygon | FALSE | TRUE | America/New_York | 2 | 18042 | 1840000984 | [10 empty] | WilsonPA
Carnegie | Carnegie | PA | Pennsylvania | 42003 | Allegheny | 40.408 | -80.0861 | 7806 | 1862 | polygon | FALSE | TRUE | America/New_York | 3 | 15106 | 1840001214 | [10 empty] | CarnegiePA
Aubrey | Aubrey | TX | Texas | 48121 | Denton | 33.2872 | -96.9622 | 7806 | 624 | polygon | FALSE | TRUE | America/Chicago | 3 | 76227 | 1840019387 | [10 empty] | AubreyTX
Pittston | Pittston | PA | Pennsylvania | 42079 | Luzerne | 41.3274 | -75.7885 | 7802 | 1942 | polygon | FALSE | TRUE | America/New_York | 3 | 18640 | 1840000766 | [10 empty] | PittstonPA
Holly Springs | Holly Springs | MS | Mississippi | 28093 | Marshall | 34.7768 | -89.4466 | 7798 | 235 | polygon | FALSE | TRUE | America/Chicago | 3 | 38635 38634 | 1840014644 | [10 empty] | Holly SpringsMS
Rio Bravo | Rio Bravo | TX | Texas | 48479 | Webb | 27.3648 | -99.482 | 7797 | 2753 | polygon | FALSE | TRUE | America/Chicago | 2 | 78046 | 1840021001 | [10 empty] | Rio BravoTX
Withamsville | Withamsville | OH | Ohio | 39025 | Clermont | 39.0628 | -84.2808 | 7789 | 961 | polygon | FALSE | FALSE | America/New_York | 3 | 45255 45245 | 1840007390 | [10 empty] | WithamsvilleOH
Kaufman | Kaufman | TX | Texas | 48257 | Kaufman | 32.5769 | -96.316 | 7788 | 335 | polygon | FALSE | TRUE | America/Chicago | 3 | 75142 | 1840019450 | [10 empty] | KaufmanTX
Campbell | Campbell | OH | Ohio | 39099 | Mahoning | 41.0777 | -80.5904 | 7785 | 808 | polygon | FALSE | TRUE | America/New_York | 3 | 44405 | 1840000926 | [10 empty] | CampbellOH
Guadalupe | Guadalupe | CA | California | 6083 | Santa Barbara | 34.9608 | -120.5735 | 7783 | 2293 | polygon | FALSE | TRUE | America/Los_Angeles | 2 | 93434 | 1840020467 | [10 empty] | GuadalupeCA
Providence | Providence | UT | Utah | 49005 | Cache | 41.7033 | -111.8121 | 7780 | 782 | polygon | FALSE | TRUE | America/Denver | 3 | 84332 | 1840020115 | [10 empty] | ProvidenceUT
Milan | Milan | MI | Michigan | 26161 | Washtenaw | 42.0816 | -83.6853 | 7778 | 675 | polygon | FALSE | TRUE | America/Detroit | 3 | 48160 | 1840003170 | [10 empty] | MilanMI
Oroville East | Oroville East | CA | California | 6007 | Butte | 39.4947 | -121.4866 | 7771 | 138 | polygon | FALSE | TRUE | America/Los_Angeles | 3 | 95966 | 1840074539 | [10 empty] | Oroville EastCA
Estes Park | Estes Park | CO | Colorado | 8069 | Larimer | 40.3699 | -105.5216 | 7769 | 364 | polygon | FALSE | TRUE | America/Denver | 3 | 80517 | 1840021382 | [10 empty] | Estes ParkCO
Waite Park | Waite Park | MN | Minnesota | 27145 | Stearns | 45.5313 | -94.2528 | 7768 | 237 | polygon | FALSE | TRUE | America/Chicago | 3 | 56387 56301 56388 56399 | 1840009989 | [10 empty] | Waite ParkMN
Antigo | Antigo | WI | Wisconsin | 55067 | Langlade | 45.1413 | -89.1556 | 7767 | 473 | polygon | FALSE | TRUE | America/Chicago | 3 | 54409 | 1840001565 | [10 empty] | AntigoWI
Park City | Park City | KS | Kansas | 20173 | Sedgwick | 37.8103 | -97.3255 | 7764 | 305 | polygon | FALSE | TRUE | America/Chicago | 3 | 67219 67147 | 1840009870 | [10 empty] | Park CityKS
Forsyth | Forsyth | MO | Missouri | 29213 | Taney | 36.686 | -93.1016 | 7761 | 293 | polygon | FALSE | TRUE | America/Chicago | 3 | 65653 | 1840008806 | [10 empty] | ForsythMO
McGregor | McGregor | FL | Florida | 12071 | Lee | 26.5611 | -81.9134 | 7760 | 1266 | polygon | FALSE | FALSE | America/New_York | 3 | 33919 | 1840029055 | [10 empty] | McGregorFL
Cheraw | Cheraw | SC | South Carolina | 45025 | Chesterfield | 34.6955 | -79.9085 | 7757 | 361 | polygon | FALSE | TRUE | America/New_York | 3 | 29520 | 1840016582 | [10 empty] | CherawSC
Swainsboro | Swainsboro | GA | Georgia | 13107 | Emanuel | 32.5866 | -82.3345 | 7757 | 231 | polygon | FALSE | TRUE | America/New_York | 3 | 30401 | 1840015787 | [10 empty] | SwainsboroGA
Jasper | Jasper | TX | Texas | 48241 | Jasper | 30.9221 | -93.9947 | 7750 | 279 | polygon | FALSE | TRUE | America/Chicago | 3 | 75951 | 1840019560 | [10 empty] | JasperTX
Wynne | Wynne | AR | Arkansas | 5037 | Cross | 35.2322 | -90.7894 | 7749 | 331 | polygon | FALSE | TRUE | America/Chicago | 3 | 72396 | 1840015443 | [10 empty] | WynneAR
Round Lake Park | Round Lake Park | IL | Illinois | 17097 | Lake | 42.3309 | -88.075 | 7747 | 1450 | polygon | FALSE | TRUE | America/Chicago | 3 | 60073 60030 | 1840011173 | [10 empty] | Round Lake ParkIL
Quarryville | Quarryville | PA | Pennsylvania | 42071 | Lancaster | 39.8957 | -76.1617 | 7741 | 824 | polygon | FALSE | TRUE | America/New_York | 3 | 17566 | 1840003726 | [10 empty] | QuarryvillePA
Salida | Salida | CO | Colorado | 8015 | Chaffee | 38.53 | -105.9981 | 7740 | 851 | polygon | FALSE | TRUE | America/Denver | 3 | 81201 | 1840021473 | [10 empty] | SalidaCO
South Boston | South Boston | VA | Virginia | 51083 | Halifax | 36.7132 | -78.9135 | 7740 | 224 | polygon | FALSE | TRUE | America/New_York | 3 | 24592 | 1840037461 | [10 empty] | South BostonVA
Citrus Hills | Citrus Hills | FL | Florida | 12017 | Citrus | 28.887 | -82.4312 | 7739 | 308 | polygon | FALSE | FALSE | America/New_York | 3 | 34461 34453 34442 | 1840028978 | [10 empty] | Citrus HillsFL
Albion | Albion | NY | New York | 36073 | Orleans | 43.246 | -78.1902 | 7738 | 758 | polygon | FALSE | TRUE | America/New_York | 3 | 14411 | 1840004265 | [10 empty] | AlbionNY
Wading River | Wading River | NY | New York | 36103 | Suffolk | 40.9464 | -72.823 | 7733 | 305 | polygon | FALSE | FALSE | America/New_York | 3 | 11933 11792 | 1840005107 | [10 empty] | Wading RiverNY
Salem | Salem | IL | Illinois | 17121 | Marion | 38.6279 | -88.959 | 7730 | 386 | polygon | FALSE | TRUE | America/Chicago | 3 | 62881 | 1840009789 | [10 empty] | SalemIL
Boyes Hot Springs | Boyes Hot Springs | CA | California | 6097 | Sonoma | 38.3126 | -122.4888 | 7728 | 2813 | polygon | FALSE | FALSE | America/Los_Angeles | 2 | 95476 95416 | 1840017572 | [10 empty] | Boyes Hot SpringsCA
Payette | Payette | ID | Idaho | 16075 | Payette | 44.0788 | -116.9255 | 7727 | 749 | polygon | FALSE | TRUE | America/Boise | 3 | 83661 | 1840020015 | [10 empty] | PayetteID
Grove | Grove | OK | Oklahoma | 40041 | Delaware | 36.593 | -94.7879 | 7726 | 297 | polygon | FALSE | TRUE | America/Chicago | 3 | 74344 74345 | 1840020369 | [10 empty] | GroveOK
Gettysburg | Gettysburg | PA | Pennsylvania | 42001 | Adams | 39.8304 | -77.2339 | 7724 | 1796 | polygon | FALSE | TRUE | America/New_York | 3 | 17325 | 1840000683 | [10 empty] | GettysburgPA
Highlands | Highlands | TX | Texas | 48201 | Harris | 29.813 | -95.0577 | 7720 | 610 | polygon | FALSE | FALSE | America/Chicago | 3 | 77562 | 1840018254 | [10 empty] | HighlandsTX
Welcome | Welcome | SC | South Carolina | 45045 | Greenville | 34.8204 | -82.46 | 7719 | 642 | polygon | FALSE | FALSE | America/New_York | 3 | 29611 | 1840013499 | [10 empty] | WelcomeSC
Kasson | Kasson | MN | Minnesota | 27039 | Dodge | 44.0333 | -92.7482 | 7715 | 824 | polygon | FALSE | TRUE | America/Chicago | 3 | 55944 | 1840007913 | [10 empty] | KassonMN
Granite Falls | Granite Falls | WA | Washington | 53061 | Snohomish | 48.0874 | -121.9706 | 7713 | 745 | polygon | FALSE | TRUE | America/Los_Angeles | 3 | 98252 | 1840019787 | [10 empty] | Granite FallsWA
Creston | Creston | IA | Iowa | 19175 | Union | 41.0597 | -94.365 | 7713 | 574 | polygon | FALSE | TRUE | America/Chicago | 3 | 50801 | 1840000892 | [10 empty] | CrestonIA
Clear Lake | Clear Lake | IA | Iowa | 19033 | Cerro Gordo | 43.1346 | -93.374 | 7711 | 270 | polygon | FALSE | TRUE | America/Chicago | 3 | 50428 | 1840000379 | [10 empty] | Clear LakeIA
Steele Creek | Steele Creek | AK | Alaska | 2090 | Fairbanks North Star | 64.9295 | -147.3955 | 7704 | 32 | polygon | FALSE | TRUE | America/Anchorage | 3 | 99712 99710 | 1840075216 | [10 empty] | Steele CreekAK
Fort Scott | Fort Scott | KS | Kansas | 20011 | Bourbon | 37.8283 | -94.7038 | 7697 | 536 | polygon | FALSE | TRUE | America/Chicago | 3 | 66701 | 1840001683 | [10 empty] | Fort ScottKS
Fanwood | Fanwood | NJ | New Jersey | 34039 | Union | 40.6417 | -74.3857 | 7697 | 2218 | polygon | FALSE | TRUE | America/New_York | 2 | 7023 | 1840003614 | [10 empty] | FanwoodNJ
Pukalani | Pukalani | HI | Hawaii | 15009 | Maui | 20.8329 | -156.3415 | 7695 | 787 | polygon | FALSE | FALSE | Pacific/Honolulu | 3 | 96768 96788 | 1840029545 | [10 empty] | PukalaniHI
Hornsby Bend | Hornsby Bend | TX | Texas | 48453 | Travis | 30.245 | -97.5833 | 7694 | 1742 | polygon | FALSE | FALSE | America/Chicago | 3 | 78725 78724 | 1840027020 | [10 empty] | Hornsby BendTX
Carbondale | Carbondale | CO | Colorado | 8045 | Garfield | 39.3949 | -107.2147 | 7684 | 1317 | polygon | FALSE | TRUE | America/Denver | 3 | 81623 | 1840022431 | [10 empty] | CarbondaleCO
Robinwood | Robinwood | MD | Maryland | 24043 | Washington | 39.6266 | -77.663 | 7684 | 768 | polygon | FALSE | FALSE | America/New_York | 3 | 21742 | 1840031480 | [10 empty] | RobinwoodMD
Perry | Perry | IA | Iowa | 19049 | Dallas | 41.8387 | -94.0937 | 7676 | 541 | polygon | FALSE | TRUE | America/Chicago | 3 | 50220 | 1840009211 | [10 empty] | PerryIA
Sebastopol | Sebastopol | CA | California | 6097 | Sonoma | 38.4001 | -122.8276 | 7674 | 1573 | polygon | FALSE | TRUE | America/Los_Angeles | 3 | 95472 95473 | 1840021489 | [10 empty] | SebastopolCA
Webster City | Webster City | IA | Iowa | 19079 | Hamilton | 42.4623 | -93.8167 | 7671 | 334 | polygon | FALSE | TRUE | America/Chicago | 3 | 50595 | 1840000449 | [10 empty] | Webster CityIA
Hastings | Hastings | MI | Michigan | 26015 | Barry | 42.6498 | -85.2887 | 7670 | 541 | polygon | FALSE | TRUE | America/Detroit | 3 | 49058 | 1840003110 | [10 empty] | HastingsMI
Plain City | Plain City | UT | Utah | 49057 | Weber | 41.307 | -112.0877 | 7669 | 248 | polygon | FALSE | TRUE | America/Denver | 3 | 84404 | 1840020136 | [10 empty] | Plain CityUT
Indiantown | Indiantown | FL | Florida | 12085 | Martin | 27.0375 | -80.4913 | 7669 | 197 | polygon | FALSE | TRUE | America/New_York | 3 | 34956 | 1840014189 | [10 empty] | IndiantownFL
Fort Dix | Fort Dix | NJ | New Jersey | 34005 | Burlington | 40.006 | -74.6089 | 7668 | 289 | polygon | TRUE | TRUE | America/New_York | 3 | 8640 | 1840005516 | [10 empty] | Fort DixNJ
Collinsville | Collinsville | VA | Virginia | 51089 | Henry | 36.7215 | -79.9121 | 7665 | 376 | polygon | FALSE | FALSE | America/New_York | 3 | 24078 24112 | 1840006553 | [10 empty] | CollinsvilleVA
Holtville | Holtville | CA | California | 6025 | Imperial | 32.813 | -115.378 | 7664 | 2214 | polygon | FALSE | TRUE | America/Los_Angeles | 2 | 92250 | 1840020631 | [10 empty] | HoltvilleCA
Wellington | Wellington | KS | Kansas | 20191 | Sumner | 37.2622 | -97.4282 | 7662 | 404 | polygon | FALSE | TRUE | America/Chicago | 3 | 67152 | 1840001703 | [10 empty] | WellingtonKS
PiÃ±on Hills | Pinon Hills | CA | California | 6071 | San Bernardino | 34.4438 | -117.6214 | 7661 | 92 | polygon | FALSE | FALSE | America/Los_Angeles | 3 | 92371 92372 | 1840025799 | [10 empty] | PiÃ±on HillsCA
Auburn | Auburn | GA | Georgia | 13013 | Barrow | 34.0157 | -83.8319 | 7660 | 438 | polygon | FALSE | TRUE | America/New_York | 3 | 30011 | 1840013680 | [10 empty] | AuburnGA
Thurmont | Thurmont | MD | Maryland | 24021 | Frederick | 39.621 | -77.4076 | 7659 | 859 | polygon | FALSE | TRUE | America/New_York | 3 | 21788 | 1840005716 | [10 empty] | ThurmontMD
Old Jefferson | Old Jefferson | LA | Louisiana | 22033 | East Baton Rouge | 30.3776 | -91.006 | 7659 | 840 | polygon | FALSE | FALSE | America/Chicago | 3 | 70817 | 1840031108 | [10 empty] | Old JeffersonLA
North Patchogue | North Patchogue | NY | New York | 36103 | Suffolk | 40.7833 | -73.0234 | 7657 | 1498 | polygon | FALSE | FALSE | America/New_York | 3 | 11772 | 1840005059 | [10 empty] | North PatchogueNY
Brighton | Brighton | MI | Michigan | 26093 | Livingston | 42.5298 | -83.7847 | 7656 | 841 | polygon | FALSE | TRUE | America/Detroit | 3 | 48116 | 1840003099 | [10 empty] | BrightonMI
Oakdale | Oakdale | LA | Louisiana | 22003 | Allen | 30.8157 | -92.6542 | 7656 | 562 | polygon | FALSE | TRUE | America/Chicago | 3 | 71463 | 1840015012 | [10 empty] | OakdaleLA
San Antonio | San Antonio | PR | Puerto Rico | 72051 | Dorado | 18.4468 | -66.3002 | 7655 | 1680 | polygon | FALSE | FALSE | America/Puerto_Rico | 3 | 646 | 1630023733 | [10 empty] | San AntonioPR
Lamar | Lamar | CO | Colorado | 8099 | Prowers | 38.0739 | -102.6153 | 7655 | 560 | polygon | FALSE | TRUE | America/Denver | 3 | 81052 | 1840020267 | [10 empty] | LamarCO
Butler | Butler | NJ | New Jersey | 34027 | Morris | 40.9989 | -74.3471 | 7654 | 1453 | polygon | FALSE | TRUE | America/New_York | 3 | 7405 | 1840000947 | [10 empty] | ButlerNJ
Chehalis | Chehalis | WA | Washington | 53041 | Lewis | 46.6638 | -122.965 | 7654 | 508 | polygon | FALSE | TRUE | America/Los_Angeles | 3 | 98532 | 1840018472 | [10 empty] | ChehalisWA
Etowah | Etowah | NC | North Carolina | 37089 | Henderson | 35.3061 | -82.5902 | 7653 | 167 | polygon | FALSE | FALSE | America/New_York | 3 | 28729 28739 | 1840013074 | [10 empty] | EtowahNC
East Franklin | East Franklin | NJ | New Jersey | 34035 | Somerset | 40.4933 | -74.4711 | 7649 | 2711 | polygon | FALSE | TRUE | America/New_York | 2 | 8873 | 1840039869 | [10 empty] | East FranklinNJ
Waller | Waller | WA | Washington | 53053 | Pierce | 47.2035 | -122.3699 | 7647 | 371 | polygon | FALSE | FALSE | America/Los_Angeles | 3 | 98404 98371 98443 | 1840037889 | [10 empty] | WallerWA
Windsor | Windsor | WI | Wisconsin | 55025 | Dane | 43.2406 | -89.2952 | 7644 | 105 | polygon | FALSE | TRUE | America/Chicago | 3 | 53598 53590 53571 53532 53596 | 1840006867 | [10 empty] | WindsorWI
Scotia | Scotia | NY | New York | 36093 | Schenectady | 42.8321 | -73.9607 | 7642 | 1754 | polygon | FALSE | TRUE | America/New_York | 3 | 12302 | 1840004448 | [10 empty] | ScotiaNY
Marshfield | Marshfield | MO | Missouri | 29225 | Webster | 37.3414 | -92.9116 | 7638 | 559 | polygon | FALSE | TRUE | America/Chicago | 3 | 65706 | 1840008742 | [10 empty] | MarshfieldMO
Devils Lake | Devils Lake | ND | North Dakota | 38071 | Ramsey | 48.1131 | -98.875 | 7631 | 408 | polygon | FALSE | TRUE | America/Chicago | 3 | 58301 | 1840091411 | [10 empty] | Devils LakeND
River Oaks | River Oaks | TX | Texas | 48439 | Tarrant | 32.7767 | -97.3984 | 7630 | 1459 | polygon | FALSE | TRUE | America/Chicago | 3 | 76114 | 1840020701 | [10 empty] | River OaksTX
Waupaca | Waupaca | WI | Wisconsin | 55135 | Waupaca | 44.3506 | -89.0719 | 7627 | 290 | polygon | FALSE | TRUE | America/Chicago | 3 | 54981 | 1840002353 | [10 empty] | WaupacaWI
Wapato | Wapato | WA | Washington | 53077 | Yakima | 46.4435 | -120.4215 | 7627 | 1635 | polygon | FALSE | TRUE | America/Los_Angeles | 3 | 98951 | 1840021153 | [10 empty] | WapatoWA
South Beloit | South Beloit | IL | Illinois | 17201 | Winnebago | 42.4822 | -89.0248 | 7624 | 491 | polygon | FALSE | TRUE | America/Chicago | 3 | 61080 | 1840009131 | [10 empty] | South BeloitIL
Baldwin Harbor | Baldwin Harbor | NY | New York | 36059 | Nassau | 40.6296 | -73.6025 | 7623 | 2542 | polygon | FALSE | FALSE | America/New_York | 2 | 11510 | 1840005229 | [10 empty] | Baldwin HarborNY
Kula | Kula | HI | Hawaii | 15009 | Maui | 20.7706 | -156.3284 | 7621 | 85 | polygon | FALSE | TRUE | Pacific/Honolulu | 3 | 96790 96784 | 1840039188 | [10 empty] | KulaHI
Broadview | Broadview | IL | Illinois | 17031 | Cook | 41.8584 | -87.8562 | 7618 | 1654 | polygon | FALSE | TRUE | America/Chicago | 3 | 60155 | 1840010141 | [10 empty] | BroadviewIL
Cushing | Cushing | OK | Oklahoma | 40119 | Payne | 35.9798 | -96.7602 | 7615 | 378 | polygon | FALSE | TRUE | America/Chicago | 3 | 74023 | 1840019062 | [10 empty] | CushingOK
Pike Creek | Pike Creek | DE | Delaware | 10003 | New Castle | 39.7485 | -75.6953 | 7613 | 1067 | polygon | FALSE | FALSE | America/New_York | 3 | 19808 19707 19711 | 1840028618 | [10 empty] | Pike CreekDE
Milan | Milan | TN | Tennessee | 47053 | Gibson | 35.9126 | -88.7554 | 7612 | 329 | polygon | FALSE | TRUE | America/Chicago | 3 | 38358 | 1840014483 | [10 empty] | MilanTN
Senatobia | Senatobia | MS | Mississippi | 28137 | Tate | 34.6081 | -89.9762 | 7610 | 188 | polygon | FALSE | TRUE | America/Chicago | 3 | 38668 | 1840015545 | [10 empty] | SenatobiaMS
Juncos | Juncos | PR | Puerto Rico | 72077 | Juncos | 18.2264 | -65.9163 | 7607 | 2273 | polygon | FALSE | FALSE | America/Puerto_Rico | 2 | 777 | 1630023721 | [10 empty] | JuncosPR
Sioux Center | Sioux Center | IA | Iowa | 19167 | Sioux | 43.0748 | -96.1707 | 7605 | 471 | polygon | FALSE | TRUE | America/Chicago | 3 | 51250 | 1840009043 | [10 empty] | Sioux CenterIA
Calumet Park | Calumet Park | IL | Illinois | 17031 | Cook | 41.665 | -87.6578 | 7602 | 2638 | polygon | FALSE | TRUE | America/Chicago | 2 | 60827 | 1840010145 | [10 empty] | Calumet ParkIL
Escalon | Escalon | CA | California | 6077 | San Joaquin | 37.7912 | -120.9982 | 7601 | 1282 | polygon | FALSE | TRUE | America/Los_Angeles | 3 | 95320 | 1840020262 | [10 empty] | EscalonCA
Luquillo | Luquillo | PR | Puerto Rico | 72089 | Luquillo | 18.3735 | -65.7218 | 7599 | 2761 | polygon | FALSE | FALSE | America/Puerto_Rico | 2 | 773 | 1630023692 | [10 empty] | LuquilloPR
Lake Shore | Lake Shore | WA | Washington | 53011 | Clark | 45.6911 | -122.6911 | 7599 | 1794 | polygon | FALSE | FALSE | America/Los_Angeles | 3 | 98665 98685 | 1840037873 | [10 empty] | Lake ShoreWA
Pulaski | Pulaski | TN | Tennessee | 47055 | Giles | 35.1933 | -87.035 | 7597 | 390 | polygon | FALSE | TRUE | America/Chicago | 3 | 38478 | 1840014575 | [10 empty] | PulaskiTN
Emerson | Emerson | NJ | New Jersey | 34003 | Bergen | 40.9748 | -74.0239 | 7596 | 1314 | polygon | FALSE | TRUE | America/New_York | 3 | 7630 | 1840003545 | [10 empty] | EmersonNJ
Bernardsville | Bernardsville | NJ | New Jersey | 34035 | Somerset | 40.7268 | -74.5918 | 7594 | 228 | polygon | FALSE | TRUE | America/New_York | 3 | 7924 | 1840001052 | [10 empty] | BernardsvilleNJ
Caribou | Caribou | ME | Maine | 23003 | Aroostook | 46.8662 | -67.9919 | 7593 | 36 | polygon | FALSE | TRUE | America/New_York | 3 | 4736 | 1840000145 | [10 empty] | CaribouME
Tuttle | Tuttle | OK | Oklahoma | 40051 | Grady | 35.3069 | -97.7562 | 7593 | 99 | polygon | FALSE | TRUE | America/Chicago | 3 | 73089 | 1840021802 | [10 empty] | TuttleOK
LaFayette | LaFayette | GA | Georgia | 13295 | Walker | 34.7088 | -85.2815 | 7589 | 350 | polygon | FALSE | TRUE | America/New_York | 3 | 30728 | 1840014656 | [10 empty] | LaFayetteGA
Palmyra | Palmyra | PA | Pennsylvania | 42075 | Lebanon | 40.31 | -76.5945 | 7587 | 1523 | polygon | FALSE | TRUE | America/New_York | 3 | 17078 | 1840001350 | [10 empty] | PalmyraPA
Joshua Tree | Joshua Tree | CA | California | 6071 | San Bernardino | 34.1236 | -116.3128 | 7581 | 81 | polygon | FALSE | FALSE | America/Los_Angeles | 3 | 92252 | 1840017802 | [10 empty] | Joshua TreeCA
Leola | Leola | PA | Pennsylvania | 42071 | Lancaster | 40.0915 | -76.1891 | 7576 | 486 | polygon | FALSE | FALSE | America/New_York | 3 | 17540 | 1840005492 | [10 empty] | LeolaPA
Dayton | Dayton | NJ | New Jersey | 34023 | Middlesex | 40.3815 | -74.5137 | 7576 | 1387 | polygon | FALSE | FALSE | America/New_York | 3 | 8810 | 1840005414 | [10 empty] | DaytonNJ
Inwood | Inwood | FL | Florida | 12105 | Polk | 28.0391 | -81.7677 | 7575 | 1537 | polygon | FALSE | FALSE | America/New_York | 3 | 33881 33880 | 1840014123 | [10 empty] | InwoodFL
Glen Ridge | Glen Ridge | NJ | New Jersey | 34013 | Essex | 40.8041 | -74.2043 | 7574 | 2294 | polygon | FALSE | TRUE | America/New_York | 2 | 7028 | 1840005356 | [10 empty] | Glen RidgeNJ
Plumas Lake | Plumas Lake | CA | California | 6115 | Yuba | 38.9924 | -121.558 | 7573 | 348 | polygon | FALSE | FALSE | America/Los_Angeles | 3 | 95961 | 1840024456 | [10 empty] | Plumas LakeCA
Hales Corners | Hales Corners | WI | Wisconsin | 55079 | Milwaukee | 42.941 | -88.0491 | 7567 | 915 | polygon | FALSE | TRUE | America/Chicago | 3 | 53130 | 1840003040 | [10 empty] | Hales CornersWI
Hughson | Hughson | CA | California | 6099 | Stanislaus | 37.602 | -120.866 | 7565 | 1503 | polygon | FALSE | TRUE | America/Los_Angeles | 3 | 95326 | 1840020285 | [10 empty] | HughsonCA
Scappoose | Scappoose | OR | Oregon | 41009 | Columbia | 45.7564 | -122.8771 | 7564 | 1067 | polygon | FALSE | TRUE | America/Los_Angeles | 3 | 97056 | 1840021186 | [10 empty] | ScappooseOR
McCook | McCook | NE | Nebraska | 31145 | Red Willow | 40.2046 | -100.6214 | 7560 | 540 | polygon | FALSE | TRUE | America/Chicago | 3 | 69001 | 1840008369 | [10 empty] | McCookNE
Lago Vista | Lago Vista | TX | Texas | 48453 | Travis | 30.4519 | -97.9908 | 7556 | 203 | polygon | FALSE | TRUE | America/Chicago | 3 | 78645 | 1840020893 | [10 empty] | Lago VistaTX
Columbia Falls | Columbia Falls | MT | Montana | 30029 | Flathead | 48.3708 | -114.1903 | 7556 | 1031 | polygon | FALSE | TRUE | America/Denver | 3 | 59912 | 1840018351 | [10 empty] | Columbia FallsMT
Dry Run | Dry Run | OH | Ohio | 39061 | Hamilton | 39.1049 | -84.3312 | 7555 | 613 | polygon | FALSE | FALSE | America/New_York | 3 | 45244 | 1840034384 | [10 empty] | Dry RunOH
Jackson | Jackson | CA | California | 6005 | Amador | 38.3485 | -120.7728 | 7550 | 519 | polygon | FALSE | TRUE | America/Los_Angeles | 3 | 95642 | 1840018852 | [10 empty] | JacksonCA
Marshall | Marshall | MI | Michigan | 26025 | Calhoun | 42.2617 | -84.9597 | 7548 | 422 | polygon | FALSE | TRUE | America/Detroit | 3 | 49068 | 1840003177 | [10 empty] | MarshallMI
Montrose | Montrose | VA | Virginia | 51087 | Henrico | 37.52 | -77.3772 | 7541 | 904 | polygon | FALSE | FALSE | America/New_York | 3 | 23223 23231 | 1840006389 | [10 empty] | MontroseVA
Albertville | Albertville | MN | Minnesota | 27171 | Wright | 45.2364 | -93.6618 | 7539 | 658 | polygon | FALSE | TRUE | America/Chicago | 3 | 55301 | 1840006706 | [10 empty] | AlbertvilleMN
Porters Neck | Porters Neck | NC | North Carolina | 37129 | New Hanover | 34.2942 | -77.7695 | 7538 | 537 | polygon | FALSE | TRUE | America/New_York | 3 | 28411 | 1840040293 | [10 empty] | Porters NeckNC
Gold River | Gold River | CA | California | 6067 | Sacramento | 38.6268 | -121.2488 | 7538 | 1094 | polygon | FALSE | FALSE | America/Los_Angeles | 3 | 95670 | 1840017583 | [10 empty] | Gold RiverCA
Berlin | Berlin | NJ | New Jersey | 34007 | Camden | 39.7915 | -74.9375 | 7536 | 809 | polygon | FALSE | TRUE | America/New_York | 3 | 8009 | 1840001505 | [10 empty] | BerlinNJ
Delafield | Delafield | WI | Wisconsin | 55133 | Waukesha | 43.072 | -88.3913 | 7536 | 309 | polygon | FALSE | TRUE | America/Chicago | 3 | 53018 53058 53029 | 1840003017 | [10 empty] | DelafieldWI
Mount Horeb | Mount Horeb | WI | Wisconsin | 55025 | Dane | 43.006 | -89.7317 | 7534 | 901 | polygon | FALSE | TRUE | America/Chicago | 3 | 53572 | 1840002921 | [10 empty] | Mount HorebWI
Big Stone Gap | Big Stone Gap | VA | Virginia | 51195 | Wise | 36.8626 | -82.7769 | 7533 | 401 | polygon | FALSE | TRUE | America/New_York | 3 | 24219 | 1840006481 | [10 empty] | Big Stone GapVA
Gonzales | Gonzales | TX | Texas | 48177 | Gonzales | 29.5126 | -97.4472 | 7533 | 478 | polygon | FALSE | TRUE | America/Chicago | 3 | 78629 | 1840020953 | [10 empty] | GonzalesTX
Pikeville | Pikeville | KY | Kentucky | 21195 | Pike | 37.4807 | -82.5262 | 7531 | 115 | polygon | FALSE | TRUE | America/New_York | 3 | 41501 41502 | 1840014348 | [10 empty] | PikevilleKY
Haddon Heights | Haddon Heights | NJ | New Jersey | 34007 | Camden | 39.8791 | -75.0645 | 7529 | 1855 | polygon | FALSE | TRUE | America/New_York | 3 | 8035 | 1840003779 | [10 empty] | Haddon HeightsNJ
Page | Page | AZ | Arizona | 4005 | Coconino | 36.9426 | -111.5071 | 7529 | 76 | polygon | FALSE | TRUE | America/Denver | 3 | 86040 86036 | 1840020336 | [10 empty] | PageAZ
Fairfax | Fairfax | CA | California | 6041 | Marin | 37.9886 | -122.5952 | 7522 | 1303 | polygon | FALSE | TRUE | America/Los_Angeles | 3 | 94930 | 1840021516 | [10 empty] | FairfaxCA
Yreka | Yreka | CA | California | 6093 | Siskiyou | 41.7292 | -122.6312 | 7518 | 290 | polygon | FALSE | TRUE | America/Los_Angeles | 3 | 96097 | 1840021320 | [10 empty] | YrekaCA
Benton | Benton | IL | Illinois | 17055 | Franklin | 38.011 | -88.9179 | 7518 | 482 | polygon | FALSE | TRUE | America/Chicago | 3 | 62812 | 1840007543 | [10 empty] | BentonIL
Norwich | Norwich | NY | New York | 36017 | Chenango | 42.5333 | -75.5227 | 7518 | 1188 | polygon | FALSE | TRUE | America/New_York | 3 | 13815 | 1840000424 | [10 empty] | NorwichNY
Marengo | Marengo | IL | Illinois | 17111 | McHenry | 42.2312 | -88.6153 | 7517 | 363 | polygon | FALSE | TRUE | America/Chicago | 3 | 60152 | 1840008084 | [10 empty] | MarengoIL
Fairlawn | Fairlawn | OH | Ohio | 39153 | Summit | 41.127 | -81.6215 | 7514 | 635 | polygon | FALSE | TRUE | America/New_York | 3 | 44333 | 1840008253 | [10 empty] | FairlawnOH
Robinson | Robinson | IL | Illinois | 17033 | Crawford | 39.0089 | -87.7333 | 7513 | 603 | polygon | FALSE | TRUE | America/Chicago | 3 | 62454 | 1840009691 | [10 empty] | RobinsonIL
Gurabo | Gurabo | PR | Puerto Rico | 72063 | Gurabo | 18.2529 | -65.9786 | 7511 | 2423 | polygon | FALSE | FALSE | America/Puerto_Rico | 2 | 778 | 1630035678 | [10 empty] | GuraboPR
Tyrone | Tyrone | GA | Georgia | 13113 | Fayette | 33.4753 | -84.5941 | 7506 | 232 | polygon | FALSE | TRUE | America/New_York | 3 | 30290 | 1840016845 | [10 empty] | TyroneGA
North Star | North Star | DE | Delaware | 10003 | New Castle | 39.755 | -75.7331 | 7503 | 425 | polygon | FALSE | FALSE | America/New_York | 3 | 19711 | 1840028615 | [10 empty] | North StarDE
Purcell | Purcell | OK | Oklahoma | 40087 | McClain | 35.018 | -97.3747 | 7502 | 185 | polygon | FALSE | TRUE | America/Chicago | 3 | 73095 73080 | 1840020454 | [10 empty] | PurcellOK
Lowell | Lowell | MI | Michigan | 26081 | Kent | 42.9351 | -85.3457 | 7501 | 559 | polygon | FALSE | TRUE | America/Detroit | 3 | 49331 | 1840002931 | [10 empty] | LowellMI
Hatboro | Hatboro | PA | Pennsylvania | 42091 | Montgomery | 40.1775 | -75.1054 | 7501 | 2037 | polygon | FALSE | TRUE | America/New_York | 2 | 19040 | 1840003700 | [10 empty] | HatboroPA
Landen | Landen | OH | Ohio | 39165 | Warren | 39.3153 | -84.277 | 7500 | 1428 | polygon | FALSE | FALSE | America/New_York | 3 | 45040 45039 | 1840034146 | [10 empty] | LandenOH
Dos Palos | Dos Palos | CA | California | 6047 | Merced | 36.9854 | -120.6336 | 7494 | 1581 | polygon | FALSE | TRUE | America/Los_Angeles | 3 | 93620 | 1840018935 | [10 empty] | Dos PalosCA
Oceano | Oceano | CA | California | 6079 | San Luis Obispo | 35.1019 | -120.609 | 7487 | 1887 | polygon | FALSE | FALSE | America/Los_Angeles | 3 | 93445 93475 | 1840019123 | [10 empty] | OceanoCA
Sappington | Sappington | MO | Missouri | 29189 | St. Louis | 38.526 | -90.373 | 7484 | 1207 | polygon | FALSE | FALSE | America/Chicago | 3 | 63128 63126 | 1840006122 | [10 empty] | SappingtonMO
McCordsville | McCordsville | IN | Indiana | 18059 | Hancock | 39.8967 | -85.9209 | 7479 | 414 | polygon | FALSE | TRUE | America/Indiana/Indianapolis | 3 | 46055 | 1840009526 | [10 empty] | McCordsvilleIN
Silvis | Silvis | IL | Illinois | 17161 | Rock Island | 41.4976 | -90.4101 | 7475 | 673 | polygon | FALSE | TRUE | America/Chicago | 3 | 61244 61239 61282 | 1840009232 | [10 empty] | SilvisIL
Newport | Newport | AR | Arkansas | 5067 | Jackson | 35.6234 | -91.2322 | 7474 | 212 | polygon | FALSE | TRUE | America/Chicago | 3 | 72112 72075 | 1840014516 | [10 empty] | NewportAR
Southwood Acres | Southwood Acres | CT | Connecticut | 9003 | Hartford | 41.961 | -72.5719 | 7473 | 709 | polygon | FALSE | FALSE | America/New_York | 3 | 6082 | 1840028602 | [10 empty] | Southwood AcresCT
Mount Shasta | Mount Shasta | CA | California | 6093 | Siskiyou | 41.3206 | -122.315 | 7472 | 335 | polygon | FALSE | TRUE | America/Los_Angeles | 3 | 96067 | 1840020106 | [10 empty] | Mount ShastaCA
Ojai | Ojai | CA | California | 6111 | Ventura | 34.4487 | -119.2469 | 7470 | 663 | polygon | FALSE | TRUE | America/Los_Angeles | 3 | 93023 93024 | 1840020473 | [10 empty] | OjaiCA
Monticello | Monticello | NY | New York | 36105 | Sullivan | 41.6522 | -74.6876 | 7468 | 605 | polygon | FALSE | TRUE | America/New_York | 3 | 12701 | 1840004791 | [10 empty] | MonticelloNY
Villa Hills | Villa Hills | KY | Kentucky | 21117 | Kenton | 39.0656 | -84.595 | 7461 | 799 | polygon | FALSE | TRUE | America/New_York | 3 | 41017 | 1840015176 | [10 empty] | Villa HillsKY
St. Gabriel | St. Gabriel | LA | Louisiana | 22047 | Iberville | 30.2537 | -91.1013 | 7460 | 97 | polygon | FALSE | TRUE | America/Chicago | 3 | 70721 70776 70780 | 1840015926 | [10 empty] | St. GabrielLA
Lander | Lander | WY | Wyoming | 56013 | Fremont | 42.8313 | -108.7599 | 7458 | 306 | polygon | FALSE | TRUE | America/Denver | 3 | 82520 | 1840020027 | [10 empty] | LanderWY
Palmer | Palmer | AK | Alaska | 2170 | Matanuska-Susitna | 61.5971 | -149.1147 | 7456 | 567 | polygon | FALSE | TRUE | America/Anchorage | 3 | 99645 | 1840023379 | [10 empty] | PalmerAK
Dock Junction | Dock Junction | GA | Georgia | 13127 | Glynn | 31.2031 | -81.5156 | 7454 | 307 | polygon | FALSE | FALSE | America/New_York | 3 | 31523 31520 | 1840029453 | [10 empty] | Dock JunctionGA
Keystone Heights | Keystone Heights | FL | Florida | 12019 | Clay | 29.7812 | -82.034 | 7449 | 552 | polygon | FALSE | TRUE | America/New_York | 3 | 32656 | 1840015049 | [10 empty] | Keystone HeightsFL
Waikele | Waikele | HI | Hawaii | 15003 | Honolulu | 21.4025 | -158.0058 | 7442 | 2611 | polygon | FALSE | TRUE | Pacific/Honolulu | 2 | 96797 | 1840039259 | [10 empty] | WaikeleHI
White Oak | White Oak | PA | Pennsylvania | 42003 | Allegheny | 40.3415 | -79.8007 | 7441 | 433 | polygon | FALSE | TRUE | America/New_York | 3 | 15131 | 1840001277 | [10 empty] | White OakPA
Hillcrest | Hillcrest | NY | New York | 36087 | Rockland | 41.1298 | -74.035 | 7441 | 2209 | polygon | FALSE | FALSE | America/New_York | 2 | 10977 | 1840004967 | [10 empty] | HillcrestNY
Rockton | Rockton | IL | Illinois | 17201 | Winnebago | 42.45 | -89.0629 | 7441 | 521 | polygon | FALSE | TRUE | America/Chicago | 3 | 61072 | 1840011121 | [10 empty] | RocktonIL
Park City | Park City | IL | Illinois | 17097 | Lake | 42.3522 | -87.8915 | 7438 | 2481 | polygon | FALSE | TRUE | America/Chicago | 2 | 60085 | 1840009133 | [10 empty] | Park CityIL
Ashland | Ashland | PA | Pennsylvania | 42107 | Schuylkill | 40.7811 | -76.3451 | 7437 | 623 | polygon | FALSE | TRUE | America/New_York | 3 | 17921 | 1840002753 | [10 empty] | AshlandPA
Florence | Florence | CO | Colorado | 8043 | Fremont | 38.3836 | -105.1114 | 7433 | 356 | polygon | FALSE | TRUE | America/Denver | 3 | 81226 81290 | 1840020250 | [10 empty] | FlorenceCO
Old Town | Old Town | ME | Maine | 23019 | Penobscot | 44.9491 | -68.7249 | 7431 | 73 | polygon | FALSE | TRUE | America/New_York | 3 | 04468 04489 | 1840000240 | [10 empty] | Old TownME
Edgerton | Edgerton | WI | Wisconsin | 55105 | Rock | 42.8385 | -89.0699 | 7431 | 522 | polygon | FALSE | TRUE | America/Chicago | 3 | 53534 | 1840002468 | [10 empty] | EdgertonWI
New London | New London | WI | Wisconsin | 55135 | Waupaca | 44.395 | -88.7394 | 7430 | 493 | polygon | FALSE | TRUE | America/Chicago | 3 | 54961 | 1840002361 | [10 empty] | New LondonWI
North Bend | North Bend | WA | Washington | 53033 | King | 47.49 | -121.7742 | 7423 | 659 | polygon | FALSE | TRUE | America/Los_Angeles | 3 | 98045 | 1840019833 | [10 empty] | North BendWA
Hiawatha | Hiawatha | IA | Iowa | 19113 | Linn | 42.0547 | -91.6911 | 7420 | 604 | polygon | FALSE | TRUE | America/Chicago | 3 | 52411 52233 | 1840006989 | [10 empty] | HiawathaIA
Hubbard | Hubbard | OH | Ohio | 39155 | Trumbull | 41.1595 | -80.5672 | 7419 | 711 | polygon | FALSE | TRUE | America/New_York | 3 | 44425 | 1840007130 | [10 empty] | HubbardOH
River Rouge | River Rouge | MI | Michigan | 26163 | Wayne | 42.2731 | -83.1246 | 7419 | 1079 | polygon | FALSE | TRUE | America/Detroit | 3 | 48218 48222 | 1840003960 | [10 empty] | River RougeMI
Sandwich | Sandwich | IL | Illinois | 17037 | DeKalb | 41.6496 | -88.6177 | 7418 | 604 | polygon | FALSE | TRUE | America/Chicago | 3 | 60548 | 1840009188 | [10 empty] | SandwichIL
Belen | Belen | NM | New Mexico | 35061 | Valencia | 34.7115 | -106.7985 | 7416 | 151 | polygon | FALSE | TRUE | America/Denver | 3 | 87002 87031 | 1840019194 | [10 empty] | BelenNM
Marion | Marion | VA | Virginia | 51173 | Smyth | 36.8389 | -81.5135 | 7414 | 520 | polygon | FALSE | TRUE | America/New_York | 3 | 24354 | 1840006515 | [10 empty] | MarionVA
Inverness | Inverness | FL | Florida | 12017 | Citrus | 28.8397 | -82.3437 | 7414 | 376 | polygon | FALSE | TRUE | America/New_York | 3 | 34450 34453 34452 34451 | 1840015085 | [10 empty] | InvernessFL
Cotati | Cotati | CA | California | 6097 | Sonoma | 38.3279 | -122.7092 | 7410 | 1521 | polygon | FALSE | TRUE | America/Los_Angeles | 3 | 94931 94926 | 1840018840 | [10 empty] | CotatiCA
Wauseon | Wauseon | OH | Ohio | 39051 | Fulton | 41.5532 | -84.141 | 7410 | 537 | polygon | FALSE | TRUE | America/New_York | 3 | 43567 | 1840010217 | [10 empty] | WauseonOH
Mills River | Mills River | NC | North Carolina | 37089 | Henderson | 35.3853 | -82.5854 | 7406 | 128 | polygon | FALSE | TRUE | America/New_York | 3 | 28759 28710 | 1840016370 | [10 empty] | Mills RiverNC
Saranac Lake | Saranac Lake | NY | New York | 36033 | Franklin | 44.3245 | -74.1314 | 7404 | 722 | polygon | FALSE | TRUE | America/New_York | 3 | 12983 | 1840004068 | [10 empty] | Saranac LakeNY
Sanibel | Sanibel | FL | Florida | 12071 | Lee | 26.4534 | -82.1023 | 7401 | 176 | polygon | FALSE | TRUE | America/New_York | 3 | 33957 | 1840015996 | [10 empty] | SanibelFL
Farmington | Farmington | AR | Arkansas | 5143 | Washington | 36.037 | -94.2537 | 7400 | 290 | polygon | FALSE | TRUE | America/Chicago | 3 | 72730 | 1840013367 | [10 empty] | FarmingtonAR
Soldotna | Soldotna | AK | Alaska | 2122 | Kenai Peninsula | 60.4862 | -151.0672 | 7398 | 261 | polygon | FALSE | TRUE | America/Anchorage | 3 | 99669 | 1840023415 | [10 empty] | SoldotnaAK
Port Jefferson Station | Port Jefferson Station | NY | New York | 36103 | Suffolk | 40.926 | -73.0651 | 7397 | 1076 | polygon | FALSE | FALSE | America/New_York | 3 | 11733 11776 | 1840005066 | [10 empty] | Port Jefferson StationNY
Greenville | Greenville | AL | Alabama | 1013 | Butler | 31.8437 | -86.6379 | 7395 | 133 | polygon | FALSE | TRUE | America/Chicago | 3 | 36037 | 1840003498 | [10 empty] | GreenvilleAL
West Concord | West Concord | MA | Massachusetts | 25017 | Middlesex | 42.4518 | -71.4035 | 7394 | 845 | polygon | FALSE | FALSE | America/New_York | 3 | 1742 | 1840003133 | [10 empty] | West ConcordMA
New Bremen | New Bremen | OH | Ohio | 39011 | Auglaize | 40.4356 | -84.3777 | 7393 | 494 | polygon | FALSE | TRUE | America/New_York | 3 | 45869 | 1840012071 | [10 empty] | New BremenOH
Mentor-on-the-Lake | Mentor-on-the-Lake | OH | Ohio | 39085 | Lake | 41.7135 | -81.365 | 7390 | 1768 | polygon | FALSE | TRUE | America/New_York | 3 | 44060 | 1840034156 | [10 empty] | Mentor-on-the-LakeOH
Ancient Oaks | Ancient Oaks | PA | Pennsylvania | 42077 | Lehigh | 40.536 | -75.5852 | 7387 | 1176 | polygon | FALSE | FALSE | America/New_York | 3 | 18062 | 1840034845 | [10 empty] | Ancient OaksPA
Farr West | Farr West | UT | Utah | 49057 | Weber | 41.3015 | -112.0318 | 7385 | 481 | polygon | FALSE | TRUE | America/Denver | 3 | 84404 | 1840020128 | [10 empty] | Farr WestUT
South Apopka | South Apopka | FL | Florida | 12095 | Orange | 28.6569 | -81.5057 | 7381 | 1324 | polygon | FALSE | FALSE | America/New_York | 3 | 32703 32793 | 1840028779 | [10 empty] | South ApopkaFL
Pembroke | Pembroke | NC | North Carolina | 37155 | Robeson | 34.6766 | -79.1934 | 7381 | 358 | polygon | FALSE | TRUE | America/New_York | 3 | 28372 | 1840016541 | [10 empty] | PembrokeNC
CanÃ³vanas | Canovanas | PR | Puerto Rico | 72029 | CanÃ³vanas | 18.3782 | -65.9056 | 7377 | 1245 | polygon | FALSE | FALSE | America/Puerto_Rico | 3 | 729 | 1630023717 | [10 empty] | CanÃ³vanasPR
Providence Village | Providence Village | TX | Texas | 48121 | Denton | 33.2363 | -96.9611 | 7377 | 1875 | polygon | FALSE | TRUE | America/Chicago | 3 | 76227 | 1840043421 | [10 empty] | Providence VillageTX
Inverness | Inverness | IL | Illinois | 17031 | Cook | 42.1152 | -88.1019 | 7376 | 435 | polygon | FALSE | TRUE | America/Chicago | 3 | 60010 60067 60006 | 1840011266 | [10 empty] | InvernessIL
Gypsum | Gypsum | CO | Colorado | 8037 | Eagle | 39.6285 | -106.9334 | 7375 | 328 | polygon | FALSE | TRUE | America/Denver | 3 | 81637 | 1840021426 | [10 empty] | GypsumCO
Clarkston | Clarkston | WA | Washington | 53003 | Asotin | 46.4161 | -117.0505 | 7375 | 1385 | polygon | FALSE | TRUE | America/Los_Angeles | 3 | 99403 | 1840018499 | [10 empty] | ClarkstonWA
Tolleson | Tolleson | AZ | Arizona | 4013 | Maricopa | 33.4484 | -112.2561 | 7372 | 493 | polygon | FALSE | TRUE | America/Phoenix | 3 | 85353 | 1840021943 | [10 empty] | TollesonAZ
Montpelier | Montpelier | VT | Vermont | 50023 | Washington | 44.2658 | -72.5717 | 7372 | 283 | polygon | FALSE | TRUE | America/New_York | 2 | 05602 05603 05604 05620 05633 | 1840002187 | [10 empty] | MontpelierVT
New Roads | New Roads | LA | Louisiana | 22077 | Pointe Coupee | 30.6959 | -91.4537 | 7370 | 377 | polygon | FALSE | TRUE | America/Chicago | 3 | 70760 | 1840015001 | [10 empty] | New RoadsLA
Ponchatoula | Ponchatoula | LA | Louisiana | 22105 | Tangipahoa | 30.4402 | -90.4428 | 7369 | 601 | polygon | FALSE | TRUE | America/Chicago | 3 | 70454 | 1840015004 | [10 empty] | PonchatoulaLA
Camp Pendleton North | Camp Pendleton North | CA | California | 6073 | San Diego | 33.3148 | -117.3162 | 7367 | 321 | polygon | TRUE | TRUE | America/Los_Angeles | 3 | 92055 92058 | 1840073901 | [10 empty] | Camp Pendleton NorthCA
Smithville | Smithville | NJ | New Jersey | 34001 | Atlantic | 39.4934 | -74.4782 | 7365 | 566 | polygon | FALSE | FALSE | America/New_York | 3 | 8205 | 1840024384 | [10 empty] | SmithvilleNJ
Eden Isle | Eden Isle | LA | Louisiana | 22103 | St. Tammany | 30.2268 | -89.8043 | 7365 | 939 | polygon | FALSE | FALSE | America/Chicago | 3 | 70458 | 1840031150 | [10 empty] | Eden IsleLA
Pomona | Pomona | NJ | New Jersey | 34001 | Atlantic | 39.4687 | -74.5501 | 7363 | 1014 | polygon | FALSE | FALSE | America/New_York | 3 | 08215 08205 | 1840005596 | [10 empty] | PomonaNJ
Charles City | Charles City | IA | Iowa | 19067 | Floyd | 43.0644 | -92.6745 | 7359 | 453 | polygon | FALSE | TRUE | America/Chicago | 3 | 50616 | 1840000382 | [10 empty] | Charles CityIA
Stanwood | Stanwood | WA | Washington | 53061 | Snohomish | 48.2449 | -122.3425 | 7354 | 959 | polygon | FALSE | TRUE | America/Los_Angeles | 3 | 98292 | 1840021079 | [10 empty] | StanwoodWA
St. Rose | St. Rose | LA | Louisiana | 22089 | St. Charles | 29.9649 | -90.3088 | 7352 | 447 | polygon | FALSE | FALSE | America/Chicago | 3 | 70087 | 1840013973 | [10 empty] | St. RoseLA
St. Joseph | St. Joseph | MN | Minnesota | 27145 | Stearns | 45.5611 | -94.3081 | 7351 | 691 | polygon | FALSE | TRUE | America/Chicago | 3 | 56374 56301 | 1840008882 | [10 empty] | St. JosephMN
Hudsonville | Hudsonville | MI | Michigan | 26139 | Ottawa | 42.8631 | -85.8628 | 7348 | 688 | polygon | FALSE | TRUE | America/Detroit | 3 | 49426 | 1840002997 | [10 empty] | HudsonvilleMI
Spring Hill | Spring Hill | KS | Kansas | 20091 | Johnson | 38.7565 | -94.82 | 7345 | 323 | polygon | FALSE | TRUE | America/Chicago | 3 | 66083 | 1840001642 | [10 empty] | Spring HillKS
Philadelphia | Philadelphia | MS | Mississippi | 28099 | Neshoba | 32.7761 | -89.1221 | 7345 | 223 | polygon | FALSE | TRUE | America/Chicago | 3 | 39350 | 1840014869 | [10 empty] | PhiladelphiaMS
Bellbrook | Bellbrook | OH | Ohio | 39057 | Greene | 39.6384 | -84.0863 | 7344 | 904 | polygon | FALSE | TRUE | America/New_York | 3 | 45305 | 1840007313 | [10 empty] | BellbrookOH
Mexia | Mexia | TX | Texas | 48293 | Limestone | 31.6809 | -96.4833 | 7344 | 393 | polygon | FALSE | TRUE | America/Chicago | 3 | 76667 | 1840020822 | [10 empty] | MexiaTX
Kenwood | Kenwood | OH | Ohio | 39061 | Hamilton | 39.2067 | -84.3746 | 7344 | 1216 | polygon | FALSE | FALSE | America/New_York | 3 | 45242 45243 45236 | 1840034154 | [10 empty] | KenwoodOH
Middleborough Center | Middleborough Center | MA | Massachusetts | 25023 | Plymouth | 41.8945 | -70.926 | 7343 | 721 | polygon | FALSE | TRUE | America/New_York | 3 | 02346 02344 | 1840073513 | [10 empty] | Middleborough CenterMA
Mantua | Mantua | VA | Virginia | 51059 | Fairfax | 38.8526 | -77.2571 | 7342 | 1197 | polygon | FALSE | FALSE | America/New_York | 3 | 22031 22034 22036 22116 | 1840006036 | [10 empty] | MantuaVA
Makawao | Makawao | HI | Hawaii | 15009 | Maui | 20.848 | -156.319 | 7341 | 799 | polygon | FALSE | FALSE | Pacific/Honolulu | 3 | 96768 | 1840023236 | [10 empty] | MakawaoHI
Gibsonville | Gibsonville | NC | North Carolina | 37081 | Guilford | 36.0991 | -79.5417 | 7339 | 784 | polygon | FALSE | TRUE | America/New_York | 3 | 27377 27249 | 1840016137 | [10 empty] | GibsonvilleNC
Dade City | Dade City | FL | Florida | 12101 | Pasco | 28.3568 | -82.1942 | 7338 | 478 | polygon | FALSE | TRUE | America/New_York | 3 | 33525 33523 | 1840015101 | [10 empty] | Dade CityFL
Red Chute | Red Chute | LA | Louisiana | 22015 | Bossier | 32.5732 | -93.606 | 7335 | 307 | polygon | FALSE | FALSE | America/Chicago | 3 | 71037 | 1840013789 | [10 empty] | Red ChuteLA
Village St. George | Village St. George | LA | Louisiana | 22033 | East Baton Rouge | 30.3598 | -91.0672 | 7334 | 1268 | polygon | FALSE | FALSE | America/Chicago | 3 | 70810 | 1840031109 | [10 empty] | Village St. GeorgeLA
Winooski | Winooski | VT | Vermont | 50007 | Chittenden | 44.4951 | -73.1843 | 7333 | 1974 | polygon | FALSE | TRUE | America/New_York | 3 | 5404 | 1840002312 | [10 empty] | WinooskiVT
Sky Lake | Sky Lake | FL | Florida | 12095 | Orange | 28.4611 | -81.3912 | 7331 | 2244 | polygon | FALSE | FALSE | America/New_York | 2 | 32809 32859 | 1840014085 | [10 empty] | Sky LakeFL
Valley Center | Valley Center | KS | Kansas | 20173 | Sedgwick | 37.8333 | -97.3645 | 7325 | 398 | polygon | FALSE | TRUE | America/Chicago | 3 | 67147 | 1840010848 | [10 empty] | Valley CenterKS
Umatilla | Umatilla | OR | Oregon | 41059 | Umatilla | 45.912 | -119.3145 | 7321 | 580 | polygon | FALSE | TRUE | America/Los_Angeles | 3 | 97882 | 1840021195 | [10 empty] | UmatillaOR
Oak Grove | Oak Grove | KY | Kentucky | 21047 | Christian | 36.6686 | -87.4216 | 7320 | 264 | polygon | FALSE | TRUE | America/Chicago | 3 | 42262 | 1840014397 | [10 empty] | Oak GroveKY
Strasburg | Strasburg | VA | Virginia | 51171 | Shenandoah | 38.9961 | -78.3548 | 7320 | 633 | polygon | FALSE | TRUE | America/New_York | 3 | 22657 | 1840006004 | [10 empty] | StrasburgVA
Geneva | Geneva | OH | Ohio | 39007 | Ashtabula | 41.8006 | -80.9461 | 7317 | 562 | polygon | FALSE | TRUE | America/New_York | 3 | 44041 | 1840008145 | [10 empty] | GenevaOH
Whiteville | Whiteville | NC | North Carolina | 37047 | Columbus | 34.3306 | -78.7013 | 7315 | 369 | polygon | FALSE | TRUE | America/New_York | 3 | 28472 | 1840015570 | [10 empty] | WhitevilleNC
University of California-Davis | University of California-Davis | CA | California | 6113 | Yolo | 38.5374 | -121.7576 | 7311 | 1929 | polygon | FALSE | TRUE | America/Los_Angeles | 3 | 95616 | 1840042938 | [10 empty] | University of California-DavisCA
Sabana Seca | Sabana Seca | PR | Puerto Rico | 72137 | Toa Baja | 18.4273 | -66.1809 | 7309 | 2548 | polygon | FALSE | FALSE | America/Puerto_Rico | 2 | 952 | 1630035569 | [10 empty] | Sabana SecaPR
Ephraim | Ephraim | UT | Utah | 49039 | Sanpete | 39.3564 | -111.5847 | 7308 | 644 | polygon | FALSE | TRUE | America/Denver | 3 | 84627 | 1840020202 | [10 empty] | EphraimUT
Lochbuie | Lochbuie | CO | Colorado | 8123 | Weld | 40.0119 | -104.7271 | 7304 | 765 | polygon | FALSE | TRUE | America/Denver | 3 | 80603 | 1840021373 | [10 empty] | LochbuieCO
North Springfield | North Springfield | VA | Virginia | 51059 | Fairfax | 38.8024 | -77.2028 | 7303 | 1825 | polygon | FALSE | FALSE | America/New_York | 3 | 22151 | 1840006022 | [10 empty] | North SpringfieldVA
Longboat Key | Longboat Key | FL | Florida | 12081 | Manatee | 27.3926 | -82.6341 | 7296 | 690 | polygon | FALSE | TRUE | America/New_York | 3 | 34228 | 1840017250 | [10 empty] | Longboat KeyFL
Dahlonega | Dahlonega | GA | Georgia | 13187 | Lumpkin | 34.5309 | -83.9804 | 7294 | 320 | polygon | FALSE | TRUE | America/New_York | 3 | 30533 30597 | 1840014672 | [10 empty] | DahlonegaGA
Nebraska City | Nebraska City | NE | Nebraska | 31131 | Otoe | 40.6762 | -95.8613 | 7292 | 566 | polygon | FALSE | TRUE | America/Chicago | 3 | 68410 | 1840008324 | [10 empty] | Nebraska CityNE
Hardeeville | Hardeeville | SC | South Carolina | 45053 | Jasper | 32.2951 | -81.0318 | 7290 | 50 | polygon | FALSE | TRUE | America/New_York | 3 | 29927 29936 | 1840013808 | [10 empty] | HardeevilleSC
Connellsville | Connellsville | PA | Pennsylvania | 42051 | Fayette | 40.0158 | -79.5899 | 7290 | 1287 | polygon | FALSE | TRUE | America/New_York | 3 | 15425 | 1840001501 | [10 empty] | ConnellsvillePA
Torrington | Torrington | WY | Wyoming | 56015 | Goshen | 42.0658 | -104.1623 | 7289 | 552 | polygon | FALSE | TRUE | America/Denver | 3 | 82240 | 1840021302 | [10 empty] | TorringtonWY
New Cumberland | New Cumberland | PA | Pennsylvania | 42041 | Cumberland | 40.2298 | -76.8763 | 7288 | 1680 | polygon | FALSE | TRUE | America/New_York | 3 | 17070 | 1840001391 | [10 empty] | New CumberlandPA
Pinehurst | Pinehurst | MA | Massachusetts | 25017 | Middlesex | 42.5334 | -71.234 | 7283 | 753 | polygon | FALSE | FALSE | America/New_York | 3 | 01821 01866 | 1840004521 | [10 empty] | PinehurstMA
Huron | Huron | CA | California | 6019 | Fresno | 36.2041 | -120.0961 | 7281 | 1756 | polygon | FALSE | TRUE | America/Los_Angeles | 3 | 93234 | 1840018946 | [10 empty] | HuronCA
Alta Sierra | Alta Sierra | CA | California | 6057 | Nevada | 39.1237 | -121.0523 | 7280 | 337 | polygon | FALSE | FALSE | America/Los_Angeles | 3 | 95949 | 1840017553 | [10 empty] | Alta SierraCA
Northridge | Northridge | OH | Ohio | 39023 | Clark | 39.9971 | -83.777 | 7278 | 917 | polygon | FALSE | FALSE | America/New_York | 3 | 45503 45502 | 1840034124 | [10 empty] | NorthridgeOH
Moab | Moab | UT | Utah | 49019 | Grand | 38.5701 | -109.5477 | 7278 | 429 | polygon | FALSE | TRUE | America/Denver | 3 | 84532 | 1840020227 | [10 empty] | MoabUT
Wildwood | Wildwood | FL | Florida | 12119 | Sumter | 28.8014 | -82.0058 | 7276 | 67 | polygon | FALSE | TRUE | America/New_York | 3 | 33514 34484 34785 | 1840015956 | [10 empty] | WildwoodFL
Baywood | Baywood | NY | New York | 36103 | Suffolk | 40.7533 | -73.29 | 7275 | 1228 | polygon | FALSE | TRUE | America/New_York | 3 | 11706 | 1840034028 | [10 empty] | BaywoodNY
Northport | Northport | NY | New York | 36103 | Suffolk | 40.9036 | -73.3446 | 7273 | 1215 | polygon | FALSE | TRUE | America/New_York | 3 | 11768 | 1840005126 | [10 empty] | NorthportNY
Ralston | Ralston | NE | Nebraska | 31055 | Douglas | 41.2005 | -96.0354 | 7273 | 1702 | polygon | FALSE | TRUE | America/Chicago | 3 | 68127 | 1840009316 | [10 empty] | RalstonNE
Madison | Madison | SD | South Dakota | 46079 | Lake | 44.0062 | -97.1084 | 7270 | 608 | polygon | FALSE | TRUE | America/Chicago | 3 | 57042 | 1840002540 | [10 empty] | MadisonSD
Tanglewilde | Tanglewilde | WA | Washington | 53067 | Thurston | 47.0512 | -122.781 | 7270 | 1943 | polygon | FALSE | FALSE | America/Los_Angeles | 3 | 98503 98516 | 1840037899 | [10 empty] | TanglewildeWA
Ormond-by-the-Sea | Ormond-by-the-Sea | FL | Florida | 12127 | Volusia | 29.3436 | -81.0677 | 7268 | 1400 | polygon | FALSE | FALSE | America/New_York | 3 | 32176 | 1840014042 | [10 empty] | Ormond-by-the-SeaFL
Delphos | Delphos | OH | Ohio | 39003 | Allen | 40.8481 | -84.3368 | 7267 | 766 | polygon | FALSE | TRUE | America/New_York | 3 | 45833 | 1840007172 | [10 empty] | DelphosOH
Stevensville | Stevensville | MD | Maryland | 24035 | Queen Anne's | 38.9745 | -76.3184 | 7267 | 435 | polygon | FALSE | FALSE | America/New_York | 3 | 21666 | 1840005897 | [10 empty] | StevensvilleMD
Lihue | Lihue | HI | Hawaii | 15007 | Kauai | 21.9728 | -159.3541 | 7267 | 420 | polygon | FALSE | FALSE | Pacific/Honolulu | 3 | 96766 | 1840029519 | [10 empty] | LihueHI
Murillo | Murillo | TX | Texas | 48215 | Hidalgo | 26.2642 | -98.1233 | 7266 | 484 | polygon | FALSE | FALSE | America/Chicago | 3 | 78542 | 1840037125 | [10 empty] | MurilloTX
St. Louis | St. Louis | MI | Michigan | 26057 | Gratiot | 43.4082 | -84.6118 | 7265 | 846 | polygon | FALSE | TRUE | America/Detroit | 3 | 48880 | 1840002878 | [10 empty] | St. LouisMI
Hobart | Hobart | WA | Washington | 53033 | King | 47.412 | -121.996 | 7262 | 149 | polygon | FALSE | FALSE | America/Los_Angeles | 3 | 98038 98025 | 1840017344 | [10 empty] | HobartWA
Pleasantville | Pleasantville | NY | New York | 36119 | Westchester | 41.1378 | -73.7827 | 7260 | 1534 | polygon | FALSE | TRUE | America/New_York | 3 | 10570 | 1840004940 | [10 empty] | PleasantvilleNY
Neptune Beach | Neptune Beach | FL | Florida | 12031 | Duval | 30.3165 | -81.4118 | 7259 | 1199 | polygon | FALSE | TRUE | America/New_York | 3 | 32266 | 1840015030 | [10 empty] | Neptune BeachFL
Crystal City | Crystal City | TX | Texas | 48507 | Zavala | 28.6909 | -99.8257 | 7255 | 758 | polygon | FALSE | TRUE | America/Chicago | 3 | 78839 | 1840019688 | [10 empty] | Crystal CityTX
Williston Park | Williston Park | NY | New York | 36059 | Nassau | 40.7587 | -73.6465 | 7253 | 4471 | polygon | FALSE | TRUE | America/New_York | 2 | 11596 | 1840005333 | [10 empty] | Williston ParkNY
Union Grove | Union Grove | WI | Wisconsin | 55101 | Racine | 42.6863 | -88.0495 | 7251 | 762 | polygon | FALSE | TRUE | America/Chicago | 3 | 53182 | 1840002487 | [10 empty] | Union GroveWI
Richland | Richland | MS | Mississippi | 28121 | Rankin | 32.2309 | -90.1592 | 7241 | 223 | polygon | FALSE | TRUE | America/Chicago | 3 | 39073 39218 | 1840014889 | [10 empty] | RichlandMS
Bedford | Bedford | VA | Virginia | 51019 | Bedford | 37.336 | -79.5179 | 7240 | 292 | polygon | FALSE | TRUE | America/New_York | 3 | 24523 | 1840001713 | [10 empty] | BedfordVA
Belle Isle | Belle Isle | FL | Florida | 12095 | Orange | 28.4724 | -81.3491 | 7240 | 1164 | polygon | FALSE | TRUE | America/New_York | 3 | 32809 32812 | 1840014101 | [10 empty] | Belle IsleFL
Woodstock | Woodstock | VA | Virginia | 51171 | Shenandoah | 38.875 | -78.516 | 7239 | 532 | polygon | FALSE | TRUE | America/New_York | 3 | 22664 | 1840006006 | [10 empty] | WoodstockVA
Franklin | Franklin | NC | North Carolina | 37113 | Macon | 35.1798 | -83.3808 | 7238 | 323 | polygon | FALSE | TRUE | America/New_York | 3 | 28734 28744 | 1840016421 | [10 empty] | FranklinNC
Collinsville | Collinsville | OK | Oklahoma | 40143 | Tulsa | 36.3718 | -95.8611 | 7236 | 380 | polygon | FALSE | TRUE | America/Chicago | 3 | 74021 | 1840019061 | [10 empty] | CollinsvilleOK
Willow Oak | Willow Oak | FL | Florida | 12105 | Polk | 27.9216 | -82.0244 | 7236 | 895 | polygon | FALSE | FALSE | America/New_York | 3 | 33860 33811 | 1840028919 | [10 empty] | Willow OakFL
Emmitsburg | Emmitsburg | MD | Maryland | 24021 | Frederick | 39.7051 | -77.3216 | 7235 | 821 | polygon | FALSE | TRUE | America/New_York | 3 | 21727 | 1840005708 | [10 empty] | EmmitsburgMD
Willows | Willows | CA | California | 6021 | Glenn | 39.5149 | -122.1995 | 7234 | 826 | polygon | FALSE | TRUE | America/Los_Angeles | 3 | 95988 | 1840021438 | [10 empty] | WillowsCA
Parkville | Parkville | PA | Pennsylvania | 42133 | York | 39.7859 | -76.9686 | 7234 | 958 | polygon | FALSE | FALSE | America/New_York | 3 | 17331 | 1840005507 | [10 empty] | ParkvillePA
Roosevelt | Roosevelt | UT | Utah | 49013 | Duchesne | 40.2924 | -110.0093 | 7233 | 415 | polygon | FALSE | TRUE | America/Denver | 3 | 84066 | 1840020162 | [10 empty] | RooseveltUT
East Hills | East Hills | NY | New York | 36059 | Nassau | 40.7958 | -73.6292 | 7233 | 1227 | polygon | FALSE | TRUE | America/New_York | 3 | 11577 11576 | 1840005342 | [10 empty] | East HillsNY
Acton | Acton | CA | California | 6037 | Los Angeles | 34.4956 | -118.1857 | 7232 | 71 | polygon | FALSE | FALSE | America/Los_Angeles | 3 | 93510 | 1840017917 | [10 empty] | ActonCA
La Feria | La Feria | TX | Texas | 48061 | Cameron | 26.1544 | -97.8255 | 7230 | 647 | polygon | FALSE | TRUE | America/Chicago | 3 | 78559 | 1840021041 | [10 empty] | La FeriaTX
Washington | Washington | IA | Iowa | 19183 | Washington | 41.2982 | -91.6928 | 7230 | 532 | polygon | FALSE | TRUE | America/Chicago | 3 | 52353 | 1840010255 | [10 empty] | WashingtonIA
Tappan | Tappan | NY | New York | 36087 | Rockland | 41.0269 | -73.952 | 7227 | 1011 | polygon | FALSE | FALSE | America/New_York | 3 | 10964 10962 10983 | 1840004969 | [10 empty] | TappanNY
Cochituate | Cochituate | MA | Massachusetts | 25017 | Middlesex | 42.329 | -71.3576 | 7226 | 732 | polygon | FALSE | FALSE | America/New_York | 3 | 1778 | 1840003129 | [10 empty] | CochituateMA
Whitinsville | Whitinsville | MA | Massachusetts | 25027 | Worcester | 42.1146 | -71.6688 | 7220 | 765 | polygon | FALSE | FALSE | America/New_York | 3 | 1588 | 1840003153 | [10 empty] | WhitinsvilleMA
Batesville | Batesville | MS | Mississippi | 28107 | Panola | 34.3147 | -89.9249 | 7218 | 139 | polygon | FALSE | TRUE | America/Chicago | 3 | 38606 | 1840013607 | [10 empty] | BatesvilleMS
Lake Lorraine | Lake Lorraine | FL | Florida | 12091 | Okaloosa | 30.4407 | -86.5657 | 7217 | 1350 | polygon | FALSE | FALSE | America/Chicago | 3 | 32579 | 1840029048 | [10 empty] | Lake LorraineFL
Seward | Seward | NE | Nebraska | 31159 | Seward | 40.9099 | -97.0957 | 7216 | 625 | polygon | FALSE | TRUE | America/Chicago | 3 | 68434 | 1840009356 | [10 empty] | SewardNE
Midland Park | Midland Park | NJ | New Jersey | 34003 | Bergen | 40.9952 | -74.1411 | 7216 | 1773 | polygon | FALSE | TRUE | America/New_York | 3 | 7432 | 1840000905 | [10 empty] | Midland ParkNJ
Moapa Valley | Moapa Valley | NV | Nevada | 32003 | Clark | 36.6078 | -114.4566 | 7213 | 63 | polygon | FALSE | FALSE | America/Los_Angeles | 3 | 89040 89021 | 1840033831 | [10 empty] | Moapa ValleyNV
Middletown | Middletown | PA | Pennsylvania | 42095 | Northampton | 40.6441 | -75.3244 | 7212 | 1063 | polygon | FALSE | FALSE | America/New_York | 3 | 18020 | 1840145547 | [10 empty] | MiddletownPA
Corbin | Corbin | KY | Kentucky | 21235 | Whitley | 36.9321 | -84.1004 | 7202 | 352 | polygon | FALSE | TRUE | America/New_York | 3 | 40701 40702 | 1840014405 | [10 empty] | CorbinKY
Dunellen | Dunellen | NJ | New Jersey | 34023 | Middlesex | 40.5903 | -74.4656 | 7202 | 2617 | polygon | FALSE | TRUE | America/New_York | 2 | 8812 | 1840003634 | [10 empty] | DunellenNJ
Jackson | Jackson | WI | Wisconsin | 55131 | Washington | 43.3237 | -88.166 | 7200 | 859 | polygon | FALSE | TRUE | America/Chicago | 3 | 53037 | 1840002832 | [10 empty] | JacksonWI
Riverdale Park | Riverdale Park | MD | Maryland | 24033 | Prince George's | 38.9642 | -76.9266 | 7200 | 1760 | polygon | FALSE | TRUE | America/New_York | 3 | 20737 20738 | 1840005989 | [10 empty] | Riverdale ParkMD
Knoxville | Knoxville | IA | Iowa | 19125 | Marion | 41.3188 | -93.1024 | 7199 | 598 | polygon | FALSE | TRUE | America/Chicago | 3 | 50138 | 1840008229 | [10 empty] | KnoxvilleIA
Unionville | Unionville | NC | North Carolina | 37179 | Union | 35.0716 | -80.5173 | 7195 | 95 | polygon | FALSE | TRUE | America/New_York | 3 | 28110 | 1840016457 | [10 empty] | UnionvilleNC
Gunnison | Gunnison | CO | Colorado | 8051 | Gunnison | 38.5455 | -106.9225 | 7195 | 612 | polygon | FALSE | TRUE | America/Denver | 3 | 81231 81230 | 1840020235 | [10 empty] | GunnisonCO
Morrow | Morrow | GA | Georgia | 13063 | Clayton | 33.5816 | -84.3392 | 7192 | 823 | polygon | FALSE | TRUE | America/New_York | 3 | 30260 | 1840014814 | [10 empty] | MorrowGA
Sandston | Sandston | VA | Virginia | 51087 | Henrico | 37.512 | -77.3149 | 7188 | 281 | polygon | FALSE | FALSE | America/New_York | 3 | 23150 23250 23231 | 1840026826 | [10 empty] | SandstonVA
Belle Plaine | Belle Plaine | MN | Minnesota | 27139 | Scott | 44.6188 | -93.7643 | 7185 | 467 | polygon | FALSE | TRUE | America/Chicago | 3 | 56011 | 1840006775 | [10 empty] | Belle PlaineMN
Nuevo | Nuevo | CA | California | 6065 | Riverside | 33.8011 | -117.1415 | 7182 | 409 | polygon | FALSE | FALSE | America/Los_Angeles | 3 | 92567 | 1840019287 | [10 empty] | NuevoCA
Enoch | Enoch | UT | Utah | 49021 | Iron | 37.767 | -113.0449 | 7180 | 353 | polygon | FALSE | TRUE | America/Denver | 3 | 84721 | 1840020273 | [10 empty] | EnochUT
Pacific | Pacific | WA | Washington | 53033 | King | 47.261 | -122.2507 | 7178 | 1145 | polygon | FALSE | TRUE | America/Los_Angeles | 3 | 98001 98047 | 1840019834 | [10 empty] | PacificWA
Utuado | Utuado | PR | Puerto Rico | 72141 | Utuado | 18.2697 | -66.7049 | 7177 | 1585 | polygon | FALSE | FALSE | America/Puerto_Rico | 3 | 641 | 1630023623 | [10 empty] | UtuadoPR
Canfield | Canfield | OH | Ohio | 39099 | Mahoning | 41.0315 | -80.7672 | 7176 | 602 | polygon | FALSE | TRUE | America/New_York | 3 | 44406 | 1840007163 | [10 empty] | CanfieldOH
Independence | Independence | OH | Ohio | 39035 | Cuyahoga | 41.378 | -81.6385 | 7175 | 290 | polygon | FALSE | TRUE | America/New_York | 3 | 44131 | 1840000607 | [10 empty] | IndependenceOH
Elsa | Elsa | TX | Texas | 48215 | Hidalgo | 26.2978 | -97.9936 | 7174 | 1326 | polygon | FALSE | TRUE | America/Chicago | 3 | 78543 | 1840021021 | [10 empty] | ElsaTX
Centerville | Centerville | SC | South Carolina | 45007 | Anderson | 34.5256 | -82.7161 | 7173 | 469 | polygon | FALSE | FALSE | America/New_York | 3 | 29625 29623 | 1840134659 | [10 empty] | CentervilleSC
Commerce | Commerce | GA | Georgia | 13157 | Jackson | 34.2133 | -83.473 | 7172 | 220 | polygon | FALSE | TRUE | America/New_York | 3 | 30529 30599 | 1840014720 | [10 empty] | CommerceGA
Austell | Austell | GA | Georgia | 13067 | Cobb | 33.82 | -84.645 | 7170 | 466 | polygon | FALSE | TRUE | America/New_York | 3 | 30127 30106 30168 | 1840013689 | [10 empty] | AustellGA
Glenolden | Glenolden | PA | Pennsylvania | 42045 | Delaware | 39.8996 | -75.292 | 7164 | 2837 | polygon | FALSE | TRUE | America/New_York | 2 | 19036 | 1840000699 | [10 empty] | GlenoldenPA
Parkville | Parkville | MO | Missouri | 29165 | Platte | 39.2004 | -94.7222 | 7162 | 187 | polygon | FALSE | TRUE | America/Chicago | 3 | 64152 64190 | 1840009590 | [10 empty] | ParkvilleMO
Hillsborough | Hillsborough | NC | North Carolina | 37135 | Orange | 36.0681 | -79.0994 | 7161 | 492 | polygon | FALSE | TRUE | America/New_York | 3 | 27278 | 1840016151 | [10 empty] | HillsboroughNC
Crozet | Crozet | VA | Virginia | 51003 | Albemarle | 38.0645 | -78.6962 | 7159 | 625 | polygon | FALSE | FALSE | America/New_York | 3 | 22932 | 1840006280 | [10 empty] | CrozetVA
Pollock Pines | Pollock Pines | CA | California | 6017 | El Dorado | 38.7564 | -120.5904 | 7156 | 348 | polygon | FALSE | FALSE | America/Los_Angeles | 3 | 95726 95709 | 1840018831 | [10 empty] | Pollock PinesCA
Nyack | Nyack | NY | New York | 36087 | Rockland | 41.0919 | -73.9143 | 7156 | 3586 | polygon | FALSE | TRUE | America/New_York | 2 | 10960 | 1840004981 | [10 empty] | NyackNY
Tyrone | Tyrone | PA | Pennsylvania | 42013 | Blair | 40.6764 | -78.246 | 7151 | 975 | polygon | FALSE | TRUE | America/New_York | 3 | 16686 | 1840001087 | [10 empty] | TyronePA
Larose | Larose | LA | Louisiana | 22057 | Lafourche | 29.5669 | -90.3751 | 7151 | 254 | polygon | FALSE | FALSE | America/Chicago | 3 | 70373 | 1840014025 | [10 empty] | LaroseLA
Lawrenceville | Lawrenceville | IL | Illinois | 17101 | Lawrence | 38.7264 | -87.6873 | 7150 | 785 | polygon | FALSE | TRUE | America/Chicago | 3 | 62439 | 1840008606 | [10 empty] | LawrencevilleIL
Brook Highland | Brook Highland | AL | Alabama | 1117 | Shelby | 33.4359 | -86.6849 | 7147 | 983 | polygon | FALSE | FALSE | America/Chicago | 3 | 35242 | 1840027551 | [10 empty] | Brook HighlandAL
Cottage Grove | Cottage Grove | WI | Wisconsin | 55025 | Dane | 43.091 | -89.2034 | 7143 | 660 | polygon | FALSE | TRUE | America/Chicago | 3 | 53527 | 1840002910 | [10 empty] | Cottage GroveWI
De Soto | De Soto | MO | Missouri | 29099 | Jefferson | 38.141 | -90.5609 | 7141 | 558 | polygon | FALSE | TRUE | America/Chicago | 3 | 63020 | 1840007509 | [10 empty] | De SotoMO
Palmyra | Palmyra | NJ | New Jersey | 34005 | Burlington | 40.0025 | -75.036 | 7140 | 1490 | polygon | FALSE | TRUE | America/New_York | 3 | 8065 | 1840001479 | [10 empty] | PalmyraNJ
Nappanee | Nappanee | IN | Indiana | 18039 | Elkhart | 41.4452 | -85.9941 | 7139 | 597 | polygon | FALSE | TRUE | America/Indiana/Indianapolis | 3 | 46550 | 1840008189 | [10 empty] | NappaneeIN
Atherton | Atherton | CA | California | 6081 | San Mateo | 37.4539 | -122.2032 | 7137 | 547 | polygon | FALSE | TRUE | America/Los_Angeles | 3 | 94027 | 1840020308 | [10 empty] | AthertonCA
Nibley | Nibley | UT | Utah | 49005 | Cache | 41.6725 | -111.8454 | 7135 | 658 | polygon | FALSE | TRUE | America/Denver | 3 | 84321 | 1840020113 | [10 empty] | NibleyUT
Kingsland | Kingsland | TX | Texas | 48299 | Llano | 30.6651 | -98.4545 | 7134 | 304 | polygon | FALSE | FALSE | America/Chicago | 3 | 78639 | 1840018217 | [10 empty] | KingslandTX
Walled Lake | Walled Lake | MI | Michigan | 26125 | Oakland | 42.538 | -83.4786 | 7134 | 1247 | polygon | FALSE | TRUE | America/Detroit | 3 | 48390 | 1840002435 | [10 empty] | Walled LakeMI
San Lorenzo | San Lorenzo | PR | Puerto Rico | 72129 | San Lorenzo | 18.1894 | -65.9674 | 7134 | 2035 | polygon | FALSE | FALSE | America/Puerto_Rico | 2 | 754 | 1630035578 | [10 empty] | San LorenzoPR
Winsted | Winsted | CT | Connecticut | 9005 | Litchfield | 41.9268 | -73.0675 | 7121 | 594 | polygon | FALSE | FALSE | America/New_York | 3 | 6098 | 1840003262 | [10 empty] | WinstedCT
Bonne Terre | Bonne Terre | MO | Missouri | 29187 | St. Francois | 37.9209 | -90.5426 | 7118 | 675 | polygon | FALSE | TRUE | America/Chicago | 3 | 63628 | 1840007551 | [10 empty] | Bonne TerreMO
Live Oak | Live Oak | FL | Florida | 12121 | Suwannee | 30.2956 | -82.9847 | 7118 | 352 | polygon | FALSE | TRUE | America/New_York | 3 | 32064 | 1840015929 | [10 empty] | Live OakFL
Rockville | Rockville | CT | Connecticut | 9013 | Tolland | 41.8667 | -72.4528 | 7115 | 1624 | polygon | FALSE | FALSE | America/New_York | 3 | 6066 | 1840003274 | [10 empty] | RockvilleCT
Calipatria | Calipatria | CA | California | 6025 | Imperial | 33.1493 | -115.5056 | 7114 | 742 | polygon | FALSE | TRUE | America/Los_Angeles | 3 | 92233 | 1840019380 | [10 empty] | CalipatriaCA
Mead | Mead | WA | Washington | 53063 | Spokane | 47.7795 | -117.35 | 7114 | 378 | polygon | FALSE | FALSE | America/Los_Angeles | 3 | 99021 | 1840023786 | [10 empty] | MeadWA
Parkwood | Parkwood | WA | Washington | 53035 | Kitsap | 47.5266 | -122.5986 | 7113 | 1051 | polygon | FALSE | FALSE | America/Los_Angeles | 3 | 98366 | 1840037518 | [10 empty] | ParkwoodWA
Russellville | Russellville | KY | Kentucky | 21141 | Logan | 36.8393 | -86.895 | 7109 | 253 | polygon | FALSE | TRUE | America/Chicago | 3 | 42276 | 1840014401 | [10 empty] | RussellvilleKY
Pinson | Pinson | AL | Alabama | 1073 | Jefferson | 33.7057 | -86.6674 | 7106 | 257 | polygon | FALSE | TRUE | America/Chicago | 3 | 35215 35126 35123 | 1840022941 | [10 empty] | PinsonAL
Selma | Selma | NC | North Carolina | 37101 | Johnston | 35.5436 | -78.2954 | 7101 | 571 | polygon | FALSE | TRUE | America/New_York | 3 | 27576 27577 | 1840017794 | [10 empty] | SelmaNC
Marble Falls | Marble Falls | TX | Texas | 48053 | Burnet | 30.5649 | -98.2768 | 7099 | 187 | polygon | FALSE | TRUE | America/Chicago | 3 | 78657 78654 | 1840020870 | [10 empty] | Marble FallsTX
Decatur | Decatur | TX | Texas | 48497 | Wise | 33.2262 | -97.5876 | 7094 | 312 | polygon | FALSE | TRUE | America/Chicago | 3 | 76234 | 1840019385 | [10 empty] | DecaturTX
Fort Myers Beach | Fort Myers Beach | FL | Florida | 12071 | Lee | 26.4324 | -81.9168 | 7094 | 985 | polygon | FALSE | TRUE | America/New_York | 3 | 33931 33932 | 1840017269 | [10 empty] | Fort Myers BeachFL
Dunbar | Dunbar | WV | West Virginia | 54039 | Kanawha | 38.3688 | -81.7345 | 7093 | 977 | polygon | FALSE | TRUE | America/New_York | 3 | 25064 | 1840006197 | [10 empty] | DunbarWV
Byron Center | Byron Center | MI | Michigan | 26081 | Kent | 42.8121 | -85.7279 | 7089 | 538 | polygon | FALSE | FALSE | America/Detroit | 3 | 49315 | 1840004306 | [10 empty] | Byron CenterMI
Homestead Meadows South | Homestead Meadows South | TX | Texas | 48141 | El Paso | 31.811 | -106.1643 | 7089 | 746 | polygon | FALSE | TRUE | America/Denver | 3 | 79938 | 1840073263 | [10 empty] | Homestead Meadows SouthTX
Portage Lakes | Portage Lakes | OH | Ohio | 39153 | Summit | 41.0034 | -81.5347 | 7087 | 691 | polygon | FALSE | FALSE | America/New_York | 3 | 44319 | 1840004956 | [10 empty] | Portage LakesOH
Meridianville | Meridianville | AL | Alabama | 1089 | Madison | 34.8729 | -86.5722 | 7087 | 175 | polygon | FALSE | FALSE | America/Chicago | 3 | 35773 35750 35759 | 1840013546 | [10 empty] | MeridianvilleAL
Homeland | Homeland | CA | California | 6065 | Riverside | 33.7459 | -117.1132 | 7086 | 640 | polygon | FALSE | FALSE | America/Los_Angeles | 3 | 92548 | 1840017988 | [10 empty] | HomelandCA
Osceola | Osceola | AR | Arkansas | 5093 | Mississippi | 35.6942 | -89.9934 | 7085 | 272 | polygon | FALSE | TRUE | America/Chicago | 3 | 72370 | 1840014501 | [10 empty] | OsceolaAR
Syracuse | Syracuse | IN | Indiana | 18085 | Kosciusko | 41.4226 | -85.7492 | 7085 | 564 | polygon | FALSE | TRUE | America/Indiana/Indianapolis | 3 | 46567 | 1840010280 | [10 empty] | SyracuseIN
Souderton | Souderton | PA | Pennsylvania | 42091 | Montgomery | 40.311 | -75.3224 | 7082 | 2438 | polygon | FALSE | TRUE | America/New_York | 2 | 18964 | 1840001378 | [10 empty] | SoudertonPA
Flatwoods | Flatwoods | KY | Kentucky | 21089 | Greenup | 38.521 | -82.7195 | 7079 | 838 | polygon | FALSE | TRUE | America/New_York | 3 | 41139 | 1840013182 | [10 empty] | FlatwoodsKY
Fair Plain | Fair Plain | MI | Michigan | 26021 | Berrien | 42.0823 | -86.4515 | 7076 | 635 | polygon | FALSE | FALSE | America/Detroit | 3 | 49022 | 1840004697 | [10 empty] | Fair PlainMI
Gateway | Gateway | AK | Alaska | 2170 | Matanuska-Susitna | 61.5737 | -149.2389 | 7076 | 126 | polygon | FALSE | FALSE | America/Anchorage | 3 | 99645 99654 | 1840023654 | [10 empty] | GatewayAK
Mount Ivy | Mount Ivy | NY | New York | 36087 | Rockland | 41.1926 | -74.0297 | 7075 | 1886 | polygon | FALSE | FALSE | America/New_York | 3 | 10923 10970 | 1840004962 | [10 empty] | Mount IvyNY
Milton-Freewater | Milton-Freewater | OR | Oregon | 41059 | Umatilla | 45.9348 | -118.3913 | 7074 | 1372 | polygon | FALSE | TRUE | America/Los_Angeles | 3 | 97862 | 1840019916 | [10 empty] | Milton-FreewaterOR
River Park | River Park | FL | Florida | 12111 | St. Lucie | 27.3214 | -80.3307 | 7071 | 1160 | polygon | FALSE | FALSE | America/New_York | 3 | 34983 34952 | 1840028958 | [10 empty] | River ParkFL
Yabucoa | Yabucoa | PR | Puerto Rico | 72151 | Yabucoa | 18.0469 | -65.8792 | 7070 | 2370 | polygon | FALSE | FALSE | America/Puerto_Rico | 2 | 767 | 1630023682 | [10 empty] | YabucoaPR
Sausalito | Sausalito | CA | California | 6041 | Marin | 37.858 | -122.4932 | 7068 | 1547 | polygon | FALSE | TRUE | America/Los_Angeles | 3 | 94965 94966 | 1840021514 | [10 empty] | SausalitoCA
South Lockport | South Lockport | NY | New York | 36063 | Niagara | 43.1377 | -78.6864 | 7066 | 477 | polygon | FALSE | FALSE | America/New_York | 3 | 14094 | 1840004271 | [10 empty] | South LockportNY
Ridley Park | Ridley Park | PA | Pennsylvania | 42045 | Delaware | 39.8785 | -75.3251 | 7065 | 2528 | polygon | FALSE | TRUE | America/New_York | 2 | 19078 | 1840000708 | [10 empty] | Ridley ParkPA
Highland Heights | Highland Heights | KY | Kentucky | 21037 | Campbell | 39.0355 | -84.4567 | 7065 | 1041 | polygon | FALSE | TRUE | America/New_York | 3 | 41076 41099 | 1840014262 | [10 empty] | Highland HeightsKY
Woodlake | Woodlake | VA | Virginia | 51041 | Chesterfield | 37.4216 | -77.6783 | 7064 | 1126 | polygon | FALSE | FALSE | America/New_York | 3 | 23112 | 1840026845 | [10 empty] | WoodlakeVA
Barnesville | Barnesville | GA | Georgia | 13171 | Lamar | 33.0509 | -84.1527 | 7064 | 423 | polygon | FALSE | TRUE | America/New_York | 3 | 30204 | 1840013783 | [10 empty] | BarnesvilleGA
Berrien Springs | Berrien Springs | MI | Michigan | 26021 | Berrien | 41.9474 | -86.3403 | 7060 | 726 | polygon | FALSE | TRUE | America/Detroit | 3 | 49103 | 1840011224 | [10 empty] | Berrien SpringsMI
St. Helena | St. Helena | CA | California | 6055 | Napa | 38.5063 | -122.4682 | 7059 | 475 | polygon | FALSE | TRUE | America/Los_Angeles | 3 | 94574 | 1840021486 | [10 empty] | St. HelenaCA
Hudson Falls | Hudson Falls | NY | New York | 36115 | Washington | 43.3042 | -73.5818 | 7056 | 1462 | polygon | FALSE | TRUE | America/New_York | 3 | 12839 | 1840004178 | [10 empty] | Hudson FallsNY
Noble | Noble | OK | Oklahoma | 40027 | Cleveland | 35.1385 | -97.371 | 7053 | 207 | polygon | FALSE | TRUE | America/Chicago | 3 | 73068 | 1840020450 | [10 empty] | NobleOK
Gulf Park Estates | Gulf Park Estates | MS | Mississippi | 28059 | Jackson | 30.3801 | -88.7581 | 7053 | 1025 | polygon | FALSE | FALSE | America/Chicago | 3 | 39564 | 1840032475 | [10 empty] | Gulf Park EstatesMS
Oak Ridge | Oak Ridge | NC | North Carolina | 37081 | Guilford | 36.174 | -79.9916 | 7049 | 165 | polygon | FALSE | TRUE | America/New_York | 3 | 27284 27310 | 1840016141 | [10 empty] | Oak RidgeNC
Rochester | Rochester | IN | Indiana | 18049 | Fulton | 41.059 | -86.196 | 7046 | 506 | polygon | FALSE | TRUE | America/Indiana/Indianapolis | 3 | 46975 | 1840009329 | [10 empty] | RochesterIN
San Isidro | San Isidro | PR | Puerto Rico | 72029 | CanÃ³vanas | 18.3919 | -65.8853 | 7046 | 4791 | polygon | FALSE | FALSE | America/Puerto_Rico | 2 | 729 | 1630035575 | [10 empty] | San IsidroPR
Orange City | Orange City | IA | Iowa | 19167 | Sioux | 43.0023 | -96.0566 | 7044 | 551 | polygon | FALSE | TRUE | America/Chicago | 3 | 51041 | 1840009044 | [10 empty] | Orange CityIA
Seminole | Seminole | OK | Oklahoma | 40133 | Seminole | 35.2346 | -96.65 | 7041 | 200 | polygon | FALSE | TRUE | America/Chicago | 3 | 74868 74884 74818 | 1840021776 | [10 empty] | SeminoleOK
Groesbeck | Groesbeck | OH | Ohio | 39061 | Hamilton | 39.2292 | -84.5964 | 7038 | 943 | polygon | FALSE | FALSE | America/New_York | 3 | 45247 45251 45239 | 1840005878 | [10 empty] | GroesbeckOH
Springs | Springs | NY | New York | 36103 | Suffolk | 41.0212 | -72.1584 | 7036 | 320 | polygon | FALSE | FALSE | America/New_York | 3 | 11937 | 1840005102 | [10 empty] | SpringsNY
Marksville | Marksville | LA | Louisiana | 22009 | Avoyelles | 31.1247 | -92.0652 | 7036 | 428 | polygon | FALSE | TRUE | America/Chicago | 3 | 71351 71350 | 1840015878 | [10 empty] | MarksvilleLA
Truth or Consequences | Truth or Consequences | NM | New Mexico | 35051 | Sierra | 33.1864 | -107.2589 | 7035 | 79 | polygon | FALSE | TRUE | America/Denver | 3 | 87901 87935 | 1840021995 | [10 empty] | Truth or ConsequencesNM
Laurium | Laurium | MI | Michigan | 26061 | Houghton | 47.2351 | -88.4382 | 7032 | 1128 | polygon | FALSE | TRUE | America/Detroit | 3 | 49913 | 1840013133 | [10 empty] | LauriumMI
Archbald | Archbald | PA | Pennsylvania | 42069 | Lackawanna | 41.5077 | -75.5453 | 7030 | 158 | polygon | FALSE | TRUE | America/New_York | 3 | 18403 | 1840003374 | [10 empty] | ArchbaldPA
Willis | Willis | TX | Texas | 48339 | Montgomery | 30.4314 | -95.4832 | 7028 | 573 | polygon | FALSE | TRUE | America/Chicago | 3 | 77378 77318 | 1840022175 | [10 empty] | WillisTX
Great Neck Plaza | Great Neck Plaza | NY | New York | 36059 | Nassau | 40.7869 | -73.7261 | 7027 | 8712 | polygon | FALSE | TRUE | America/New_York | 2 | 11021 | 1840005292 | [10 empty] | Great Neck PlazaNY
Rancho Calaveras | Rancho Calaveras | CA | California | 6009 | Calaveras | 38.1248 | -120.857 | 7026 | 323 | polygon | FALSE | FALSE | America/Los_Angeles | 3 | 95252 | 1840018867 | [10 empty] | Rancho CalaverasCA
Orland Hills | Orland Hills | IL | Illinois | 17031 | Cook | 41.5905 | -87.8413 | 7023 | 2368 | polygon | FALSE | TRUE | America/Chicago | 2 | 60487 | 1840011309 | [10 empty] | Orland HillsIL
Kentfield | Kentfield | CA | California | 6041 | Marin | 37.9481 | -122.5496 | 7020 | 895 | polygon | FALSE | FALSE | America/Los_Angeles | 3 | 94904 94914 94974 | 1840017603 | [10 empty] | KentfieldCA
Kiel | Kiel | WI | Wisconsin | 55071 | Manitowoc | 43.9167 | -88.0266 | 7018 | 581 | polygon | FALSE | TRUE | America/Chicago | 3 | 53042 | 1840002210 | [10 empty] | KielWI
Mount Carmel | Mount Carmel | IL | Illinois | 17185 | Wabash | 38.4187 | -87.7694 | 7016 | 562 | polygon | FALSE | TRUE | America/Chicago | 3 | 62863 | 1840008643 | [10 empty] | Mount CarmelIL
Crete | Crete | NE | Nebraska | 31151 | Saline | 40.6254 | -96.9575 | 7007 | 819 | polygon | FALSE | TRUE | America/Chicago | 3 | 68333 | 1840007215 | [10 empty] | CreteNE
Meraux | Meraux | LA | Louisiana | 22087 | St. Bernard | 29.9284 | -89.9179 | 7007 | 652 | polygon | FALSE | FALSE | America/Chicago | 3 | 70075 70092 | 1840014003 | [10 empty] | MerauxLA
Garden Home-Whitford | Garden Home-Whitford | OR | Oregon | 41067 | Washington | 45.4642 | -122.7589 | 7006 | 1745 | polygon | FALSE | TRUE | America/Los_Angeles | 3 | 97223 | 1840073958 | [10 empty] | Garden Home-WhitfordOR
St. Augustine Beach | St. Augustine Beach | FL | Florida | 12109 | St. Johns | 29.8414 | -81.2713 | 7004 | 1278 | polygon | FALSE | TRUE | America/New_York | 3 | 32080 | 1840015936 | [10 empty] | St. Augustine BeachFL
Zuni Pueblo | Zuni Pueblo | NM | New Mexico | 35031 | McKinley | 35.0708 | -108.8484 | 7001 | 305 | polygon | FALSE | FALSE | America/Denver | 3 | 87327 | 1840019095 | [10 empty] | Zuni PuebloNM
Mendota | Mendota | IL | Illinois | 17099 | LaSalle | 41.5553 | -89.1042 | 6994 | 534 | polygon | FALSE | TRUE | America/Chicago | 3 | 61342 | 1840008199 | [10 empty] | MendotaIL
Cos Cob | Cos Cob | CT | Connecticut | 9001 | Fairfield | 41.0513 | -73.5931 | 6990 | 1299 | polygon | FALSE | FALSE | America/New_York | 3 | 6807 | 1840026281 | [10 empty] | Cos CobCT
Adel | Adel | GA | Georgia | 13075 | Cook | 31.1272 | -83.4232 | 6989 | 236 | polygon | FALSE | TRUE | America/New_York | 3 | 31620 | 1840013879 | [10 empty] | AdelGA
Heathrow | Heathrow | FL | Florida | 12117 | Seminole | 28.7753 | -81.3721 | 6987 | 983 | polygon | FALSE | FALSE | America/New_York | 3 | 32746 | 1840014070 | [10 empty] | HeathrowFL
Calverton | Calverton | NY | New York | 36103 | Suffolk | 40.9163 | -72.7645 | 6987 | 96 | polygon | FALSE | FALSE | America/New_York | 3 | 11933 11949 | 1840005024 | [10 empty] | CalvertonNY
Galliano | Galliano | LA | Louisiana | 22057 | Lafourche | 29.447 | -90.3096 | 6987 | 242 | polygon | FALSE | FALSE | America/Chicago | 3 | 70354 70345 | 1840014023 | [10 empty] | GallianoLA
Eagle | Eagle | CO | Colorado | 8037 | Eagle | 39.6368 | -106.8123 | 6986 | 478 | polygon | FALSE | TRUE | America/Denver | 3 | 81631 | 1840021424 | [10 empty] | EagleCO
Hillsboro | Hillsboro | IL | Illinois | 17135 | Montgomery | 39.1668 | -89.4735 | 6984 | 353 | polygon | FALSE | TRUE | America/Chicago | 3 | 62049 | 1840007364 | [10 empty] | HillsboroIL
Oakdale | Oakdale | NY | New York | 36103 | Suffolk | 40.7373 | -73.1345 | 6984 | 814 | polygon | FALSE | FALSE | America/New_York | 3 | 11769 | 1840005063 | [10 empty] | OakdaleNY
Barberton | Barberton | WA | Washington | 53011 | Clark | 45.7136 | -122.6115 | 6981 | 621 | polygon | FALSE | FALSE | America/Los_Angeles | 3 | 98662 98686 98666 98668 | 1840017397 | [10 empty] | BarbertonWA
Keyport | Keyport | NJ | New Jersey | 34025 | Monmouth | 40.4327 | -74.2011 | 6977 | 1950 | polygon | FALSE | TRUE | America/New_York | 3 | 7735 | 1840003691 | [10 empty] | KeyportNJ
Beacon Square | Beacon Square | FL | Florida | 12101 | Pasco | 28.2118 | -82.7504 | 6976 | 1347 | polygon | FALSE | FALSE | America/New_York | 3 | 34691 34652 | 1840028798 | [10 empty] | Beacon SquareFL
Brier | Brier | WA | Washington | 53061 | Snohomish | 47.7924 | -122.2734 | 6970 | 1225 | polygon | FALSE | TRUE | America/Los_Angeles | 3 | 98036 | 1840018379 | [10 empty] | BrierWA
Trumann | Trumann | AR | Arkansas | 5111 | Poinsett | 35.6771 | -90.5261 | 6969 | 463 | polygon | FALSE | TRUE | America/Chicago | 3 | 72472 | 1840015406 | [10 empty] | TrumannAR
Milltown | Milltown | NJ | New Jersey | 34023 | Middlesex | 40.4504 | -74.4351 | 6967 | 1731 | polygon | FALSE | TRUE | America/New_York | 3 | 8850 | 1840001338 | [10 empty] | MilltownNJ
Hamilton | Hamilton | MT | Montana | 30081 | Ravalli | 46.2527 | -114.1598 | 6964 | 780 | polygon | FALSE | TRUE | America/Denver | 3 | 59840 | 1840019896 | [10 empty] | HamiltonMT
Leitchfield | Leitchfield | KY | Kentucky | 21085 | Grayson | 37.4862 | -86.2857 | 6962 | 246 | polygon | FALSE | TRUE | America/Chicago | 3 | 42754 42755 | 1840014366 | [10 empty] | LeitchfieldKY
Creswell | Creswell | OR | Oregon | 41039 | Lane | 43.9212 | -123.016 | 6959 | 1253 | polygon | FALSE | TRUE | America/Los_Angeles | 3 | 97426 | 1840018625 | [10 empty] | CreswellOR
Bondurant | Bondurant | IA | Iowa | 19153 | Polk | 41.6986 | -93.4551 | 6958 | 307 | polygon | FALSE | TRUE | America/Chicago | 3 | 50035 | 1840007067 | [10 empty] | BondurantIA
Stratford | Stratford | NJ | New Jersey | 34007 | Camden | 39.829 | -75.0156 | 6955 | 1709 | polygon | FALSE | TRUE | America/New_York | 3 | 8084 | 1840001516 | [10 empty] | StratfordNJ
Prairie View | Prairie View | TX | Texas | 48473 | Waller | 30.085 | -95.9897 | 6953 | 372 | polygon | FALSE | TRUE | America/Chicago | 3 | 77446 77445 | 1840021698 | [10 empty] | Prairie ViewTX
Catoosa | Catoosa | OK | Oklahoma | 40131 | Rogers | 36.1832 | -95.7662 | 6953 | 240 | polygon | FALSE | TRUE | America/Chicago | 3 | 74015 74116 | 1840019048 | [10 empty] | CatoosaOK
Paintsville | Paintsville | KY | Kentucky | 21115 | Johnson | 37.8167 | -82.8088 | 6952 | 234 | polygon | FALSE | TRUE | America/New_York | 3 | 41240 | 1840014331 | [10 empty] | PaintsvilleKY
Plymouth Meeting | Plymouth Meeting | PA | Pennsylvania | 42091 | Montgomery | 40.11 | -75.2794 | 6947 | 735 | polygon | FALSE | FALSE | America/New_York | 3 | 19462 | 1840005459 | [10 empty] | Plymouth MeetingPA
Bremen | Bremen | GA | Georgia | 13143 | Haralson | 33.7085 | -85.1495 | 6945 | 241 | polygon | FALSE | TRUE | America/New_York | 3 | 30182 30110 | 1840013715 | [10 empty] | BremenGA
Ocean City | Ocean City | MD | Maryland | 24047 | Worcester | 38.3998 | -75.0715 | 6944 | 591 | polygon | FALSE | TRUE | America/New_York | 3 | 21842 21843 | 1840006259 | [10 empty] | Ocean CityMD
Vandalia | Vandalia | IL | Illinois | 17051 | Fayette | 38.9754 | -89.1117 | 6936 | 316 | polygon | FALSE | TRUE | America/Chicago | 3 | 62471 | 1840010693 | [10 empty] | VandaliaIL
Edgemoor | Edgemoor | DE | Delaware | 10003 | New Castle | 39.7551 | -75.507 | 6934 | 1434 | polygon | FALSE | FALSE | America/New_York | 3 | 19809 19802 | 1840028608 | [10 empty] | EdgemoorDE
Westmere | Westmere | NY | New York | 36001 | Albany | 42.6883 | -73.8744 | 6933 | 844 | polygon | FALSE | FALSE | America/New_York | 3 | 12203 12214 12227 | 1840004489 | [10 empty] | WestmereNY
Fort Meade | Fort Meade | FL | Florida | 12105 | Polk | 27.7645 | -81.8058 | 6932 | 295 | polygon | FALSE | TRUE | America/New_York | 3 | 33847 33841 | 1840014134 | [10 empty] | Fort MeadeFL
Osprey | Osprey | FL | Florida | 12115 | Sarasota | 27.1914 | -82.48 | 6931 | 512 | polygon | FALSE | FALSE | America/New_York | 3 | 34229 | 1840014186 | [10 empty] | OspreyFL
Franklin | Franklin | CA | California | 6047 | Merced | 37.3277 | -120.5321 | 6929 | 1325 | polygon | FALSE | TRUE | America/Los_Angeles | 3 | 95348 | 1840075835 | [10 empty] | FranklinCA
Fort Pierce North | Fort Pierce North | FL | Florida | 12111 | St. Lucie | 27.4736 | -80.3594 | 6926 | 631 | polygon | FALSE | TRUE | America/New_York | 3 | 34947 34946 | 1840073834 | [10 empty] | Fort Pierce NorthFL
Sturgis | Sturgis | SD | South Dakota | 46093 | Meade | 44.411 | -103.4975 | 6922 | 446 | polygon | FALSE | TRUE | America/Denver | 3 | 57785 | 1840002174 | [10 empty] | SturgisSD
West Samoset | West Samoset | FL | Florida | 12081 | Manatee | 27.4702 | -82.5552 | 6921 | 2000 | polygon | FALSE | FALSE | America/New_York | 3 | 34208 34203 | 1840029097 | [10 empty] | West SamosetFL
Treasure Island | Treasure Island | FL | Florida | 12103 | Pinellas | 27.774 | -82.7663 | 6921 | 1728 | polygon | FALSE | TRUE | America/New_York | 3 | 33706 33740 | 1840015981 | [10 empty] | Treasure IslandFL
Spring Lake Park | Spring Lake Park | MN | Minnesota | 27003 | Anoka | 45.1161 | -93.2451 | 6919 | 1340 | polygon | FALSE | TRUE | America/Chicago | 3 | 55432 | 1840008903 | [10 empty] | Spring Lake ParkMN
Black Jack | Black Jack | MO | Missouri | 29189 | St. Louis | 38.7993 | -90.264 | 6918 | 1026 | polygon | FALSE | TRUE | America/Chicago | 3 | 63033 | 1840007452 | [10 empty] | Black JackMO
Lewisburg | Lewisburg | WV | West Virginia | 54025 | Greenbrier | 37.8096 | -80.4327 | 6917 | 386 | polygon | FALSE | TRUE | America/New_York | 3 | 24901 | 1840006285 | [10 empty] | LewisburgWV
Heber Springs | Heber Springs | AR | Arkansas | 5023 | Cleburne | 35.5003 | -92.0332 | 6916 | 311 | polygon | FALSE | TRUE | America/Chicago | 3 | 72543 72545 | 1840014543 | [10 empty] | Heber SpringsAR
West Slope | West Slope | OR | Oregon | 41067 | Washington | 45.4962 | -122.7731 | 6913 | 1652 | polygon | FALSE | FALSE | America/Los_Angeles | 3 | 97225 97005 97298 | 1840018554 | [10 empty] | West SlopeOR
Woodland | Woodland | WA | Washington | 53015 | Cowlitz | 45.9145 | -122.7506 | 6911 | 609 | polygon | FALSE | TRUE | America/Los_Angeles | 3 | 98674 | 1840021181 | [10 empty] | WoodlandWA
Gulf Breeze | Gulf Breeze | FL | Florida | 12113 | Santa Rosa | 30.3685 | -87.1769 | 6900 | 569 | polygon | FALSE | TRUE | America/Chicago | 3 | 32561 32562 | 1840013920 | [10 empty] | Gulf BreezeFL
Viola | Viola | NY | New York | 36087 | Rockland | 41.1287 | -74.0855 | 6898 | 955 | polygon | FALSE | FALSE | America/New_York | 3 | 10952 10901 | 1840004972 | [10 empty] | ViolaNY
Freeland | Freeland | MI | Michigan | 26145 | Saginaw | 43.5198 | -84.1124 | 6898 | 404 | polygon | FALSE | FALSE | America/Detroit | 3 | 48623 | 1840004224 | [10 empty] | FreelandMI
Lake Mills | Lake Mills | WI | Wisconsin | 55055 | Jefferson | 43.0776 | -88.9054 | 6897 | 557 | polygon | FALSE | TRUE | America/Chicago | 3 | 53551 | 1840003003 | [10 empty] | Lake MillsWI
Byron | Byron | IL | Illinois | 17141 | Ogle | 42.1224 | -89.2665 | 6896 | 304 | polygon | FALSE | TRUE | America/Chicago | 3 | 61010 | 1840007021 | [10 empty] | ByronIL
Latimer | Latimer | MS | Mississippi | 28059 | Jackson | 30.4972 | -88.8607 | 6895 | 162 | polygon | FALSE | FALSE | America/Chicago | 3 | 39532 39565 | 1840013936 | [10 empty] | LatimerMS
Thermalito | Thermalito | CA | California | 6007 | Butte | 39.4909 | -121.615 | 6894 | 209 | polygon | FALSE | FALSE | America/Los_Angeles | 3 | 95965 | 1840018780 | [10 empty] | ThermalitoCA
Whitemarsh Island | Whitemarsh Island | GA | Georgia | 13051 | Chatham | 32.0304 | -81.0109 | 6893 | 460 | polygon | FALSE | FALSE | America/New_York | 3 | 31410 | 1840029460 | [10 empty] | Whitemarsh IslandGA
Colusa | Colusa | CA | California | 6011 | Colusa | 39.2059 | -122.0125 | 6891 | 683 | polygon | FALSE | TRUE | America/Los_Angeles | 3 | 95932 | 1840018810 | [10 empty] | ColusaCA
Union | Union | OH | Ohio | 39113 | Montgomery | 39.909 | -84.2896 | 6891 | 311 | polygon | FALSE | TRUE | America/New_York | 3 | 45322 45377 | 1840010583 | [10 empty] | UnionOH
Junction City | Junction City | OR | Oregon | 41039 | Lane | 44.2067 | -123.2101 | 6891 | 733 | polygon | FALSE | TRUE | America/Los_Angeles | 3 | 97448 | 1840018623 | [10 empty] | Junction CityOR
Ben Lomond | Ben Lomond | CA | California | 6087 | Santa Cruz | 37.0782 | -122.0882 | 6890 | 318 | polygon | FALSE | FALSE | America/Los_Angeles | 3 | 95005 95018 | 1840017649 | [10 empty] | Ben LomondCA
University Park | University Park | IL | Illinois | 17031 | Cook | 41.4461 | -87.7154 | 6887 | 247 | polygon | FALSE | TRUE | America/Chicago | 3 | 60484 60449 | 1840029849 | [10 empty] | University ParkIL
Gleneagle | Gleneagle | CO | Colorado | 8041 | El Paso | 39.0453 | -104.8288 | 6885 | 1136 | polygon | FALSE | FALSE | America/Denver | 3 | 80921 | 1840028578 | [10 empty] | GleneagleCO
Mountainside | Mountainside | NJ | New Jersey | 34039 | Union | 40.6811 | -74.36 | 6885 | 665 | polygon | FALSE | TRUE | America/New_York | 3 | 7092 | 1840003612 | [10 empty] | MountainsideNJ
Moores Mill | Moores Mill | AL | Alabama | 1089 | Madison | 34.8491 | -86.5222 | 6882 | 195 | polygon | FALSE | FALSE | America/Chicago | 3 | 35810 35811 35759 | 1840013547 | [10 empty] | Moores MillAL
Perry | Perry | FL | Florida | 12123 | Taylor | 30.109 | -83.5821 | 6879 | 281 | polygon | FALSE | TRUE | America/New_York | 3 | 32347 32348 | 1840015046 | [10 empty] | PerryFL
Chestertown | Chestertown | MD | Maryland | 24029 | Kent | 39.2182 | -76.0714 | 6878 | 668 | polygon | FALSE | TRUE | America/New_York | 3 | 21620 21690 | 1840005798 | [10 empty] | ChestertownMD
St. Martinville | St. Martinville | LA | Louisiana | 22099 | St. Martin | 30.1263 | -91.8319 | 6872 | 727 | polygon | FALSE | TRUE | America/Chicago | 3 | 70582 | 1840015924 | [10 empty] | St. MartinvilleLA
Harrisville | Harrisville | UT | Utah | 49057 | Weber | 41.2853 | -111.9859 | 6872 | 889 | polygon | FALSE | TRUE | America/Denver | 3 | 84404 84414 | 1840020129 | [10 empty] | HarrisvilleUT
Twin Rivers | Twin Rivers | NJ | New Jersey | 34021 | Mercer | 40.263 | -74.4917 | 6870 | 2100 | polygon | FALSE | FALSE | America/New_York | 2 | 8520 | 1840005474 | [10 empty] | Twin RiversNJ
Huron | Huron | OH | Ohio | 39043 | Erie | 41.3913 | -82.5635 | 6869 | 538 | polygon | FALSE | TRUE | America/New_York | 3 | 44839 | 1840007095 | [10 empty] | HuronOH
Mechanicstown | Mechanicstown | NY | New York | 36071 | Orange | 41.4472 | -74.3914 | 6869 | 791 | polygon | FALSE | FALSE | America/New_York | 3 | 10940 | 1840004857 | [10 empty] | MechanicstownNY
Loomis | Loomis | CA | California | 6061 | Placer | 38.8093 | -121.1955 | 6866 | 364 | polygon | FALSE | TRUE | America/Los_Angeles | 3 | 95650 | 1840021462 | [10 empty] | LoomisCA
King | King | NC | North Carolina | 37169 | Stokes | 36.2766 | -80.3564 | 6861 | 447 | polygon | FALSE | TRUE | America/New_York | 3 | 27021 | 1840014431 | [10 empty] | KingNC
West Glens Falls | West Glens Falls | NY | New York | 36113 | Warren | 43.3019 | -73.6874 | 6860 | 563 | polygon | FALSE | FALSE | America/New_York | 3 | 12804 | 1840004184 | [10 empty] | West Glens FallsNY
Youngtown | Youngtown | AZ | Arizona | 4013 | Maricopa | 33.5846 | -112.3047 | 6859 | 1780 | polygon | FALSE | TRUE | America/Phoenix | 3 | 85363 | 1840022917 | [10 empty] | YoungtownAZ
Lemoore Station | Lemoore Station | CA | California | 6031 | Kings | 36.2633 | -119.9049 | 6858 | 630 | polygon | TRUE | TRUE | America/Los_Angeles | 3 | 93245 | 1840074319 | [10 empty] | Lemoore StationCA
Lutherville | Lutherville | MD | Maryland | 24005 | Baltimore | 39.4239 | -76.6176 | 6856 | 1252 | polygon | FALSE | FALSE | America/New_York | 3 | 21093 21094 | 1840026623 | [10 empty] | LuthervilleMD
Milford | Milford | OH | Ohio | 39025 | Clermont | 39.1699 | -84.2811 | 6855 | 712 | polygon | FALSE | TRUE | America/New_York | 3 | 45150 | 1840003825 | [10 empty] | MilfordOH
Greenbrier | Greenbrier | TN | Tennessee | 47147 | Robertson | 36.4239 | -86.7976 | 6852 | 373 | polygon | FALSE | TRUE | America/Chicago | 3 | 37073 | 1840016014 | [10 empty] | GreenbrierTN
Lecanto | Lecanto | FL | Florida | 12017 | Citrus | 28.8359 | -82.488 | 6847 | 98 | polygon | FALSE | FALSE | America/New_York | 3 | 34461 | 1840014064 | [10 empty] | LecantoFL
Eldridge | Eldridge | IA | Iowa | 19163 | Scott | 41.639 | -90.5809 | 6846 | 271 | polygon | FALSE | TRUE | America/Chicago | 3 | 52748 | 1840008182 | [10 empty] | EldridgeIA
Old Greenwich | Old Greenwich | CT | Connecticut | 9001 | Fairfield | 41.0253 | -73.5691 | 6844 | 1324 | polygon | FALSE | FALSE | America/New_York | 3 | 6870 | 1840026284 | [10 empty] | Old GreenwichCT
Idabel | Idabel | OK | Oklahoma | 40089 | McCurtain | 33.9041 | -94.8294 | 6843 | 156 | polygon | FALSE | TRUE | America/Chicago | 3 | 74745 | 1840019260 | [10 empty] | IdabelOK
South Patrick Shores | South Patrick Shores | FL | Florida | 12009 | Brevard | 28.202 | -80.6137 | 6842 | 1819 | polygon | FALSE | FALSE | America/New_York | 3 | 32937 | 1840029080 | [10 empty] | South Patrick ShoresFL
Sunnyvale | Sunnyvale | TX | Texas | 48113 | Dallas | 32.7974 | -96.5577 | 6841 | 159 | polygon | FALSE | TRUE | America/Chicago | 3 | 75182 | 1840023031 | [10 empty] | SunnyvaleTX
Bee Cave | Bee Cave | TX | Texas | 48453 | Travis | 30.3084 | -97.9629 | 6841 | 308 | polygon | FALSE | TRUE | America/Chicago | 3 | 78738 78736 | 1840023142 | [10 empty] | Bee CaveTX
Lovejoy | Lovejoy | GA | Georgia | 13063 | Clayton | 33.4426 | -84.3176 | 6840 | 907 | polygon | FALSE | TRUE | America/New_York | 3 | 30228 30250 | 1840015704 | [10 empty] | LovejoyGA
Fircrest | Fircrest | WA | Washington | 53053 | Pierce | 47.2307 | -122.5157 | 6835 | 1666 | polygon | FALSE | TRUE | America/Los_Angeles | 3 | 98466 | 1840019854 | [10 empty] | FircrestWA
Las Piedras | Las Piedras | PR | Puerto Rico | 72085 | Las Piedras | 18.1784 | -65.8708 | 6835 | 2275 | polygon | FALSE | FALSE | America/Puerto_Rico | 2 | 771 | 1630023710 | [10 empty] | Las PiedrasPR
Huntertown | Huntertown | IN | Indiana | 18003 | Allen | 41.2155 | -85.1715 | 6824 | 556 | polygon | FALSE | TRUE | America/Indiana/Indianapolis | 3 | 46748 46845 46818 | 1840010297 | [10 empty] | HuntertownIN
Crossett | Crossett | AR | Arkansas | 5003 | Ashley | 33.128 | -91.9631 | 6820 | 319 | polygon | FALSE | TRUE | America/Chicago | 3 | 71635 | 1840014838 | [10 empty] | CrossettAR
Taneytown | Taneytown | MD | Maryland | 24013 | Carroll | 39.657 | -77.1683 | 6817 | 834 | polygon | FALSE | TRUE | America/New_York | 3 | 21787 | 1840005700 | [10 empty] | TaneytownMD
Mount Vernon | Mount Vernon | IN | Indiana | 18129 | Posey | 37.9364 | -87.8959 | 6816 | 872 | polygon | FALSE | TRUE | America/Chicago | 3 | 47620 | 1840013884 | [10 empty] | Mount VernonIN
Fort Myers Shores | Fort Myers Shores | FL | Florida | 12071 | Lee | 26.7135 | -81.7383 | 6813 | 1268 | polygon | FALSE | FALSE | America/New_York | 3 | 33905 | 1840014212 | [10 empty] | Fort Myers ShoresFL
Kirtland | Kirtland | OH | Ohio | 39085 | Lake | 41.5969 | -81.3406 | 6812 | 157 | polygon | FALSE | TRUE | America/New_York | 3 | 44094 | 1840000535 | [10 empty] | KirtlandOH
Lakes of the Four Seasons | Lakes of the Four Seasons | IN | Indiana | 18089 | Lake | 41.4074 | -87.2203 | 6809 | 1148 | polygon | FALSE | FALSE | America/Chicago | 3 | 46307 | 1840004833 | [10 empty] | Lakes of the Four SeasonsIN
Marion | Marion | SC | South Carolina | 45067 | Marion | 34.1787 | -79.3966 | 6804 | 552 | polygon | FALSE | TRUE | America/New_York | 3 | 29571 | 1840015595 | [10 empty] | MarionSC
San Martin | San Martin | CA | California | 6085 | Santa Clara | 37.0829 | -121.5963 | 6803 | 226 | polygon | FALSE | FALSE | America/Los_Angeles | 3 | 95046 95020 95038 | 1840018948 | [10 empty] | San MartinCA
Kimberly | Kimberly | WI | Wisconsin | 55087 | Outagamie | 44.267 | -88.3377 | 6802 | 1147 | polygon | FALSE | TRUE | America/Chicago | 3 | 54136 54915 | 1840002404 | [10 empty] | KimberlyWI
Hewlett | Hewlett | NY | New York | 36059 | Nassau | 40.6422 | -73.6942 | 6802 | 2982 | polygon | FALSE | FALSE | America/New_York | 2 | 11563 11557 | 1840005265 | [10 empty] | HewlettNY
Taylor Mill | Taylor Mill | KY | Kentucky | 21117 | Kenton | 39.0092 | -84.4988 | 6802 | 429 | polygon | FALSE | TRUE | America/New_York | 3 | 41015 | 1840015175 | [10 empty] | Taylor MillKY
Yardville | Yardville | NJ | New Jersey | 34021 | Mercer | 40.1849 | -74.6603 | 6801 | 644 | polygon | FALSE | FALSE | America/New_York | 3 | 08620 08691 | 1840026523 | [10 empty] | YardvilleNJ
East Shoreham | East Shoreham | NY | New York | 36103 | Suffolk | 40.946 | -72.8811 | 6801 | 487 | polygon | FALSE | FALSE | America/New_York | 3 | 11792 11786 | 1840034048 | [10 empty] | East ShorehamNY
Valley Park | Valley Park | MO | Missouri | 29189 | St. Louis | 38.5513 | -90.4924 | 6796 | 666 | polygon | FALSE | TRUE | America/Chicago | 3 | 63088 | 1840010740 | [10 empty] | Valley ParkMO
Thousand Palms | Thousand Palms | CA | California | 6065 | Riverside | 33.815 | -116.3545 | 6794 | 110 | polygon | FALSE | FALSE | America/Los_Angeles | 3 | 92276 | 1840019291 | [10 empty] | Thousand PalmsCA
Amory | Amory | MS | Mississippi | 28095 | Monroe | 33.9813 | -88.4823 | 6794 | 209 | polygon | FALSE | TRUE | America/Chicago | 3 | 38821 38825 | 1840013686 | [10 empty] | AmoryMS
Columbus | Columbus | WI | Wisconsin | 55021 | Columbia | 43.3354 | -89.03 | 6793 | 434 | polygon | FALSE | TRUE | America/Chicago | 3 | 53925 | 1840002708 | [10 empty] | ColumbusWI
Lake Mathews | Lake Mathews | CA | California | 6065 | Riverside | 33.825 | -117.3683 | 6792 | 164 | polygon | FALSE | TRUE | America/Los_Angeles | 3 | 92570 92504 | 1840075920 | [10 empty] | Lake MathewsCA
Marvin | Marvin | NC | North Carolina | 37179 | Union | 34.989 | -80.8032 | 6792 | 438 | polygon | FALSE | TRUE | America/New_York | 3 | 28173 | 1840017880 | [10 empty] | MarvinNC
Fowler | Fowler | CA | California | 6019 | Fresno | 36.6243 | -119.6737 | 6790 | 1035 | polygon | FALSE | TRUE | America/Los_Angeles | 3 | 93625 | 1840020318 | [10 empty] | FowlerCA
Fishhook | Fishhook | AK | Alaska | 2170 | Matanuska-Susitna | 61.711 | -149.2657 | 6788 | 36 | polygon | FALSE | TRUE | America/Anchorage | 3 | 99645 99654 | 1840037578 | [10 empty] | FishhookAK
Breinigsville | Breinigsville | PA | Pennsylvania | 42077 | Lehigh | 40.5394 | -75.6344 | 6784 | 797 | polygon | FALSE | FALSE | America/New_York | 3 | 18031 | 1840026409 | [10 empty] | BreinigsvillePA
Lincoln | Lincoln | AL | Alabama | 1121 | Talladega | 33.5935 | -86.1371 | 6781 | 104 | polygon | FALSE | TRUE | America/Chicago | 3 | 35160 35096 | 1840015698 | [10 empty] | LincolnAL
Myers Corner | Myers Corner | NY | New York | 36027 | Dutchess | 41.5947 | -73.8744 | 6777 | 519 | polygon | FALSE | FALSE | America/New_York | 3 | 12590 | 1840004742 | [10 empty] | Myers CornerNY
South Valley Stream | South Valley Stream | NY | New York | 36059 | Nassau | 40.6557 | -73.7186 | 6775 | 3007 | polygon | FALSE | FALSE | America/New_York | 2 | 11581 | 1840034062 | [10 empty] | South Valley StreamNY
Millersville | Millersville | TN | Tennessee | 47165 | Sumner | 36.3968 | -86.7111 | 6769 | 189 | polygon | FALSE | TRUE | America/Chicago | 3 | 37072 | 1840014416 | [10 empty] | MillersvilleTN
Cortland | Cortland | OH | Ohio | 39155 | Trumbull | 41.332 | -80.7195 | 6768 | 603 | polygon | FALSE | TRUE | America/New_York | 3 | 44410 | 1840007128 | [10 empty] | CortlandOH
GuÃ¡nica | Guanica | PR | Puerto Rico | 72055 | GuÃ¡nica | 17.9698 | -66.9309 | 6763 | 1035 | polygon | FALSE | FALSE | America/Puerto_Rico | 3 | 00647 00653 | 1630023537 | [10 empty] | GuÃ¡nicaPR
Desert Palms | Desert Palms | CA | California | 6065 | Riverside | 33.779 | -116.293 | 6755 | 976 | polygon | FALSE | TRUE | America/Los_Angeles | 3 | 92211 | 1840043016 | [10 empty] | Desert PalmsCA
Indian River Estates | Indian River Estates | FL | Florida | 12111 | St. Lucie | 27.3564 | -80.2983 | 6754 | 467 | polygon | FALSE | FALSE | America/New_York | 3 | 34982 | 1840029044 | [10 empty] | Indian River EstatesFL
Pembroke Park | Pembroke Park | FL | Florida | 12011 | Broward | 25.9852 | -80.1777 | 6749 | 1888 | polygon | FALSE | TRUE | America/New_York | 3 | 33023 33009 | 1840017273 | [10 empty] | Pembroke ParkFL
Lake Hallie | Lake Hallie | WI | Wisconsin | 55017 | Chippewa | 44.8921 | -91.4199 | 6747 | 184 | polygon | FALSE | TRUE | America/Chicago | 3 | 54729 54703 | 1840000279 | [10 empty] | Lake HallieWI
Ellettsville | Ellettsville | IN | Indiana | 18105 | Monroe | 39.2322 | -86.6232 | 6747 | 525 | polygon | FALSE | TRUE | America/Indiana/Indianapolis | 3 | 47429 47404 | 1840010665 | [10 empty] | EllettsvilleIN
Prairie Grove | Prairie Grove | AR | Arkansas | 5143 | Washington | 35.9858 | -94.3048 | 6740 | 280 | polygon | FALSE | TRUE | America/Chicago | 3 | 72753 72730 | 1840014481 | [10 empty] | Prairie GroveAR
Napili-Honokowai | Napili-Honokowai | HI | Hawaii | 15009 | Maui | 20.9767 | -156.6646 | 6739 | 1001 | polygon | FALSE | TRUE | Pacific/Honolulu | 3 | 96761 | 1840075038 | [10 empty] | Napili-HonokowaiHI
Montevallo | Montevallo | AL | Alabama | 1117 | Shelby | 33.1246 | -86.8476 | 6738 | 203 | polygon | FALSE | TRUE | America/Chicago | 3 | 35115 | 1840014825 | [10 empty] | MontevalloAL
Mount Healthy | Mount Healthy | OH | Ohio | 39061 | Hamilton | 39.2338 | -84.5469 | 6736 | 1752 | polygon | FALSE | TRUE | America/New_York | 3 | 45231 | 1840001607 | [10 empty] | Mount HealthyOH
Clover Creek | Clover Creek | WA | Washington | 53053 | Pierce | 47.1404 | -122.3827 | 6734 | 401 | polygon | FALSE | TRUE | America/Los_Angeles | 3 | 98445 98446 | 1840041920 | [10 empty] | Clover CreekWA
Allendale | Allendale | NJ | New Jersey | 34003 | Bergen | 41.0333 | -74.1333 | 6734 | 839 | polygon | FALSE | TRUE | America/New_York | 3 | 7401 | 1840003550 | [10 empty] | AllendaleNJ
Rupert | Rupert | ID | Idaho | 16067 | Minidoka | 42.6189 | -113.674 | 6733 | 1105 | polygon | FALSE | TRUE | America/Boise | 3 | 83350 | 1840020066 | [10 empty] | RupertID
Snowflake | Snowflake | AZ | Arizona | 4017 | Navajo | 34.5225 | -110.0913 | 6733 | 68 | polygon | FALSE | TRUE | America/Phoenix | 3 | 85937 | 1840022572 | [10 empty] | SnowflakeAZ
Bayville | Bayville | NY | New York | 36059 | Nassau | 40.9076 | -73.5602 | 6732 | 1785 | polygon | FALSE | TRUE | America/New_York | 3 | 11709 | 1840005336 | [10 empty] | BayvilleNY
Litchfield | Litchfield | IL | Illinois | 17135 | Montgomery | 39.1959 | -89.6295 | 6731 | 294 | polygon | FALSE | TRUE | America/Chicago | 3 | 62056 62015 | 1840009601 | [10 empty] | LitchfieldIL
Maple Glen | Maple Glen | PA | Pennsylvania | 42091 | Montgomery | 40.1778 | -75.1793 | 6726 | 832 | polygon | FALSE | FALSE | America/New_York | 3 | 19044 19002 | 1840035082 | [10 empty] | Maple GlenPA
Eatonton | Eatonton | GA | Georgia | 13237 | Putnam | 33.3258 | -83.3886 | 6725 | 126 | polygon | FALSE | TRUE | America/New_York | 3 | 31024 31026 | 1840013764 | [10 empty] | EatontonGA
Bellwood | Bellwood | VA | Virginia | 51041 | Chesterfield | 37.406 | -77.4363 | 6723 | 447 | polygon | FALSE | FALSE | America/New_York | 3 | 23237 | 1840006407 | [10 empty] | BellwoodVA
Lacy-Lakeview | Lacy-Lakeview | TX | Texas | 48309 | McLennan | 31.6292 | -97.1052 | 6721 | 624 | polygon | FALSE | TRUE | America/Chicago | 3 | 76705 | 1840020818 | [10 empty] | Lacy-LakeviewTX
Kosciusko | Kosciusko | MS | Mississippi | 28007 | Attala | 33.0584 | -89.5893 | 6720 | 344 | polygon | FALSE | TRUE | America/Chicago | 3 | 39090 | 1840014848 | [10 empty] | KosciuskoMS
Orchard Mesa | Orchard Mesa | CO | Colorado | 8077 | Mesa | 39.0363 | -108.5169 | 6719 | 693 | polygon | FALSE | FALSE | America/Denver | 3 | 81503 | 1840018811 | [10 empty] | Orchard MesaCO
Roaring Spring | Roaring Spring | PA | Pennsylvania | 42013 | Blair | 40.3348 | -78.3958 | 6718 | 1168 | polygon | FALSE | TRUE | America/New_York | 3 | 16673 | 1840001086 | [10 empty] | Roaring SpringPA
Woodfin | Woodfin | NC | North Carolina | 37021 | Buncombe | 35.6458 | -82.5914 | 6717 | 287 | polygon | FALSE | TRUE | America/New_York | 3 | 28804 | 1840016285 | [10 empty] | WoodfinNC
Rumson | Rumson | NJ | New Jersey | 34025 | Monmouth | 40.3626 | -74.0046 | 6714 | 511 | polygon | FALSE | TRUE | America/New_York | 3 | 7760 | 1840001360 | [10 empty] | RumsonNJ
Broadway | Broadway | VA | Virginia | 51165 | Rockingham | 38.6083 | -78.8016 | 6712 | 651 | polygon | FALSE | TRUE | America/New_York | 3 | 22815 | 1840006136 | [10 empty] | BroadwayVA
Medina | Medina | MN | Minnesota | 27053 | Hennepin | 45.0326 | -93.5834 | 6712 | 101 | polygon | FALSE | TRUE | America/Chicago | 3 | 55340 55356 55359 | 1840007827 | [10 empty] | MedinaMN
Harrisburg | Harrisburg | SD | South Dakota | 46083 | Lincoln | 43.4321 | -96.7037 | 6710 | 707 | polygon | FALSE | TRUE | America/Chicago | 3 | 57032 | 1840002845 | [10 empty] | HarrisburgSD
Bermuda Dunes | Bermuda Dunes | CA | California | 6065 | Riverside | 33.7434 | -116.2874 | 6704 | 878 | polygon | FALSE | FALSE | America/Los_Angeles | 3 | 92203 | 1840017981 | [10 empty] | Bermuda DunesCA
Clifton Heights | Clifton Heights | PA | Pennsylvania | 42045 | Delaware | 39.9301 | -75.2958 | 6697 | 4102 | polygon | FALSE | TRUE | America/New_York | 2 | 19018 | 1840000692 | [10 empty] | Clifton HeightsPA
Wescosville | Wescosville | PA | Pennsylvania | 42077 | Lehigh | 40.5617 | -75.5489 | 6694 | 950 | polygon | FALSE | FALSE | America/New_York | 3 | 18106 18103 18062 | 1840035250 | [10 empty] | WescosvillePA
Roeland Park | Roeland Park | KS | Kansas | 20091 | Johnson | 39.0358 | -94.6374 | 6688 | 1595 | polygon | FALSE | TRUE | America/Chicago | 3 | 66205 | 1840001640 | [10 empty] | Roeland ParkKS
Dayton | Dayton | MN | Minnesota | 27053 | Hennepin | 45.1906 | -93.4758 | 6686 | 110 | polygon | FALSE | TRUE | America/Chicago | 3 | 55369 55327 | 1840006750 | [10 empty] | DaytonMN
Lucas Valley-Marinwood | Lucas Valley-Marinwood | CA | California | 6041 | Marin | 38.0405 | -122.5765 | 6686 | 450 | polygon | FALSE | TRUE | America/Los_Angeles | 3 | 94903 94913 | 1840073922 | [10 empty] | Lucas Valley-MarinwoodCA
Cherryville | Cherryville | NC | North Carolina | 37071 | Gaston | 35.3844 | -81.3781 | 6682 | 424 | polygon | FALSE | TRUE | America/New_York | 3 | 28021 | 1840014589 | [10 empty] | CherryvilleNC
Belfast | Belfast | ME | Maine | 23027 | Waldo | 44.428 | -69.0325 | 6679 | 75 | polygon | FALSE | TRUE | America/New_York | 3 | 4915 | 1840000300 | [10 empty] | BelfastME
Nevada | Nevada | IA | Iowa | 19169 | Story | 42.0186 | -93.4635 | 6677 | 452 | polygon | FALSE | TRUE | America/Chicago | 3 | 50201 | 1840008125 | [10 empty] | NevadaIA
Dunlap | Dunlap | IN | Indiana | 18039 | Elkhart | 41.6346 | -85.9235 | 6667 | 523 | polygon | FALSE | FALSE | America/Indiana/Indianapolis | 3 | 46517 46516 | 1840004814 | [10 empty] | DunlapIN
Lauderdale-by-the-Sea | Lauderdale-by-the-Sea | FL | Florida | 12011 | Broward | 26.199 | -80.0972 | 6664 | 2934 | polygon | FALSE | TRUE | America/New_York | 2 | 33308 33062 33303 | 1840017271 | [10 empty] | Lauderdale-by-the-SeaFL
Church Hill | Church Hill | TN | Tennessee | 47073 | Hawkins | 36.5204 | -82.715 | 6664 | 272 | polygon | FALSE | TRUE | America/New_York | 3 | 37642 | 1840014428 | [10 empty] | Church HillTN
Potomac Mills | Potomac Mills | VA | Virginia | 51153 | Prince William | 38.6547 | -77.3012 | 6664 | 638 | polygon | FALSE | FALSE | America/New_York | 3 | 22192 | 1840026711 | [10 empty] | Potomac MillsVA
Linwood | Linwood | NJ | New Jersey | 34001 | Atlantic | 39.3436 | -74.5708 | 6658 | 674 | polygon | FALSE | TRUE | America/New_York | 3 | 8221 | 1840016701 | [10 empty] | LinwoodNJ
Ashville | Ashville | OH | Ohio | 39129 | Pickaway | 39.7239 | -82.9575 | 6658 | 759 | polygon | FALSE | TRUE | America/New_York | 3 | 43103 | 1840012552 | [10 empty] | AshvilleOH
Valley Falls | Valley Falls | SC | South Carolina | 45083 | Spartanburg | 35.0073 | -81.9692 | 6656 | 495 | polygon | FALSE | FALSE | America/New_York | 3 | 29303 29316 | 1840013512 | [10 empty] | Valley FallsSC
Sandersville | Sandersville | GA | Georgia | 13303 | Washington | 32.9827 | -82.8089 | 6655 | 161 | polygon | FALSE | TRUE | America/New_York | 3 | 31082 | 1840015746 | [10 empty] | SandersvilleGA
Blairsville | Blairsville | PA | Pennsylvania | 42063 | Indiana | 40.4325 | -79.2599 | 6654 | 877 | polygon | FALSE | TRUE | America/New_York | 3 | 15717 | 1840000990 | [10 empty] | BlairsvillePA
Bridgeport | Bridgeport | TX | Texas | 48497 | Wise | 33.21 | -97.7708 | 6653 | 327 | polygon | FALSE | TRUE | America/Chicago | 3 | 76426 | 1840019384 | [10 empty] | BridgeportTX
Sturtevant | Sturtevant | WI | Wisconsin | 55101 | Racine | 42.6995 | -87.9019 | 6652 | 624 | polygon | FALSE | TRUE | America/Chicago | 3 | 53177 | 1840002486 | [10 empty] | SturtevantWI
Litchfield | Litchfield | MN | Minnesota | 27093 | Meeker | 45.1221 | -94.5255 | 6650 | 579 | polygon | FALSE | TRUE | America/Chicago | 3 | 55355 | 1840008912 | [10 empty] | LitchfieldMN
Cherry Hills Village | Cherry Hills Village | CO | Colorado | 8005 | Arapahoe | 39.6375 | -104.9481 | 6647 | 413 | polygon | FALSE | TRUE | America/Denver | 3 | 80113 80111 | 1840018793 | [10 empty] | Cherry Hills VillageCO
Notre Dame | Notre Dame | IN | Indiana | 18141 | St. Joseph | 41.7014 | -86.2378 | 6646 | 2170 | polygon | FALSE | TRUE | America/Indiana/Indianapolis | 2 | 46556 46637 | 1840039286 | [10 empty] | Notre DameIN
Pocahontas | Pocahontas | AR | Arkansas | 5121 | Randolph | 36.2637 | -90.9706 | 6645 | 334 | polygon | FALSE | TRUE | America/Chicago | 3 | 72455 | 1840014448 | [10 empty] | PocahontasAR
Morrilton | Morrilton | AR | Arkansas | 5029 | Conway | 35.1558 | -92.7387 | 6645 | 290 | polygon | FALSE | TRUE | America/Chicago | 3 | 72110 | 1840014564 | [10 empty] | MorriltonAR
Barrington | Barrington | NJ | New Jersey | 34007 | Camden | 39.8689 | -75.0514 | 6642 | 1621 | polygon | FALSE | TRUE | America/New_York | 3 | 08007 08033 | 1840003771 | [10 empty] | BarringtonNJ
Belle Haven | Belle Haven | VA | Virginia | 51059 | Fairfax | 38.7775 | -77.0574 | 6640 | 1293 | polygon | FALSE | FALSE | America/New_York | 3 | 22306 22307 | 1840145044 | [10 empty] | Belle HavenVA
Juana DÃ­az | Juana Diaz | PR | Puerto Rico | 72075 | Juana DÃ­az | 18.0532 | -66.5047 | 6636 | 1746 | polygon | FALSE | FALSE | America/Puerto_Rico | 3 | 795 | 1630023583 | [10 empty] | Juana DÃ­azPR
Tecumseh | Tecumseh | OK | Oklahoma | 40125 | Pottawatomie | 35.2639 | -96.9338 | 6636 | 170 | polygon | FALSE | TRUE | America/Chicago | 3 | 74801 74873 | 1840021786 | [10 empty] | TecumsehOK
Mecca | Mecca | CA | California | 6065 | Riverside | 33.5767 | -116.0645 | 6635 | 368 | polygon | FALSE | FALSE | America/Los_Angeles | 3 | 92254 | 1840019285 | [10 empty] | MeccaCA
Mira Monte | Mira Monte | CA | California | 6111 | Ventura | 34.4284 | -119.2853 | 6633 | 560 | polygon | FALSE | FALSE | America/Los_Angeles | 3 | 93023 93022 | 1840019197 | [10 empty] | Mira MonteCA
Cedarhurst | Cedarhurst | NY | New York | 36059 | Nassau | 40.6252 | -73.7278 | 6633 | 3795 | polygon | FALSE | TRUE | America/New_York | 2 | 11516 | 1840005339 | [10 empty] | CedarhurstNY
Folcroft | Folcroft | PA | Pennsylvania | 42045 | Delaware | 39.8891 | -75.277 | 6632 | 2056 | polygon | FALSE | TRUE | America/New_York | 2 | 19032 19079 | 1840000698 | [10 empty] | FolcroftPA
Pea Ridge | Pea Ridge | WV | West Virginia | 54011 | Cabell | 38.4154 | -82.3188 | 6632 | 1117 | polygon | FALSE | FALSE | America/New_York | 3 | 25705 25504 | 1840038311 | [10 empty] | Pea RidgeWV
Belmont | Belmont | VA | Virginia | 51107 | Loudoun | 39.065 | -77.4965 | 6632 | 1252 | polygon | FALSE | FALSE | America/New_York | 3 | 20147 | 1840024496 | [10 empty] | BelmontVA
Green Knoll | Green Knoll | NJ | New Jersey | 34035 | Somerset | 40.6048 | -74.615 | 6631 | 543 | polygon | FALSE | FALSE | America/New_York | 3 | 8807 | 1840033460 | [10 empty] | Green KnollNJ
Guadalupe | Guadalupe | AZ | Arizona | 4013 | Maricopa | 33.3664 | -111.9633 | 6631 | 3184 | polygon | FALSE | TRUE | America/Phoenix | 2 | 85283 | 1840021948 | [10 empty] | GuadalupeAZ
Veneta | Veneta | OR | Oregon | 41039 | Lane | 44.0471 | -123.3514 | 6628 | 759 | polygon | FALSE | TRUE | America/Los_Angeles | 3 | 97487 | 1840021264 | [10 empty] | VenetaOR
North Syracuse | North Syracuse | NY | New York | 36067 | Onondaga | 43.1339 | -76.1306 | 6628 | 1307 | polygon | FALSE | TRUE | America/New_York | 3 | 13212 13220 13225 13251 | 1840004326 | [10 empty] | North SyracuseNY
Manorhaven | Manorhaven | NY | New York | 36059 | Nassau | 40.8399 | -73.7127 | 6627 | 5492 | polygon | FALSE | TRUE | America/New_York | 2 | 11050 | 1840005306 | [10 empty] | ManorhavenNY
Battlefield | Battlefield | MO | Missouri | 29077 | Greene | 37.1194 | -93.3683 | 6622 | 1000 | polygon | FALSE | TRUE | America/Chicago | 3 | 65619 | 1840007616 | [10 empty] | BattlefieldMO
Puerto Real | Puerto Real | PR | Puerto Rico | 72023 | Cabo Rojo | 18.0762 | -67.1861 | 6621 | 2300 | polygon | FALSE | FALSE | America/Puerto_Rico | 2 | 623 | 1630035555 | [10 empty] | Puerto RealPR
North Caldwell | North Caldwell | NJ | New Jersey | 34013 | Essex | 40.8629 | -74.2576 | 6621 | 833 | polygon | FALSE | TRUE | America/New_York | 3 | 7006 | 1840002793 | [10 empty] | North CaldwellNJ
Beaver Dam | Beaver Dam | KY | Kentucky | 21183 | Ohio | 37.4042 | -86.8742 | 6621 | 453 | polygon | FALSE | TRUE | America/Chicago | 3 | 42320 | 1840013232 | [10 empty] | Beaver DamKY
Ladera Heights | Ladera Heights | CA | California | 6037 | Los Angeles | 33.9972 | -118.374 | 6620 | 861 | polygon | FALSE | FALSE | America/Los_Angeles | 3 | 90008 90230 90056 | 1840028381 | [10 empty] | Ladera HeightsCA
Winthrop Harbor | Winthrop Harbor | IL | Illinois | 17097 | Lake | 42.4805 | -87.8294 | 6618 | 539 | polygon | FALSE | TRUE | America/Chicago | 3 | 60096 | 1840011178 | [10 empty] | Winthrop HarborIL
Whitmore Lake | Whitmore Lake | MI | Michigan | 26161 | Washtenaw | 42.4235 | -83.7524 | 6618 | 606 | polygon | FALSE | FALSE | America/Detroit | 3 | 48189 | 1840006923 | [10 empty] | Whitmore LakeMI
Hillsboro | Hillsboro | OH | Ohio | 39071 | Highland | 39.2123 | -83.6112 | 6616 | 462 | polygon | FALSE | TRUE | America/New_York | 3 | 45133 | 1840007375 | [10 empty] | HillsboroOH
Brewton | Brewton | AL | Alabama | 1053 | Escambia | 31.1111 | -87.0737 | 6615 | 179 | polygon | FALSE | TRUE | America/Chicago | 3 | 36426 36427 | 1840006146 | [10 empty] | BrewtonAL
Kermit | Kermit | TX | Texas | 48495 | Winkler | 31.854 | -103.0924 | 6613 | 996 | polygon | FALSE | TRUE | America/Chicago | 3 | 79745 | 1840020796 | [10 empty] | KermitTX
Demopolis | Demopolis | AL | Alabama | 1091 | Marengo | 32.498 | -87.8298 | 6612 | 143 | polygon | FALSE | TRUE | America/Chicago | 3 | 36732 36742 | 1840014897 | [10 empty] | DemopolisAL
Talent | Talent | OR | Oregon | 41029 | Jackson | 42.2404 | -122.7807 | 6608 | 1917 | polygon | FALSE | TRUE | America/Los_Angeles | 3 | 97540 | 1840021300 | [10 empty] | TalentOR
Hamilton | Hamilton | AL | Alabama | 1093 | Marion | 34.1346 | -87.9755 | 6606 | 67 | polygon | FALSE | TRUE | America/Chicago | 3 | 35570 | 1840003629 | [10 empty] | HamiltonAL
Trinity | Trinity | NC | North Carolina | 37151 | Randolph | 35.8756 | -80.0093 | 6606 | 151 | polygon | FALSE | TRUE | America/New_York | 3 | 27370 27263 27360 | 1840015374 | [10 empty] | TrinityNC
Normandy Park | Normandy Park | WA | Washington | 53033 | King | 47.4343 | -122.3436 | 6604 | 1020 | polygon | FALSE | TRUE | America/Los_Angeles | 3 | 98166 | 1840019832 | [10 empty] | Normandy ParkWA
Bridge City | Bridge City | LA | Louisiana | 22051 | Jefferson | 29.9321 | -90.1594 | 6602 | 609 | polygon | FALSE | FALSE | America/Chicago | 3 | 70094 | 1840013989 | [10 empty] | Bridge CityLA
Ambridge | Ambridge | PA | Pennsylvania | 42007 | Beaver | 40.5922 | -80.2265 | 6601 | 1714 | polygon | FALSE | TRUE | America/New_York | 3 | 15003 | 1840001010 | [10 empty] | AmbridgePA
Amite City | Amite City | LA | Louisiana | 22105 | Tangipahoa | 30.7323 | -90.5133 | 6600 | 441 | polygon | FALSE | TRUE | America/Chicago | 3 | 70422 | 1840036149 | [10 empty] | Amite CityLA
Catasauqua | Catasauqua | PA | Pennsylvania | 42077 | Lehigh | 40.6531 | -75.4643 | 6599 | 1972 | polygon | FALSE | TRUE | America/New_York | 3 | 18032 | 1840001045 | [10 empty] | CatasauquaPA
Cocoa West | Cocoa West | FL | Florida | 12009 | Brevard | 28.3595 | -80.7712 | 6595 | 706 | polygon | FALSE | TRUE | America/New_York | 3 | 32922 32926 | 1840073847 | [10 empty] | Cocoa WestFL
Forestbrook | Forestbrook | SC | South Carolina | 45051 | Horry | 33.7243 | -78.9678 | 6591 | 686 | polygon | FALSE | FALSE | America/New_York | 3 | 29588 29579 | 1840035797 | [10 empty] | ForestbrookSC
Bethel | Bethel | AK | Alaska | 2050 | Bethel | 60.7928 | -161.7917 | 6586 | 57 | polygon | FALSE | TRUE | America/Anchorage | 3 | 99559 99545 | 1840023353 | [10 empty] | BethelAK
Ewa Villages | Ewa Villages | HI | Hawaii | 15003 | Honolulu | 21.3418 | -158.039 | 6585 | 2257 | polygon | FALSE | FALSE | Pacific/Honolulu | 2 | 96706 | 1840029578 | [10 empty] | Ewa VillagesHI
Northgate | Northgate | OH | Ohio | 39061 | Hamilton | 39.2531 | -84.5943 | 6583 | 1019 | polygon | FALSE | FALSE | America/New_York | 3 | 45251 | 1840034390 | [10 empty] | NorthgateOH
Oneonta | Oneonta | AL | Alabama | 1009 | Blount | 33.9392 | -86.4929 | 6577 | 161 | polygon | FALSE | TRUE | America/Chicago | 3 | 35121 | 1840005206 | [10 empty] | OneontaAL
Mont Belvieu | Mont Belvieu | TX | Texas | 48071 | Chambers | 29.8524 | -94.8784 | 6574 | 157 | polygon | FALSE | TRUE | America/Chicago | 3 | 77523 77535 77580 | 1840020942 | [10 empty] | Mont BelvieuTX
South Monrovia Island | South Monrovia Island | CA | California | 6037 | Los Angeles | 34.1234 | -117.9958 | 6572 | 4629 | polygon | FALSE | TRUE | America/Los_Angeles | 2 | 91016 91010 | 1840043043 | [10 empty] | South Monrovia IslandCA
Cold Spring | Cold Spring | KY | Kentucky | 21037 | Campbell | 39.013 | -84.4349 | 6571 | 534 | polygon | FALSE | TRUE | America/New_York | 3 | 41076 | 1840014257 | [10 empty] | Cold SpringKY
Keene | Keene | TX | Texas | 48251 | Johnson | 32.3955 | -97.3226 | 6568 | 511 | polygon | FALSE | TRUE | America/Chicago | 3 | 76059 76009 76031 | 1840019469 | [10 empty] | KeeneTX
Walnut Ridge | Walnut Ridge | AR | Arkansas | 5075 | Lawrence | 36.0851 | -90.9463 | 6568 | 118 | polygon | FALSE | TRUE | America/Chicago | 3 | 72476 | 1840015327 | [10 empty] | Walnut RidgeAR
Thompson's Station | Thompson's Station | TN | Tennessee | 47187 | Williamson | 35.809 | -86.8994 | 6567 | 128 | polygon | FALSE | TRUE | America/Chicago | 3 | 37064 37179 | 1840016218 | [10 empty] | Thompson's StationTN
Stickney | Stickney | IL | Illinois | 17031 | Cook | 41.8183 | -87.773 | 6566 | 1317 | polygon | FALSE | TRUE | America/Chicago | 3 | 60402 60804 | 1840011326 | [10 empty] | StickneyIL
Green Hill | Green Hill | TN | Tennessee | 47189 | Wilson | 36.2349 | -86.5733 | 6563 | 729 | polygon | FALSE | FALSE | America/Chicago | 3 | 37138 | 1840013350 | [10 empty] | Green HillTN
Rossford | Rossford | OH | Ohio | 39173 | Wood | 41.5832 | -83.5692 | 6562 | 504 | polygon | FALSE | TRUE | America/New_York | 3 | 43551 43460 | 1840000624 | [10 empty] | RossfordOH
Blackwell | Blackwell | OK | Oklahoma | 40071 | Kay | 36.8011 | -97.3008 | 6562 | 454 | polygon | FALSE | TRUE | America/Chicago | 3 | 74631 | 1840018980 | [10 empty] | BlackwellOK
Contra Costa Centre | Contra Costa Centre | CA | California | 6013 | Contra Costa | 37.9261 | -122.054 | 6558 | 3978 | polygon | FALSE | FALSE | America/Los_Angeles | 2 | 94597 94598 | 1840028422 | [10 empty] | Contra Costa CentreCA
Lawrence | Lawrence | NY | New York | 36059 | Nassau | 40.6042 | -73.7149 | 6556 | 679 | polygon | FALSE | TRUE | America/New_York | 3 | 11559 | 1840005303 | [10 empty] | LawrenceNY
Roslyn Heights | Roslyn Heights | NY | New York | 36059 | Nassau | 40.7787 | -73.6396 | 6553 | 1713 | polygon | FALSE | FALSE | America/New_York | 3 | 11577 | 1840005254 | [10 empty] | Roslyn HeightsNY
South Hill | South Hill | NY | New York | 36109 | Tompkins | 42.4113 | -76.4883 | 6551 | 428 | polygon | FALSE | FALSE | America/New_York | 3 | 14850 | 1840004541 | [10 empty] | South HillNY
Tuckahoe | Tuckahoe | NY | New York | 36119 | Westchester | 40.953 | -73.823 | 6549 | 4231 | polygon | FALSE | TRUE | America/New_York | 2 | 10707 | 1840004946 | [10 empty] | TuckahoeNY
Waikoloa Village | Waikoloa Village | HI | Hawaii | 15001 | Hawaii | 19.9285 | -155.8185 | 6549 | 141 | polygon | FALSE | FALSE | Pacific/Honolulu | 3 | 96738 | 1840029587 | [10 empty] | Waikoloa VillageHI
Keyes | Keyes | CA | California | 6099 | Stanislaus | 37.5618 | -120.9088 | 6548 | 897 | polygon | FALSE | FALSE | America/Los_Angeles | 3 | 95328 95326 95307 | 1840017618 | [10 empty] | KeyesCA
Cumming | Cumming | GA | Georgia | 13117 | Forsyth | 34.2064 | -84.1337 | 6547 | 377 | polygon | FALSE | TRUE | America/New_York | 3 | 30040 30041 | 1840014712 | [10 empty] | CummingGA
Portage | Portage | PA | Pennsylvania | 42021 | Cambria | 40.3868 | -78.6746 | 6546 | 1397 | polygon | FALSE | TRUE | America/New_York | 3 | 15946 | 1840001122 | [10 empty] | PortagePA
Fox Point | Fox Point | WI | Wisconsin | 55079 | Milwaukee | 43.1581 | -87.9013 | 6543 | 882 | polygon | FALSE | TRUE | America/Chicago | 3 | 53217 | 1840003042 | [10 empty] | Fox PointWI
Slippery Rock | Slippery Rock | PA | Pennsylvania | 42019 | Butler | 41.0695 | -80.058 | 6541 | 828 | polygon | FALSE | TRUE | America/New_York | 3 | 16057 | 1840000874 | [10 empty] | Slippery RockPA
Clairton | Clairton | PA | Pennsylvania | 42003 | Allegheny | 40.2976 | -79.8853 | 6541 | 913 | polygon | FALSE | TRUE | America/New_York | 3 | 15025 | 1840001219 | [10 empty] | ClairtonPA
Oakmont | Oakmont | PA | Pennsylvania | 42003 | Allegheny | 40.5201 | -79.8365 | 6541 | 1590 | polygon | FALSE | TRUE | America/New_York | 3 | 15139 | 1840001250 | [10 empty] | OakmontPA
Fairview | Fairview | GA | Georgia | 13295 | Walker | 34.9296 | -85.294 | 6540 | 335 | polygon | FALSE | FALSE | America/New_York | 3 | 30707 30741 | 1840013084 | [10 empty] | FairviewGA
Plaquemine | Plaquemine | LA | Louisiana | 22047 | Iberville | 30.2834 | -91.2429 | 6539 | 864 | polygon | FALSE | TRUE | America/Chicago | 3 | 70764 70765 | 1840015037 | [10 empty] | PlaquemineLA
Elkin | Elkin | NC | North Carolina | 37171 | Surry | 36.2621 | -80.8441 | 6536 | 228 | polygon | FALSE | TRUE | America/New_York | 3 | 28621 | 1840016031 | [10 empty] | ElkinNC
Plattsmouth | Plattsmouth | NE | Nebraska | 31025 | Cass | 41.0053 | -95.894 | 6534 | 750 | polygon | FALSE | TRUE | America/Chicago | 3 | 68048 | 1840009355 | [10 empty] | PlattsmouthNE
De Queen | De Queen | AR | Arkansas | 5133 | Sevier | 34.0426 | -94.342 | 6534 | 420 | polygon | FALSE | TRUE | America/Chicago | 3 | 71832 | 1840014735 | [10 empty] | De QueenAR
Hapeville | Hapeville | GA | Georgia | 13121 | Fulton | 33.6609 | -84.4093 | 6534 | 1048 | polygon | FALSE | TRUE | America/New_York | 3 | 30354 | 1840013663 | [10 empty] | HapevilleGA
Laurence Harbor | Laurence Harbor | NJ | New Jersey | 34023 | Middlesex | 40.4489 | -74.2494 | 6534 | 855 | polygon | FALSE | FALSE | America/New_York | 3 | 08879 07721 07735 | 1840005420 | [10 empty] | Laurence HarborNJ
Atlantic | Atlantic | IA | Iowa | 19029 | Cass | 41.3957 | -95.0138 | 6526 | 302 | polygon | FALSE | TRUE | America/Chicago | 3 | 50022 | 1840007125 | [10 empty] | AtlanticIA
Castroville | Castroville | CA | California | 6053 | Monterey | 36.765 | -121.7535 | 6521 | 2464 | polygon | FALSE | FALSE | America/Los_Angeles | 2 | 95012 | 1840017682 | [10 empty] | CastrovilleCA
Russells Point | Russells Point | OH | Ohio | 39091 | Logan | 40.468 | -83.8939 | 6517 | 575 | polygon | FALSE | TRUE | America/New_York | 3 | 43348 | 1840012155 | [10 empty] | Russells PointOH
Martins Ferry | Martins Ferry | OH | Ohio | 39013 | Belmont | 40.1014 | -80.7253 | 6517 | 1080 | polygon | FALSE | TRUE | America/New_York | 3 | 43935 | 1840008388 | [10 empty] | Martins FerryOH
West View | West View | PA | Pennsylvania | 42003 | Allegheny | 40.5182 | -80.0333 | 6516 | 2491 | polygon | FALSE | TRUE | America/New_York | 2 | 15229 | 1840001274 | [10 empty] | West ViewPA
Milford | Milford | MI | Michigan | 26125 | Oakland | 42.587 | -83.6012 | 6515 | 1026 | polygon | FALSE | TRUE | America/Detroit | 3 | 48381 | 1840011058 | [10 empty] | MilfordMI
Kingston | Kingston | RI | Rhode Island | 44009 | Washington | 41.4738 | -71.5236 | 6513 | 1615 | polygon | FALSE | FALSE | America/New_York | 3 | 02879 02881 | 1840003365 | [10 empty] | KingstonRI
Air Force Academy | Air Force Academy | CO | Colorado | 8041 | El Paso | 38.9942 | -104.8639 | 6512 | 251 | polygon | TRUE | TRUE | America/Denver | 3 | 80840 80841 | 1840036508 | [10 empty] | Air Force AcademyCO
De Soto | De Soto | KS | Kansas | 20091 | Johnson | 38.9686 | -94.9548 | 6512 | 225 | polygon | FALSE | TRUE | America/Chicago | 3 | 66018 66019 | 1840001633 | [10 empty] | De SotoKS
Avon | Avon | CO | Colorado | 8037 | Eagle | 39.6445 | -106.5133 | 6511 | 307 | polygon | FALSE | TRUE | America/Denver | 3 | 81620 81655 | 1840020194 | [10 empty] | AvonCO
Heathcote | Heathcote | NJ | New Jersey | 34023 | Middlesex | 40.3908 | -74.5756 | 6507 | 964 | polygon | FALSE | FALSE | America/New_York | 3 | 08852 08540 | 1840033480 | [10 empty] | HeathcoteNJ
Naples Manor | Naples Manor | FL | Florida | 12021 | Collier | 26.0892 | -81.7254 | 6507 | 3670 | polygon | FALSE | FALSE | America/New_York | 2 | 34113 | 1840014232 | [10 empty] | Naples ManorFL
Rittman | Rittman | OH | Ohio | 39169 | Wayne | 40.9736 | -81.7849 | 6506 | 398 | polygon | FALSE | TRUE | America/New_York | 3 | 44270 | 1840009372 | [10 empty] | RittmanOH
Bangor Base | Bangor Base | WA | Washington | 53035 | Kitsap | 47.7227 | -122.7146 | 6506 | 226 | polygon | TRUE | TRUE | America/Los_Angeles | 3 | 98315 | 1840036750 | [10 empty] | Bangor BaseWA
Anadarko | Anadarko | OK | Oklahoma | 40015 | Caddo | 35.0652 | -98.2441 | 6504 | 349 | polygon | FALSE | TRUE | America/Chicago | 3 | 73005 | 1840019159 | [10 empty] | AnadarkoOK
Schriever | Schriever | LA | Louisiana | 22109 | Terrebonne | 29.7334 | -90.831 | 6500 | 175 | polygon | FALSE | FALSE | America/Chicago | 3 | 70301 70395 | 1840014033 | [10 empty] | SchrieverLA
Harrah | Harrah | OK | Oklahoma | 40109 | Oklahoma | 35.4779 | -97.1857 | 6499 | 206 | polygon | FALSE | TRUE | America/Chicago | 3 | 73020 73045 | 1840020424 | [10 empty] | HarrahOK
Monticello | Monticello | KY | Kentucky | 21231 | Wayne | 36.8404 | -84.8506 | 6499 | 393 | polygon | FALSE | TRUE | America/Kentucky/Monticello | 3 | 42633 | 1840014404 | [10 empty] | MonticelloKY
Williamston | Williamston | MI | Michigan | 26065 | Ingham | 42.6835 | -84.2836 | 6498 | 623 | polygon | FALSE | TRUE | America/Detroit | 3 | 48895 | 1840000420 | [10 empty] | WilliamstonMI
Homeacre-Lyndora | Homeacre-Lyndora | PA | Pennsylvania | 42019 | Butler | 40.8721 | -79.9211 | 6498 | 377 | polygon | FALSE | TRUE | America/New_York | 3 | 16001 16045 | 1840073691 | [10 empty] | Homeacre-LyndoraPA
Pratt | Pratt | KS | Kansas | 20151 | Pratt | 37.6764 | -98.7451 | 6496 | 325 | polygon | FALSE | TRUE | America/Chicago | 3 | 67124 | 1840001687 | [10 empty] | PrattKS
Basehor | Basehor | KS | Kansas | 20103 | Leavenworth | 39.1332 | -94.9333 | 6496 | 351 | polygon | FALSE | TRUE | America/Chicago | 3 | 66012 66007 | 1840007373 | [10 empty] | BasehorKS
Geneseo | Geneseo | IL | Illinois | 17073 | Henry | 41.4508 | -90.154 | 6495 | 540 | polygon | FALSE | TRUE | America/Chicago | 3 | 61254 | 1840008205 | [10 empty] | GeneseoIL
Severance | Severance | CO | Colorado | 8123 | Weld | 40.527 | -104.8642 | 6494 | 291 | polygon | FALSE | TRUE | America/Denver | 3 | 80546 80550 80615 80610 | 1840022400 | [10 empty] | SeveranceCO
Ocean Shores | Ocean Shores | WA | Washington | 53027 | Grays Harbor | 46.9685 | -124.1521 | 6494 | 294 | polygon | FALSE | TRUE | America/Los_Angeles | 3 | 98569 | 1840019849 | [10 empty] | Ocean ShoresWA
La Habra Heights | La Habra Heights | CA | California | 6037 | Los Angeles | 33.9602 | -117.951 | 6492 | 406 | polygon | FALSE | TRUE | America/Los_Angeles | 3 | 90631 | 1840020511 | [10 empty] | La Habra HeightsCA
Prospect Park | Prospect Park | PA | Pennsylvania | 42045 | Delaware | 39.8858 | -75.3074 | 6492 | 3425 | polygon | FALSE | TRUE | America/New_York | 2 | 19076 | 1840000707 | [10 empty] | Prospect ParkPA
Ambler | Ambler | PA | Pennsylvania | 42091 | Montgomery | 40.1564 | -75.2215 | 6491 | 2940 | polygon | FALSE | TRUE | America/New_York | 2 | 19002 | 1840003693 | [10 empty] | AmblerPA
East Rochester | East Rochester | NY | New York | 36055 | Monroe | 43.112 | -77.4869 | 6490 | 1891 | polygon | FALSE | TRUE | America/New_York | 3 | 14445 | 1840004289 | [10 empty] | East RochesterNY
Mulvane | Mulvane | KS | Kansas | 20191 | Sumner | 37.4788 | -97.2724 | 6489 | 561 | polygon | FALSE | TRUE | America/Chicago | 3 | 67110 67120 | 1840008748 | [10 empty] | MulvaneKS
Camilla | Camilla | GA | Georgia | 13205 | Mitchell | 31.2337 | -84.2089 | 6488 | 293 | polygon | FALSE | TRUE | America/New_York | 3 | 31730 | 1840013877 | [10 empty] | CamillaGA
Lynchburg | Lynchburg | TN | Tennessee | 47127 | Moore | 35.2846 | -86.3587 | 6488 | 19 | polygon | FALSE | TRUE | America/Chicago | 3 | 37334 37388 37359 37352 | 1840036144 | [10 empty] | LynchburgTN
Hillandale | Hillandale | MD | Maryland | 24031 | Montgomery | 39.0254 | -76.9751 | 6487 | 1214 | polygon | FALSE | FALSE | America/New_York | 3 | 20783 20903 | 1840005841 | [10 empty] | HillandaleMD
Stratmoor | Stratmoor | CO | Colorado | 8041 | El Paso | 38.7732 | -104.7787 | 6484 | 946 | polygon | FALSE | FALSE | America/Denver | 3 | 80906 80911 | 1840028582 | [10 empty] | StratmoorCO
Buena Vista | Buena Vista | VA | Virginia | 51530 | Buena Vista | 37.7319 | -79.3569 | 6478 | 388 | polygon | FALSE | TRUE | America/New_York | 3 | 24416 | 1840003851 | [10 empty] | Buena VistaVA
Prairie du Chien | Prairie du Chien | WI | Wisconsin | 55023 | Crawford | 43.0429 | -91.1373 | 6477 | 369 | polygon | FALSE | TRUE | America/Chicago | 3 | 53821 | 1840002890 | [10 empty] | Prairie du ChienWI
Silver Lake | Silver Lake | NC | North Carolina | 37129 | New Hanover | 34.1408 | -77.909 | 6476 | 1013 | polygon | FALSE | FALSE | America/New_York | 3 | 28412 | 1840032901 | [10 empty] | Silver LakeNC
Irvington | Irvington | NY | New York | 36119 | Westchester | 41.0349 | -73.8661 | 6473 | 901 | polygon | FALSE | TRUE | America/New_York | 3 | 10503 10533 | 1840004933 | [10 empty] | IrvingtonNY
Prestonsburg | Prestonsburg | KY | Kentucky | 21071 | Floyd | 37.6816 | -82.7662 | 6473 | 96 | polygon | FALSE | TRUE | America/New_York | 3 | 41653 41602 | 1840014346 | [10 empty] | PrestonsburgKY
Moraine | Moraine | OH | Ohio | 39113 | Montgomery | 39.6983 | -84.2459 | 6470 | 269 | polygon | FALSE | TRUE | America/New_York | 3 | 45342 45439 45418 | 1840003784 | [10 empty] | MoraineOH
Penn Yan | Penn Yan | NY | New York | 36123 | Yates | 42.6608 | -77.0536 | 6469 | 792 | polygon | FALSE | TRUE | America/New_York | 3 | 14527 | 1840004503 | [10 empty] | Penn YanNY
Forest Glen | Forest Glen | MD | Maryland | 24031 | Montgomery | 39.0191 | -77.0445 | 6469 | 2452 | polygon | FALSE | FALSE | America/New_York | 2 | 20910 20902 | 1840005824 | [10 empty] | Forest GlenMD
Scenic Oaks | Scenic Oaks | TX | Texas | 48029 | Bexar | 29.7038 | -98.6713 | 6469 | 318 | polygon | FALSE | FALSE | America/Chicago | 3 | 78255 78006 | 1840019650 | [10 empty] | Scenic OaksTX
Columbia | Columbia | MS | Mississippi | 28091 | Marion | 31.2564 | -89.8266 | 6468 | 333 | polygon | FALSE | TRUE | America/Chicago | 3 | 39429 | 1840014970 | [10 empty] | ColumbiaMS
Genoa | Genoa | IL | Illinois | 17037 | DeKalb | 42.0926 | -88.6964 | 6467 | 780 | polygon | FALSE | TRUE | America/Chicago | 3 | 60135 | 1840008133 | [10 empty] | GenoaIL
Otis Orchards-East Farms | Otis Orchards-East Farms | WA | Washington | 53063 | Spokane | 47.703 | -117.0854 | 6466 | 310 | polygon | FALSE | TRUE | America/Los_Angeles | 3 | 99025 99027 | 1840037126 | [10 empty] | Otis Orchards-East FarmsWA
Sidney | Sidney | MT | Montana | 30083 | Richland | 47.7152 | -104.168 | 6466 | 724 | polygon | FALSE | TRUE | America/Denver | 3 | 59270 | 1840021085 | [10 empty] | SidneyMT
Darnestown | Darnestown | MD | Maryland | 24031 | Montgomery | 39.096 | -77.3033 | 6462 | 151 | polygon | FALSE | FALSE | America/New_York | 3 | 20878 20874 | 1840005833 | [10 empty] | DarnestownMD
Hebron | Hebron | KY | Kentucky | 21015 | Boone | 39.0626 | -84.709 | 6461 | 388 | polygon | FALSE | FALSE | America/New_York | 3 | 41048 41005 41021 | 1840026680 | [10 empty] | HebronKY
Glendive | Glendive | MT | Montana | 30021 | Dawson | 47.1102 | -104.7069 | 6460 | 545 | polygon | FALSE | TRUE | America/Denver | 3 | 59330 | 1840019824 | [10 empty] | GlendiveMT
Yorketown | Yorketown | NJ | New Jersey | 34025 | Monmouth | 40.3064 | -74.3385 | 6459 | 1044 | polygon | FALSE | FALSE | America/New_York | 3 | 7726 | 1840033488 | [10 empty] | YorketownNJ
Lake Murray of Richland | Lake Murray of Richland | SC | South Carolina | 45079 | Richland | 34.1209 | -81.2653 | 6455 | 448 | polygon | FALSE | TRUE | America/New_York | 3 | 29036 29063 | 1840073861 | [10 empty] | Lake Murray of RichlandSC
Ironwood | Ironwood | MI | Michigan | 26053 | Gogebic | 46.4522 | -90.1505 | 6448 | 285 | polygon | FALSE | TRUE | America/Menominee | 3 | 49938 | 1840001942 | [10 empty] | IronwoodMI
Sealy | Sealy | TX | Texas | 48015 | Austin | 29.7676 | -96.1679 | 6446 | 186 | polygon | FALSE | TRUE | America/Chicago | 3 | 77474 | 1840022209 | [10 empty] | SealyTX
Emporia | Emporia | VA | Virginia | 51595 | Emporia | 36.6953 | -77.5356 | 6443 | 298 | polygon | FALSE | TRUE | America/New_York | 3 | 23847 | 1840003875 | [10 empty] | EmporiaVA
Carrollton | Carrollton | VA | Virginia | 51093 | Isle of Wight | 36.9394 | -76.5264 | 6442 | 433 | polygon | FALSE | FALSE | America/New_York | 3 | 23314 | 1840024808 | [10 empty] | CarrolltonVA
Inverness Highlands South | Inverness Highlands South | FL | Florida | 12017 | Citrus | 28.8007 | -82.3371 | 6441 | 443 | polygon | FALSE | TRUE | America/New_York | 3 | 34452 | 1840073844 | [10 empty] | Inverness Highlands SouthFL
East Falmouth | East Falmouth | MA | Massachusetts | 25001 | Barnstable | 41.5707 | -70.5556 | 6441 | 457 | polygon | FALSE | FALSE | America/New_York | 3 | 2536 | 1840003237 | [10 empty] | East FalmouthMA
Upper Sandusky | Upper Sandusky | OH | Ohio | 39175 | Wyandot | 40.8298 | -83.2721 | 6440 | 365 | polygon | FALSE | TRUE | America/New_York | 3 | 43351 | 1840010346 | [10 empty] | Upper SanduskyOH
Vine Grove | Vine Grove | KY | Kentucky | 21093 | Hardin | 37.8133 | -85.9828 | 6439 | 363 | polygon | FALSE | TRUE | America/New_York | 3 | 40175 40160 | 1840015218 | [10 empty] | Vine GroveKY
Litchfield Park | Litchfield Park | AZ | Arizona | 4013 | Maricopa | 33.5024 | -112.3586 | 6436 | 755 | polygon | FALSE | TRUE | America/Phoenix | 3 | 85340 | 1840020565 | [10 empty] | Litchfield ParkAZ
Devine | Devine | TX | Texas | 48325 | Medina | 29.1457 | -98.9049 | 6436 | 580 | polygon | FALSE | TRUE | America/Chicago | 3 | 78016 | 1840019657 | [10 empty] | DevineTX
Orange Lake | Orange Lake | NY | New York | 36071 | Orange | 41.5319 | -74.0936 | 6434 | 467 | polygon | FALSE | FALSE | America/New_York | 3 | 12550 | 1840004859 | [10 empty] | Orange LakeNY
Oelwein | Oelwein | IA | Iowa | 19065 | Fayette | 42.6715 | -91.9133 | 6433 | 471 | polygon | FALSE | TRUE | America/Chicago | 3 | 50662 | 1840008007 | [10 empty] | OelweinIA
Carthage | Carthage | TX | Texas | 48365 | Panola | 32.1526 | -94.3368 | 6431 | 232 | polygon | FALSE | TRUE | America/Chicago | 3 | 75633 | 1840019497 | [10 empty] | CarthageTX
Crystal Lake | Crystal Lake | FL | Florida | 12105 | Polk | 28.0371 | -81.9063 | 6431 | 973 | polygon | FALSE | FALSE | America/New_York | 3 | 33801 | 1840029030 | [10 empty] | Crystal LakeFL
Hurricane | Hurricane | WV | West Virginia | 54079 | Putnam | 38.4293 | -82.0168 | 6430 | 663 | polygon | FALSE | TRUE | America/New_York | 3 | 25526 | 1840006180 | [10 empty] | HurricaneWV
North Riverside | North Riverside | IL | Illinois | 17031 | Cook | 41.8461 | -87.8263 | 6429 | 1510 | polygon | FALSE | TRUE | America/Chicago | 3 | 60546 | 1840011303 | [10 empty] | North RiversideIL
Cheverly | Cheverly | MD | Maryland | 24033 | Prince George's | 38.9254 | -76.914 | 6428 | 1880 | polygon | FALSE | TRUE | America/New_York | 3 | 20785 | 1840005984 | [10 empty] | CheverlyMD
Savage | Savage | MD | Maryland | 24027 | Howard | 39.1485 | -76.8228 | 6428 | 907 | polygon | FALSE | FALSE | America/New_York | 3 | 20763 20794 | 1840026664 | [10 empty] | SavageMD
Bridgeport | Bridgeport | MI | Michigan | 26145 | Saginaw | 43.3706 | -83.8828 | 6425 | 294 | polygon | FALSE | FALSE | America/Detroit | 3 | 48722 48601 | 1840004227 | [10 empty] | BridgeportMI
Valley City | Valley City | ND | North Dakota | 38003 | Barnes | 46.9223 | -98.0055 | 6423 | 591 | polygon | FALSE | TRUE | America/Chicago | 3 | 58072 | 1840000160 | [10 empty] | Valley CityND
Salem | Salem | IN | Indiana | 18175 | Washington | 38.6048 | -86.0977 | 6422 | 598 | polygon | FALSE | TRUE | America/Indiana/Indianapolis | 3 | 47167 | 1840009790 | [10 empty] | SalemIN
Douglas | Douglas | WY | Wyoming | 56009 | Converse | 42.7541 | -105.3968 | 6421 | 377 | polygon | FALSE | TRUE | America/Denver | 3 | 82633 | 1840018655 | [10 empty] | DouglasWY
Greenville | Greenville | IL | Illinois | 17005 | Bond | 38.8866 | -89.3893 | 6417 | 392 | polygon | FALSE | TRUE | America/Chicago | 3 | 62246 | 1840008563 | [10 empty] | GreenvilleIL
Orlovista | Orlovista | FL | Florida | 12095 | Orange | 28.5441 | -81.4629 | 6416 | 1347 | polygon | FALSE | FALSE | America/New_York | 3 | 32808 32835 32811 | 1840014096 | [10 empty] | OrlovistaFL
Eudora | Eudora | KS | Kansas | 20045 | Douglas | 38.9345 | -95.0957 | 6415 | 839 | polygon | FALSE | TRUE | America/Chicago | 3 | 66025 | 1840008558 | [10 empty] | EudoraKS
Walkersville | Walkersville | MD | Maryland | 24021 | Frederick | 39.4832 | -77.3559 | 6415 | 519 | polygon | FALSE | TRUE | America/New_York | 3 | 21793 | 1840005717 | [10 empty] | WalkersvilleMD
Garrett | Garrett | IN | Indiana | 18033 | DeKalb | 41.3526 | -85.1238 | 6413 | 594 | polygon | FALSE | TRUE | America/Indiana/Indianapolis | 3 | 46738 46706 | 1840008207 | [10 empty] | GarrettIN
Bowleys Quarters | Bowleys Quarters | MD | Maryland | 24005 | Baltimore | 39.3198 | -76.3858 | 6412 | 787 | polygon | FALSE | FALSE | America/New_York | 3 | 21220 | 1840005677 | [10 empty] | Bowleys QuartersMD
Littlestown | Littlestown | PA | Pennsylvania | 42001 | Adams | 39.7452 | -77.0892 | 6409 | 1158 | polygon | FALSE | TRUE | America/New_York | 3 | 17340 | 1840000684 | [10 empty] | LittlestownPA
Bronxville | Bronxville | NY | New York | 36119 | Westchester | 40.9394 | -73.8263 | 6408 | 2571 | polygon | FALSE | TRUE | America/New_York | 2 | 10708 | 1840004949 | [10 empty] | BronxvilleNY
Kingston Estates | Kingston Estates | NJ | New Jersey | 34007 | Camden | 39.9188 | -74.9898 | 6407 | 2135 | polygon | FALSE | FALSE | America/New_York | 2 | 8034 | 1840033314 | [10 empty] | Kingston EstatesNJ
Burnet | Burnet | TX | Texas | 48053 | Burnet | 30.7496 | -98.2383 | 6406 | 238 | polygon | FALSE | TRUE | America/Chicago | 3 | 78611 | 1840019567 | [10 empty] | BurnetTX
Lincroft | Lincroft | NJ | New Jersey | 34025 | Monmouth | 40.3391 | -74.1283 | 6405 | 443 | polygon | FALSE | FALSE | America/New_York | 3 | 7738 | 1840005449 | [10 empty] | LincroftNJ
Jordan | Jordan | MN | Minnesota | 27139 | Scott | 44.6652 | -93.6351 | 6402 | 774 | polygon | FALSE | TRUE | America/Chicago | 3 | 55352 | 1840007864 | [10 empty] | JordanMN
Hampstead | Hampstead | MD | Maryland | 24013 | Carroll | 39.6104 | -76.855 | 6401 | 745 | polygon | FALSE | TRUE | America/New_York | 3 | 21074 | 1840005699 | [10 empty] | HampsteadMD
Carolina Beach | Carolina Beach | NC | North Carolina | 37129 | New Hanover | 34.0396 | -77.8966 | 6399 | 1007 | polygon | FALSE | TRUE | America/New_York | 3 | 28428 | 1840015575 | [10 empty] | Carolina BeachNC
Mount Vernon | Mount Vernon | IA | Iowa | 19113 | Linn | 41.923 | -91.4244 | 6398 | 493 | polygon | FALSE | TRUE | America/Chicago | 3 | 52314 | 1840008100 | [10 empty] | Mount VernonIA
Lionville | Lionville | PA | Pennsylvania | 42029 | Chester | 40.0524 | -75.644 | 6398 | 997 | polygon | FALSE | FALSE | America/New_York | 3 | 19341 | 1840005502 | [10 empty] | LionvillePA
Ramtown | Ramtown | NJ | New Jersey | 34025 | Monmouth | 40.1144 | -74.1492 | 6393 | 1140 | polygon | FALSE | FALSE | America/New_York | 3 | 7731 | 1840033393 | [10 empty] | RamtownNJ
Rockford | Rockford | MI | Michigan | 26081 | Kent | 43.1266 | -85.5582 | 6391 | 765 | polygon | FALSE | TRUE | America/Detroit | 3 | 49341 49351 | 1840002924 | [10 empty] | RockfordMI
Steilacoom | Steilacoom | WA | Washington | 53053 | Pierce | 47.1703 | -122.5934 | 6390 | 1226 | polygon | FALSE | TRUE | America/Los_Angeles | 3 | 98388 | 1840022309 | [10 empty] | SteilacoomWA
Opp | Opp | AL | Alabama | 1039 | Covington | 31.2848 | -86.257 | 6390 | 104 | polygon | FALSE | TRUE | America/Chicago | 3 | 36467 | 1840014960 | [10 empty] | OppAL
Abilene | Abilene | KS | Kansas | 20041 | Dickinson | 38.9229 | -97.2251 | 6390 | 502 | polygon | FALSE | TRUE | America/Chicago | 3 | 67410 | 1840001629 | [10 empty] | AbileneKS
Rhome | Rhome | TX | Texas | 48497 | Wise | 33.0647 | -97.4779 | 6387 | 155 | polygon | FALSE | TRUE | America/Chicago | 3 | 76078 76234 | 1840020632 | [10 empty] | RhomeTX
Aptos | Aptos | CA | California | 6087 | Santa Cruz | 36.9912 | -121.8934 | 6387 | 374 | polygon | FALSE | FALSE | America/Los_Angeles | 3 | 95003 95001 | 1840017648 | [10 empty] | AptosCA
Belpre | Belpre | OH | Ohio | 39167 | Washington | 39.2815 | -81.5971 | 6386 | 707 | polygon | FALSE | TRUE | America/New_York | 3 | 45714 | 1840001544 | [10 empty] | BelpreOH
Crockett | Crockett | TX | Texas | 48225 | Houston | 31.3177 | -95.4564 | 6385 | 278 | polygon | FALSE | TRUE | America/Chicago | 3 | 75835 | 1840019547 | [10 empty] | CrockettTX
Ellenville | Ellenville | NY | New York | 36111 | Ulster | 41.7009 | -74.3609 | 6384 | 178 | polygon | FALSE | TRUE | America/New_York | 3 | 12420 12428 | 1840004733 | [10 empty] | EllenvilleNY
East End | East End | AR | Arkansas | 5125 | Saline | 34.5554 | -92.3261 | 6384 | 122 | polygon | FALSE | FALSE | America/Chicago | 3 | 72065 72206 72103 | 1840013086 | [10 empty] | East EndAR
Rushville | Rushville | IN | Indiana | 18139 | Rush | 39.6172 | -85.4463 | 6383 | 702 | polygon | FALSE | TRUE | America/Indiana/Indianapolis | 3 | 46173 | 1840014235 | [10 empty] | RushvilleIN
International Falls | International Falls | MN | Minnesota | 27071 | Koochiching | 48.5884 | -93.4083 | 6382 | 350 | polygon | FALSE | TRUE | America/Winnipeg | 3 | 56649 56679 | 1840007684 | [10 empty] | International FallsMN
Rogersville | Rogersville | TN | Tennessee | 47073 | Hawkins | 36.4081 | -83.0043 | 6380 | 449 | polygon | FALSE | TRUE | America/New_York | 3 | 37857 | 1840017699 | [10 empty] | RogersvilleTN
Prosser | Prosser | WA | Washington | 53005 | Benton | 46.2068 | -119.7662 | 6380 | 530 | polygon | FALSE | TRUE | America/Los_Angeles | 3 | 99350 | 1840019890 | [10 empty] | ProsserWA
West Point | West Point | NY | New York | 36071 | Orange | 41.3642 | -74.0118 | 6379 | 130 | polygon | TRUE | TRUE | America/New_York | 3 | 10996 10928 10997 | 1840004866 | [10 empty] | West PointNY
Nephi | Nephi | UT | Utah | 49023 | Juab | 39.7072 | -111.8323 | 6378 | 539 | polygon | FALSE | TRUE | America/Denver | 3 | 84648 | 1840020188 | [10 empty] | NephiUT
Richboro | Richboro | PA | Pennsylvania | 42017 | Bucks | 40.2262 | -75.0006 | 6378 | 562 | polygon | FALSE | FALSE | America/New_York | 3 | 18954 | 1840005407 | [10 empty] | RichboroPA
Cullowhee | Cullowhee | NC | North Carolina | 37099 | Jackson | 35.3107 | -83.1815 | 6377 | 683 | polygon | FALSE | FALSE | America/New_York | 3 | 28723 | 1840013072 | [10 empty] | CullowheeNC
Mims | Mims | FL | Florida | 12009 | Brevard | 28.6928 | -80.8468 | 6375 | 144 | polygon | FALSE | FALSE | America/New_York | 3 | 32754 | 1840014078 | [10 empty] | MimsFL
Village of Oak Creek | Village of Oak Creek | AZ | Arizona | 4025 | Yavapai | 34.7813 | -111.7606 | 6375 | 468 | polygon | FALSE | TRUE | America/Phoenix | 3 | 86351 86341 | 1840036808 | [10 empty] | Village of Oak CreekAZ
Jasper | Jasper | GA | Georgia | 13227 | Pickens | 34.471 | -84.4496 | 6374 | 179 | polygon | FALSE | TRUE | America/New_York | 3 | 30143 30175 | 1840014687 | [10 empty] | JasperGA
Nitro | Nitro | WV | West Virginia | 54039 | Kanawha | 38.4119 | -81.8194 | 6373 | 469 | polygon | FALSE | TRUE | America/New_York | 3 | 25143 25064 | 1840006199 | [10 empty] | NitroWV
Wharton | Wharton | NJ | New Jersey | 34027 | Morris | 40.8999 | -74.5808 | 6369 | 1186 | polygon | FALSE | TRUE | America/New_York | 3 | 7885 | 1840000955 | [10 empty] | WhartonNJ
Johnsburg | Johnsburg | IL | Illinois | 17111 | McHenry | 42.383 | -88.2476 | 6368 | 342 | polygon | FALSE | TRUE | America/Chicago | 3 | 60051 | 1840011128 | [10 empty] | JohnsburgIL
Fort Riley | Fort Riley | KS | Kansas | 20161 | Riley | 39.1111 | -96.8138 | 6368 | 482 | polygon | TRUE | TRUE | America/Chicago | 3 | 66442 | 1840073757 | [10 empty] | Fort RileyKS
Sunbury | Sunbury | OH | Ohio | 39041 | Delaware | 40.2485 | -82.8804 | 6367 | 511 | polygon | FALSE | TRUE | America/New_York | 3 | 43074 | 1840003707 | [10 empty] | SunburyOH
Wollochet | Wollochet | WA | Washington | 53053 | Pierce | 47.2828 | -122.5769 | 6365 | 418 | polygon | FALSE | FALSE | America/Los_Angeles | 3 | 98335 | 1840023843 | [10 empty] | WollochetWA
Keyser | Keyser | WV | West Virginia | 54057 | Mineral | 39.4394 | -78.9822 | 6361 | 960 | polygon | FALSE | TRUE | America/New_York | 3 | 26726 | 1840005723 | [10 empty] | KeyserWV
Kathleen | Kathleen | FL | Florida | 12105 | Polk | 28.1224 | -82.0387 | 6358 | 341 | polygon | FALSE | FALSE | America/New_York | 3 | 33810 | 1840014129 | [10 empty] | KathleenFL
Combee Settlement | Combee Settlement | FL | Florida | 12105 | Polk | 28.0596 | -81.9053 | 6357 | 1241 | polygon | FALSE | FALSE | America/New_York | 3 | 33801 | 1840029027 | [10 empty] | Combee SettlementFL
Henderson | Henderson | TN | Tennessee | 47023 | Chester | 35.4446 | -88.6531 | 6357 | 314 | polygon | FALSE | TRUE | America/Chicago | 3 | 38340 | 1840014550 | [10 empty] | HendersonTN
Cynthiana | Cynthiana | KY | Kentucky | 21097 | Harrison | 38.386 | -84.2993 | 6356 | 557 | polygon | FALSE | TRUE | America/New_York | 3 | 41031 | 1840014283 | [10 empty] | CynthianaKY
Tabor City | Tabor City | NC | North Carolina | 37047 | Columbus | 34.1538 | -78.8737 | 6355 | 478 | polygon | FALSE | TRUE | America/New_York | 3 | 28463 | 1840016665 | [10 empty] | Tabor CityNC
North Fort Lewis | North Fort Lewis | WA | Washington | 53053 | Pierce | 47.122 | -122.5966 | 6355 | 415 | polygon | TRUE | TRUE | America/Los_Angeles | 3 | 98433 | 1840042007 | [10 empty] | North Fort LewisWA
West Hattiesburg | West Hattiesburg | MS | Mississippi | 28073 | Lamar | 31.3114 | -89.374 | 6352 | 1016 | polygon | FALSE | FALSE | America/Chicago | 3 | 39402 | 1840032564 | [10 empty] | West HattiesburgMS
Allegan | Allegan | MI | Michigan | 26005 | Allegan | 42.5299 | -85.8462 | 6350 | 503 | polygon | FALSE | TRUE | America/Detroit | 3 | 49010 | 1840003114 | [10 empty] | AlleganMI
Dacula | Dacula | GA | Georgia | 13135 | Gwinnett | 33.9816 | -83.8951 | 6350 | 456 | polygon | FALSE | TRUE | America/New_York | 3 | 30019 | 1840014743 | [10 empty] | DaculaGA
Schuyler | Schuyler | NE | Nebraska | 31037 | Colfax | 41.4497 | -97.0619 | 6348 | 893 | polygon | FALSE | TRUE | America/Chicago | 3 | 68661 | 1840009252 | [10 empty] | SchuylerNE
Tipton | Tipton | IN | Indiana | 18159 | Tipton | 40.282 | -86.0422 | 6348 | 730 | polygon | FALSE | TRUE | America/Indiana/Indianapolis | 3 | 46072 | 1840010448 | [10 empty] | TiptonIN
Clarkston Heights-Vineland | Clarkston Heights-Vineland | WA | Washington | 53003 | Asotin | 46.3876 | -117.0831 | 6348 | 406 | polygon | FALSE | TRUE | America/Los_Angeles | 3 | 99403 | 1840073891 | [10 empty] | Clarkston Heights-VinelandWA
Galax | Galax | VA | Virginia | 51640 | Galax | 36.6661 | -80.9176 | 6347 | 297 | polygon | FALSE | TRUE | America/New_York | 3 | 24333 | 1840003877 | [10 empty] | GalaxVA
Jan Phyl Village | Jan Phyl Village | FL | Florida | 12105 | Polk | 28.0201 | -81.7933 | 6346 | 535 | polygon | FALSE | FALSE | America/New_York | 3 | 33880 | 1840028708 | [10 empty] | Jan Phyl VillageFL
Swarthmore | Swarthmore | PA | Pennsylvania | 42045 | Delaware | 39.9023 | -75.3488 | 6346 | 1750 | polygon | FALSE | TRUE | America/New_York | 3 | 19081 | 1840000712 | [10 empty] | SwarthmorePA
Carmel Hamlet | Carmel Hamlet | NY | New York | 36079 | Putnam | 41.415 | -73.6855 | 6345 | 293 | polygon | FALSE | FALSE | America/New_York | 3 | 10512 | 1840073604 | [10 empty] | Carmel HamletNY
Gladewater | Gladewater | TX | Texas | 48183 | Gregg | 32.5426 | -94.9465 | 6341 | 211 | polygon | FALSE | TRUE | America/Chicago | 3 | 75647 | 1840020745 | [10 empty] | GladewaterTX
Iowa Park | Iowa Park | TX | Texas | 48485 | Wichita | 33.9622 | -98.6819 | 6339 | 605 | polygon | FALSE | TRUE | America/Chicago | 3 | 76367 | 1840019279 | [10 empty] | Iowa ParkTX
Yaphank | Yaphank | NY | New York | 36103 | Suffolk | 40.8323 | -72.9233 | 6338 | 179 | polygon | FALSE | FALSE | America/New_York | 3 | 11980 | 1840005116 | [10 empty] | YaphankNY
St. John | St. John | MO | Missouri | 29189 | St. Louis | 38.7148 | -90.3462 | 6338 | 1717 | polygon | FALSE | TRUE | America/Chicago | 3 | 63114 | 1840073797 | [10 empty] | St. JohnMO
Theodore | Theodore | AL | Alabama | 1097 | Mobile | 30.5408 | -88.1884 | 6334 | 305 | polygon | FALSE | FALSE | America/Chicago | 3 | 36590 36582 | 1840013895 | [10 empty] | TheodoreAL
Pepper Pike | Pepper Pike | OH | Ohio | 39035 | Cuyahoga | 41.4801 | -81.4619 | 6330 | 343 | polygon | FALSE | TRUE | America/New_York | 3 | 44124 | 1840003408 | [10 empty] | Pepper PikeOH
Red Lion | Red Lion | PA | Pennsylvania | 42133 | York | 39.8986 | -76.6078 | 6330 | 1862 | polygon | FALSE | TRUE | America/New_York | 3 | 17356 | 1840001461 | [10 empty] | Red LionPA
Hamlet | Hamlet | NC | North Carolina | 37153 | Richmond | 34.8891 | -79.7099 | 6328 | 467 | polygon | FALSE | TRUE | America/New_York | 3 | 28345 | 1840013516 | [10 empty] | HamletNC
White Oak | White Oak | TX | Texas | 48183 | Gregg | 32.5313 | -94.8564 | 6322 | 267 | polygon | FALSE | TRUE | America/Chicago | 3 | 75693 | 1840022080 | [10 empty] | White OakTX
Comstock Northwest | Comstock Northwest | MI | Michigan | 26077 | Kalamazoo | 42.3219 | -85.518 | 6318 | 754 | polygon | FALSE | TRUE | America/Detroit | 3 | 49048 | 1840073785 | [10 empty] | Comstock NorthwestMI
Islamorada, Village of Islands | Islamorada, Village of Islands | FL | Florida | 12087 | Monroe | 24.9408 | -80.6097 | 6317 | 378 | polygon | FALSE | TRUE | America/New_York | 3 | 33036 33070 | 1840073890 | [10 empty] | Islamorada, Village of IslandsFL
Mascotte | Mascotte | FL | Florida | 12069 | Lake | 28.611 | -81.9107 | 6315 | 196 | polygon | FALSE | TRUE | America/New_York | 3 | 34736 34753 | 1840015951 | [10 empty] | MascotteFL
Pass Christian | Pass Christian | MS | Mississippi | 28047 | Harrison | 30.327 | -89.2436 | 6307 | 295 | polygon | FALSE | TRUE | America/Chicago | 3 | 39571 | 1840015024 | [10 empty] | Pass ChristianMS
Jeanerette | Jeanerette | LA | Louisiana | 22045 | Iberia | 29.9157 | -91.6758 | 6303 | 872 | polygon | FALSE | TRUE | America/Chicago | 3 | 70544 | 1840015054 | [10 empty] | JeaneretteLA
Delano | Delano | MN | Minnesota | 27171 | Wright | 45.0383 | -93.7922 | 6302 | 579 | polygon | FALSE | TRUE | America/Chicago | 3 | 55328 | 1840006710 | [10 empty] | DelanoMN
Waveland | Waveland | MS | Mississippi | 28045 | Hancock | 30.293 | -89.3904 | 6302 | 286 | polygon | FALSE | TRUE | America/Chicago | 3 | 39576 39520 | 1840015918 | [10 empty] | WavelandMS
North Hobbs | North Hobbs | NM | New Mexico | 35025 | Lea | 32.7731 | -103.125 | 6301 | 93 | polygon | FALSE | TRUE | America/Denver | 3 | 88242 88240 88241 | 1840043200 | [10 empty] | North HobbsNM
Forest Hills | Forest Hills | PA | Pennsylvania | 42003 | Allegheny | 40.4251 | -79.8544 | 6298 | 1555 | polygon | FALSE | TRUE | America/New_York | 3 | 15221 | 1840001232 | [10 empty] | Forest HillsPA
El Rio | El Rio | CA | California | 6111 | Ventura | 34.2452 | -119.1568 | 6297 | 1196 | polygon | FALSE | FALSE | America/Los_Angeles | 3 | 93036 | 1840017913 | [10 empty] | El RioCA
Lely Resort | Lely Resort | FL | Florida | 12021 | Collier | 26.0889 | -81.7031 | 6295 | 487 | polygon | FALSE | FALSE | America/New_York | 3 | 34113 | 1840028991 | [10 empty] | Lely ResortFL
East Porterville | East Porterville | CA | California | 6107 | Tulare | 36.0573 | -118.9713 | 6291 | 804 | polygon | FALSE | FALSE | America/Los_Angeles | 3 | 93257 | 1840017691 | [10 empty] | East PortervilleCA
Ranchettes | Ranchettes | WY | Wyoming | 56021 | Laramie | 41.2186 | -104.7729 | 6289 | 49 | polygon | FALSE | FALSE | America/Denver | 3 | 82009 | 1840038441 | [10 empty] | RanchettesWY
Boiling Spring Lakes | Boiling Spring Lakes | NC | North Carolina | 37019 | Brunswick | 34.0322 | -78.068 | 6287 | 104 | polygon | FALSE | TRUE | America/New_York | 3 | 28461 | 1840013635 | [10 empty] | Boiling Spring LakesNC
Stone Mountain | Stone Mountain | GA | Georgia | 13089 | DeKalb | 33.8034 | -84.1724 | 6281 | 1473 | polygon | FALSE | TRUE | America/New_York | 3 | 30083 | 1840015645 | [10 empty] | Stone MountainGA
Covedale | Covedale | OH | Ohio | 39061 | Hamilton | 39.1267 | -84.637 | 6277 | 856 | polygon | FALSE | FALSE | America/New_York | 3 | 45233 45238 | 1840034226 | [10 empty] | CovedaleOH
California | California | PA | Pennsylvania | 42125 | Washington | 40.0692 | -79.9152 | 6276 | 220 | polygon | FALSE | TRUE | America/New_York | 3 | 15423 15419 15417 | 1840003642 | [10 empty] | CaliforniaPA
St. Robert | St. Robert | MO | Missouri | 29169 | Pulaski | 37.8244 | -92.1532 | 6275 | 288 | polygon | FALSE | TRUE | America/Chicago | 3 | 65584 | 1840009866 | [10 empty] | St. RobertMO
New Castle | New Castle | CO | Colorado | 8045 | Garfield | 39.5776 | -107.5267 | 6275 | 798 | polygon | FALSE | TRUE | America/Denver | 3 | 81647 | 1840022429 | [10 empty] | New CastleCO
Howland Center | Howland Center | OH | Ohio | 39155 | Trumbull | 41.2483 | -80.7444 | 6269 | 598 | polygon | FALSE | FALSE | America/New_York | 3 | 44484 | 1840034386 | [10 empty] | Howland CenterOH
Pigeon Forge | Pigeon Forge | TN | Tennessee | 47155 | Sevier | 35.7977 | -83.5623 | 6266 | 181 | polygon | FALSE | TRUE | America/New_York | 3 | 37863 37868 | 1840014500 | [10 empty] | Pigeon ForgeTN
Huntington Woods | Huntington Woods | MI | Michigan | 26125 | Oakland | 42.4816 | -83.1685 | 6265 | 1623 | polygon | FALSE | TRUE | America/Detroit | 3 | 48070 | 1840002445 | [10 empty] | Huntington WoodsMI
Richmond | Richmond | MI | Michigan | 26099 | Macomb | 42.8094 | -82.7518 | 6262 | 781 | polygon | FALSE | TRUE | America/Detroit | 3 | 48062 | 1840003091 | [10 empty] | RichmondMI
Fairwood | Fairwood | MD | Maryland | 24033 | Prince George's | 38.9565 | -76.778 | 6261 | 708 | polygon | FALSE | TRUE | America/New_York | 3 | 20720 | 1840039458 | [10 empty] | FairwoodMD
East Glenville | East Glenville | NY | New York | 36093 | Schenectady | 42.8614 | -73.9206 | 6259 | 337 | polygon | FALSE | FALSE | America/New_York | 3 | 12008 12302 | 1840004444 | [10 empty] | East GlenvilleNY
Lake Alfred | Lake Alfred | FL | Florida | 12105 | Polk | 28.1041 | -81.7264 | 6257 | 261 | polygon | FALSE | TRUE | America/New_York | 3 | 33850 | 1840015106 | [10 empty] | Lake AlfredFL
Snyderville | Snyderville | UT | Utah | 49043 | Summit | 40.7042 | -111.5438 | 6255 | 224 | polygon | FALSE | FALSE | America/Denver | 3 | 84098 | 1840024187 | [10 empty] | SnydervilleUT
Morris Plains | Morris Plains | NJ | New Jersey | 34027 | Morris | 40.8357 | -74.4786 | 6255 | 945 | polygon | FALSE | TRUE | America/New_York | 3 | 7950 | 1840003576 | [10 empty] | Morris PlainsNJ
Powell | Powell | WY | Wyoming | 56029 | Park | 44.7958 | -108.7681 | 6253 | 556 | polygon | FALSE | TRUE | America/Denver | 3 | 82435 | 1840019976 | [10 empty] | PowellWY
Hampshire | Hampshire | IL | Illinois | 17089 | Kane | 42.1124 | -88.5122 | 6251 | 260 | polygon | FALSE | TRUE | America/Chicago | 3 | 60140 | 1840011343 | [10 empty] | HampshireIL
Enola | Enola | PA | Pennsylvania | 42041 | Cumberland | 40.2908 | -76.9348 | 6251 | 1497 | polygon | FALSE | FALSE | America/New_York | 3 | 17093 17025 | 1840005483 | [10 empty] | EnolaPA
Salton City | Salton City | CA | California | 6025 | Imperial | 33.2994 | -115.9609 | 6250 | 112 | polygon | FALSE | FALSE | America/Los_Angeles | 3 | 92275 92274 | 1840019374 | [10 empty] | Salton CityCA
Blue Bell | Blue Bell | PA | Pennsylvania | 42091 | Montgomery | 40.1474 | -75.2687 | 6250 | 447 | polygon | FALSE | FALSE | America/New_York | 3 | 19422 19424 | 1840034868 | [10 empty] | Blue BellPA
Corcoran | Corcoran | MN | Minnesota | 27053 | Hennepin | 45.1089 | -93.5837 | 6250 | 67 | polygon | FALSE | TRUE | America/Chicago | 3 | 55340 55374 55357 | 1840006744 | [10 empty] | CorcoranMN
Ocean City | Ocean City | FL | Florida | 12091 | Okaloosa | 30.4398 | -86.6071 | 6249 | 1552 | polygon | FALSE | FALSE | America/Chicago | 3 | 32547 | 1840013922 | [10 empty] | Ocean CityFL
Walker | Walker | LA | Louisiana | 22063 | Livingston | 30.485 | -90.8656 | 6248 | 366 | polygon | FALSE | TRUE | America/Chicago | 3 | 70785 | 1840017185 | [10 empty] | WalkerLA
St. James | St. James | NC | North Carolina | 37019 | Brunswick | 33.9467 | -78.1132 | 6248 | 264 | polygon | FALSE | TRUE | America/New_York | 3 | 28461 | 1840017954 | [10 empty] | St. JamesNC
Camp Swift | Camp Swift | TX | Texas | 48021 | Bastrop | 30.1885 | -97.2933 | 6244 | 199 | polygon | FALSE | FALSE | America/Chicago | 3 | 78602 | 1840018243 | [10 empty] | Camp SwiftTX
South Run | South Run | VA | Virginia | 51059 | Fairfax | 38.7467 | -77.2754 | 6243 | 953 | polygon | FALSE | TRUE | America/New_York | 3 | 22039 22153 | 1840041864 | [10 empty] | South RunVA
Pecan Plantation | Pecan Plantation | TX | Texas | 48221 | Hood | 32.3628 | -97.6554 | 6243 | 324 | polygon | FALSE | FALSE | America/Chicago | 3 | 76049 | 1840019460 | [10 empty] | Pecan PlantationTX
New Whiteland | New Whiteland | IN | Indiana | 18081 | Johnson | 39.5617 | -86.0996 | 6241 | 1627 | polygon | FALSE | TRUE | America/Indiana/Indianapolis | 3 | 46184 | 1840009570 | [10 empty] | New WhitelandIN
Cameron Park | Cameron Park | TX | Texas | 48061 | Cameron | 25.9705 | -97.4775 | 6241 | 4436 | polygon | FALSE | FALSE | America/Chicago | 2 | 78526 | 1840037105 | [10 empty] | Cameron ParkTX
Sylvester | Sylvester | GA | Georgia | 13321 | Worth | 31.53 | -83.8338 | 6240 | 339 | polygon | FALSE | TRUE | America/New_York | 3 | 31791 | 1840015855 | [10 empty] | SylvesterGA
Boonville | Boonville | IN | Indiana | 18173 | Warrick | 38.0469 | -87.2846 | 6238 | 490 | polygon | FALSE | TRUE | America/Chicago | 3 | 47601 | 1840007528 | [10 empty] | BoonvilleIN
Boothwyn | Boothwyn | PA | Pennsylvania | 42045 | Delaware | 39.8357 | -75.4453 | 6236 | 1930 | polygon | FALSE | FALSE | America/New_York | 3 | 19061 | 1840005548 | [10 empty] | BoothwynPA
Orange Beach | Orange Beach | AL | Alabama | 1003 | Baldwin | 30.2941 | -87.5851 | 6235 | 163 | polygon | FALSE | TRUE | America/Chicago | 3 | 36561 36530 | 1840014980 | [10 empty] | Orange BeachAL
Buena Vista | Buena Vista | MI | Michigan | 26145 | Saginaw | 43.4196 | -83.8992 | 6234 | 542 | polygon | FALSE | FALSE | America/Detroit | 3 | 48601 | 1840004228 | [10 empty] | Buena VistaMI
Solvay | Solvay | NY | New York | 36067 | Onondaga | 43.0573 | -76.2126 | 6234 | 1455 | polygon | FALSE | TRUE | America/New_York | 3 | 13209 | 1840004328 | [10 empty] | SolvayNY
Champion Heights | Champion Heights | OH | Ohio | 39155 | Trumbull | 41.3031 | -80.8514 | 6233 | 287 | polygon | FALSE | TRUE | America/New_York | 3 | 44483 44481 44486 | 1840073783 | [10 empty] | Champion HeightsOH
East Foothills | East Foothills | CA | California | 6085 | Santa Clara | 37.3827 | -121.8138 | 6233 | 1138 | polygon | FALSE | FALSE | America/Los_Angeles | 3 | 95127 | 1840028369 | [10 empty] | East FoothillsCA
South Gate Ridge | South Gate Ridge | FL | Florida | 12115 | Sarasota | 27.2856 | -82.497 | 6232 | 1377 | polygon | FALSE | FALSE | America/New_York | 3 | 34231 34233 | 1840029079 | [10 empty] | South Gate RidgeFL
Newberry | Newberry | FL | Florida | 12001 | Alachua | 29.6385 | -82.6057 | 6231 | 42 | polygon | FALSE | TRUE | America/New_York | 3 | 32669 | 1840015058 | [10 empty] | NewberryFL
Saranap | Saranap | CA | California | 6013 | Contra Costa | 37.8878 | -122.076 | 6231 | 2122 | polygon | FALSE | FALSE | America/Los_Angeles | 2 | 94595 | 1840024710 | [10 empty] | SaranapCA
Glenwood | Glenwood | IA | Iowa | 19129 | Mills | 41.0446 | -95.7408 | 6226 | 705 | polygon | FALSE | TRUE | America/Chicago | 3 | 51534 | 1840008273 | [10 empty] | GlenwoodIA
Kenedy | Kenedy | TX | Texas | 48255 | Karnes | 28.8176 | -97.8518 | 6223 | 353 | polygon | FALSE | TRUE | America/Chicago | 3 | 78119 | 1840019684 | [10 empty] | KenedyTX
Pimmit Hills | Pimmit Hills | VA | Virginia | 51059 | Fairfax | 38.9105 | -77.1991 | 6223 | 1619 | polygon | FALSE | FALSE | America/New_York | 3 | 22043 | 1840006024 | [10 empty] | Pimmit HillsVA
Edinboro | Edinboro | PA | Pennsylvania | 42049 | Erie | 41.8762 | -80.1246 | 6222 | 930 | polygon | FALSE | TRUE | America/New_York | 3 | 16412 16444 | 1840000476 | [10 empty] | EdinboroPA
Fruit Heights | Fruit Heights | UT | Utah | 49011 | Davis | 41.0277 | -111.9081 | 6221 | 1048 | polygon | FALSE | TRUE | America/Denver | 3 | 84037 | 1840020143 | [10 empty] | Fruit HeightsUT
Addis | Addis | LA | Louisiana | 22121 | West Baton Rouge | 30.3652 | -91.2659 | 6221 | 571 | polygon | FALSE | TRUE | America/Chicago | 3 | 70710 | 1840015915 | [10 empty] | AddisLA
Wailea | Wailea | HI | Hawaii | 15009 | Maui | 20.6873 | -156.4291 | 6218 | 322 | polygon | FALSE | FALSE | Pacific/Honolulu | 3 | 96790 96753 | 1840025210 | [10 empty] | WaileaHI
Chelan | Chelan | WA | Washington | 53007 | Chelan | 47.8414 | -120.0263 | 6212 | 244 | polygon | FALSE | TRUE | America/Los_Angeles | 3 | 98816 | 1840018369 | [10 empty] | ChelanWA
Pea Ridge | Pea Ridge | AR | Arkansas | 5007 | Benton | 36.449 | -94.1211 | 6211 | 336 | polygon | FALSE | TRUE | America/Chicago | 3 | 72751 | 1840014443 | [10 empty] | Pea RidgeAR
Blakely | Blakely | PA | Pennsylvania | 42069 | Lackawanna | 41.4859 | -75.6012 | 6210 | 628 | polygon | FALSE | TRUE | America/New_York | 3 | 18447 18452 | 1840003375 | [10 empty] | BlakelyPA
Grayson Valley | Grayson Valley | AL | Alabama | 1073 | Jefferson | 33.6469 | -86.6414 | 6209 | 1223 | polygon | FALSE | FALSE | America/Chicago | 3 | 35235 | 1840027631 | [10 empty] | Grayson ValleyAL
Corry | Corry | PA | Pennsylvania | 42049 | Erie | 41.9259 | -79.6358 | 6208 | 399 | polygon | FALSE | TRUE | America/New_York | 3 | 16407 | 1840000474 | [10 empty] | CorryPA
Twin Lakes | Twin Lakes | WI | Wisconsin | 55059 | Kenosha | 42.5192 | -88.2489 | 6204 | 284 | polygon | FALSE | TRUE | America/Chicago | 3 | 53181 | 1840003159 | [10 empty] | Twin LakesWI
Avra Valley | Avra Valley | AZ | Arizona | 4019 | Pima | 32.4195 | -111.3393 | 6203 | 107 | polygon | FALSE | FALSE | America/Phoenix | 3 | 85653 | 1840027985 | [10 empty] | Avra ValleyAZ
Kennett Square | Kennett Square | PA | Pennsylvania | 42029 | Chester | 39.8438 | -75.7113 | 6202 | 2247 | polygon | FALSE | TRUE | America/New_York | 2 | 19348 | 1840001428 | [10 empty] | Kennett SquarePA
Everman | Everman | TX | Texas | 48439 | Tarrant | 32.6296 | -97.2827 | 6201 | 1365 | polygon | FALSE | TRUE | America/Chicago | 3 | 76140 | 1840020694 | [10 empty] | EvermanTX
Union Gap | Union Gap | WA | Washington | 53077 | Yakima | 46.5566 | -120.4977 | 6200 | 428 | polygon | FALSE | TRUE | America/Los_Angeles | 3 | 98903 | 1840021152 | [10 empty] | Union GapWA
Satsuma | Satsuma | AL | Alabama | 1097 | Mobile | 30.8577 | -88.0632 | 6190 | 325 | polygon | FALSE | TRUE | America/Chicago | 3 | 36572 | 1840015887 | [10 empty] | SatsumaAL
Sheridan | Sheridan | CO | Colorado | 8005 | Arapahoe | 39.6466 | -105.0181 | 6183 | 1075 | polygon | FALSE | TRUE | America/Denver | 3 | 80110 | 1840021440 | [10 empty] | SheridanCO
Leonardtown | Leonardtown | MD | Maryland | 24037 | St. Mary's | 38.3039 | -76.6396 | 6182 | 388 | polygon | FALSE | TRUE | America/New_York | 3 | 20650 20627 | 1840006232 | [10 empty] | LeonardtownMD
Eastman | Eastman | GA | Georgia | 13091 | Dodge | 32.1973 | -83.1714 | 6180 | 303 | polygon | FALSE | TRUE | America/New_York | 3 | 31023 | 1840013829 | [10 empty] | EastmanGA
High Springs | High Springs | FL | Florida | 12001 | Alachua | 29.808 | -82.5949 | 6178 | 107 | polygon | FALSE | TRUE | America/New_York | 3 | 32643 32655 | 1840015060 | [10 empty] | High SpringsFL
University at Buffalo | University at Buffalo | NY | New York | 36029 | Erie | 43.0025 | -78.7887 | 6174 | 1765 | polygon | FALSE | TRUE | America/New_York | 3 | 14261 14228 14260 | 1840043236 | [10 empty] | University at BuffaloNY
Huntingburg | Huntingburg | IN | Indiana | 18037 | Dubois | 38.301 | -86.9622 | 6170 | 470 | polygon | FALSE | TRUE | America/Indiana/Vincennes | 3 | 47542 47545 | 1840007496 | [10 empty] | HuntingburgIN
Pontotoc | Pontotoc | MS | Mississippi | 28115 | Pontotoc | 34.2532 | -89.0091 | 6169 | 213 | polygon | FALSE | TRUE | America/Chicago | 3 | 38863 | 1840014705 | [10 empty] | PontotocMS
East Farmingdale | East Farmingdale | NY | New York | 36103 | Suffolk | 40.7336 | -73.4169 | 6168 | 415 | polygon | FALSE | FALSE | America/New_York | 3 | 11735 | 1840034046 | [10 empty] | East FarmingdaleNY
Clyde | Clyde | OH | Ohio | 39143 | Sandusky | 41.3046 | -82.9782 | 6166 | 455 | polygon | FALSE | TRUE | America/New_York | 3 | 43410 | 1840007131 | [10 empty] | ClydeOH
Eagar | Eagar | AZ | Arizona | 4001 | Apache | 34.1058 | -109.2956 | 6164 | 169 | polygon | FALSE | TRUE | America/Phoenix | 3 | 85938 85925 | 1840021623 | [10 empty] | EagarAZ
Branford Center | Branford Center | CT | Connecticut | 9009 | New Haven | 41.2779 | -72.8148 | 6163 | 1263 | polygon | FALSE | TRUE | America/New_York | 3 | 6405 | 1840073557 | [10 empty] | Branford CenterCT
Rib Mountain | Rib Mountain | WI | Wisconsin | 55073 | Marathon | 44.9196 | -89.6763 | 6163 | 198 | polygon | FALSE | FALSE | America/Chicago | 3 | 54401 | 1840038097 | [10 empty] | Rib MountainWI
Henryetta | Henryetta | OK | Oklahoma | 40111 | Okmulgee | 35.4421 | -95.9848 | 6162 | 325 | polygon | FALSE | TRUE | America/Chicago | 3 | 74437 | 1840020398 | [10 empty] | HenryettaOK
Montgomery | Montgomery | PA | Pennsylvania | 42081 | Lycoming | 41.1709 | -76.874 | 6159 | 1064 | polygon | FALSE | TRUE | America/New_York | 3 | 17752 | 1840000631 | [10 empty] | MontgomeryPA
Simsbury Center | Simsbury Center | CT | Connecticut | 9003 | Hartford | 41.8808 | -72.8111 | 6154 | 520 | polygon | FALSE | TRUE | America/New_York | 3 | 6070 | 1840034967 | [10 empty] | Simsbury CenterCT
Clinton | Clinton | IN | Indiana | 18165 | Vermillion | 39.6608 | -87.4045 | 6152 | 803 | polygon | FALSE | TRUE | America/Indiana/Indianapolis | 3 | 47842 | 1840007263 | [10 empty] | ClintonIN
Evansville | Evansville | WI | Wisconsin | 55105 | Rock | 42.7781 | -89.2967 | 6152 | 645 | polygon | FALSE | TRUE | America/Chicago | 3 | 53536 | 1840002469 | [10 empty] | EvansvilleWI
Lanett | Lanett | AL | Alabama | 1017 | Chambers | 32.8571 | -85.2081 | 6151 | 380 | polygon | FALSE | TRUE | America/Chicago | 3 | 36863 | 1840014858 | [10 empty] | LanettAL
Raleigh Hills | Raleigh Hills | OR | Oregon | 41067 | Washington | 45.4852 | -122.7567 | 6146 | 1560 | polygon | FALSE | FALSE | America/Los_Angeles | 3 | 97225 97223 | 1840034810 | [10 empty] | Raleigh HillsOR
Bridgewater | Bridgewater | VA | Virginia | 51165 | Rockingham | 38.3862 | -78.9674 | 6145 | 941 | polygon | FALSE | TRUE | America/New_York | 3 | 22812 | 1840006135 | [10 empty] | BridgewaterVA
Glenarden | Glenarden | MD | Maryland | 24033 | Prince George's | 38.9293 | -76.8577 | 6143 | 1985 | polygon | FALSE | TRUE | America/New_York | 3 | 20706 | 1840005973 | [10 empty] | GlenardenMD
East Pasadena | East Pasadena | CA | California | 6037 | Los Angeles | 34.1377 | -118.0776 | 6143 | 1800 | polygon | FALSE | FALSE | America/Los_Angeles | 3 | 91107 | 1840028234 | [10 empty] | East PasadenaCA
Pelican Bay | Pelican Bay | FL | Florida | 12021 | Collier | 26.2326 | -81.8108 | 6140 | 804 | polygon | FALSE | FALSE | America/New_York | 3 | 34108 | 1840028996 | [10 empty] | Pelican BayFL
West Loch Estate | West Loch Estate | HI | Hawaii | 15003 | Honolulu | 21.3617 | -158.0246 | 6139 | 3605 | polygon | FALSE | TRUE | Pacific/Honolulu | 2 | 96706 | 1840039268 | [10 empty] | West Loch EstateHI
Tequesta | Tequesta | FL | Florida | 12099 | Palm Beach | 26.9618 | -80.1011 | 6138 | 1293 | polygon | FALSE | TRUE | America/New_York | 3 | 33469 | 1840018310 | [10 empty] | TequestaFL
Elm Grove | Elm Grove | WI | Wisconsin | 55133 | Waukesha | 43.0479 | -88.0867 | 6136 | 726 | polygon | FALSE | TRUE | America/Chicago | 3 | 53122 | 1840003011 | [10 empty] | Elm GroveWI
Carlstadt | Carlstadt | NJ | New Jersey | 34003 | Bergen | 40.8247 | -74.0613 | 6132 | 599 | polygon | FALSE | TRUE | America/New_York | 3 | 7072 | 1840000895 | [10 empty] | CarlstadtNJ
North Windham | North Windham | ME | Maine | 23005 | Cumberland | 43.8238 | -70.4288 | 6131 | 362 | polygon | FALSE | FALSE | America/New_York | 3 | 4062 | 1840002553 | [10 empty] | North WindhamME
Cochran | Cochran | GA | Georgia | 13023 | Bleckley | 32.3875 | -83.3523 | 6131 | 409 | polygon | FALSE | TRUE | America/New_York | 3 | 31014 | 1840014890 | [10 empty] | CochranGA
Lakeview | Lakeview | NY | New York | 36059 | Nassau | 40.6775 | -73.6493 | 6131 | 2365 | polygon | FALSE | FALSE | America/New_York | 2 | 11552 11570 | 1840005269 | [10 empty] | LakeviewNY
Binghamton University | Binghamton University | NY | New York | 36007 | Broome | 42.0893 | -75.9684 | 6130 | 3052 | polygon | FALSE | TRUE | America/New_York | 2 | 13902 | 1840043235 | [10 empty] | Binghamton UniversityNY
Eucalyptus Hills | Eucalyptus Hills | CA | California | 6073 | San Diego | 32.885 | -116.9453 | 6129 | 497 | polygon | FALSE | FALSE | America/Los_Angeles | 3 | 92040 | 1840026996 | [10 empty] | Eucalyptus HillsCA
Arlington Heights | Arlington Heights | PA | Pennsylvania | 42089 | Monroe | 41.0039 | -75.2116 | 6129 | 441 | polygon | FALSE | FALSE | America/New_York | 3 | 18360 18301 | 1840034849 | [10 empty] | Arlington HeightsPA
Independence | Independence | IA | Iowa | 19019 | Buchanan | 42.4622 | -91.9027 | 6124 | 393 | polygon | FALSE | TRUE | America/Chicago | 3 | 50644 | 1840008058 | [10 empty] | IndependenceIA
Laurel Bay | Laurel Bay | SC | South Carolina | 45013 | Beaufort | 32.4599 | -80.7869 | 6124 | 567 | polygon | FALSE | FALSE | America/New_York | 3 | 29906 | 1840013817 | [10 empty] | Laurel BaySC
Garrettsville | Garrettsville | OH | Ohio | 39133 | Portage | 41.2843 | -81.0933 | 6123 | 351 | polygon | FALSE | TRUE | America/New_York | 3 | 44231 | 1840000807 | [10 empty] | GarrettsvilleOH
Gardnerville | Gardnerville | NV | Nevada | 32005 | Douglas | 38.939 | -119.7369 | 6121 | 492 | polygon | FALSE | FALSE | America/Los_Angeles | 3 | 89423 89410 | 1840017563 | [10 empty] | GardnervilleNV
Isanti | Isanti | MN | Minnesota | 27059 | Isanti | 45.4928 | -93.2407 | 6120 | 478 | polygon | FALSE | TRUE | America/Chicago | 3 | 55040 | 1840007789 | [10 empty] | IsantiMN
Punxsutawney | Punxsutawney | PA | Pennsylvania | 42065 | Jefferson | 40.9437 | -78.9767 | 6117 | 656 | polygon | FALSE | TRUE | America/New_York | 3 | 15767 | 1840003471 | [10 empty] | PunxsutawneyPA
Country Homes | Country Homes | WA | Washington | 53063 | Spokane | 47.7478 | -117.4196 | 6117 | 1430 | polygon | FALSE | FALSE | America/Los_Angeles | 3 | 99208 99218 99251 | 1840017334 | [10 empty] | Country HomesWA
Wailua Homesteads | Wailua Homesteads | HI | Hawaii | 15007 | Kauai | 22.065 | -159.3771 | 6117 | 323 | polygon | FALSE | FALSE | Pacific/Honolulu | 3 | 96746 | 1840029591 | [10 empty] | Wailua HomesteadsHI
Fruitridge Pocket | Fruitridge Pocket | CA | California | 6067 | Sacramento | 38.5326 | -121.4558 | 6116 | 3963 | polygon | FALSE | TRUE | America/Los_Angeles | 2 | 95820 | 1840075898 | [10 empty] | Fruitridge PocketCA
Sidney | Sidney | NE | Nebraska | 31033 | Cheyenne | 41.134 | -102.9681 | 6115 | 315 | polygon | FALSE | TRUE | America/Denver | 3 | 69162 69160 | 1840009309 | [10 empty] | SidneyNE
Princeton | Princeton | KY | Kentucky | 21033 | Caldwell | 37.1068 | -87.8854 | 6115 | 262 | polygon | FALSE | TRUE | America/Chicago | 3 | 42445 | 1840014382 | [10 empty] | PrincetonKY
Bartonville | Bartonville | IL | Illinois | 17143 | Peoria | 40.6398 | -89.6608 | 6113 | 293 | polygon | FALSE | TRUE | America/Chicago | 3 | 61607 61641 | 1840011920 | [10 empty] | BartonvilleIL
Chena Ridge | Chena Ridge | AK | Alaska | 2090 | Fairbanks North Star | 64.7941 | -148.0357 | 6111 | 64 | polygon | FALSE | TRUE | America/Anchorage | 3 | 99709 | 1840075179 | [10 empty] | Chena RidgeAK
Pauls Valley | Pauls Valley | OK | Oklahoma | 40049 | Garvin | 34.7236 | -97.2291 | 6110 | 275 | polygon | FALSE | TRUE | America/Chicago | 3 | 73075 | 1840020479 | [10 empty] | Pauls ValleyOK
Munford | Munford | TN | Tennessee | 47167 | Tipton | 35.4433 | -89.8148 | 6109 | 259 | polygon | FALSE | TRUE | America/Chicago | 3 | 38058 | 1840014548 | [10 empty] | MunfordTN
Tarrant | Tarrant | AL | Alabama | 1073 | Jefferson | 33.5945 | -86.7684 | 6109 | 369 | polygon | FALSE | TRUE | America/Chicago | 3 | 35217 | 1840015671 | [10 empty] | TarrantAL
Los Chaves | Los Chaves | NM | New Mexico | 35061 | Valencia | 34.7332 | -106.7631 | 6109 | 229 | polygon | FALSE | FALSE | America/Denver | 3 | 87002 87031 | 1840017903 | [10 empty] | Los ChavesNM
Los Ranchos de Albuquerque | Los Ranchos de Albuquerque | NM | New Mexico | 35001 | Bernalillo | 35.1625 | -106.6481 | 6108 | 529 | polygon | FALSE | TRUE | America/Denver | 3 | 87114 87107 | 1840022795 | [10 empty] | Los Ranchos de AlbuquerqueNM
Edgewood | Edgewood | NM | New Mexico | 35049 | Santa Fe | 35.1318 | -106.2151 | 6107 | 41 | polygon | FALSE | TRUE | America/Denver | 3 | 87047 87015 | 1840074899 | [10 empty] | EdgewoodNM
Aquia Harbour | Aquia Harbour | VA | Virginia | 51179 | Stafford | 38.4597 | -77.3806 | 6106 | 828 | polygon | FALSE | FALSE | America/New_York | 3 | 22554 | 1840006216 | [10 empty] | Aquia HarbourVA
Indian Hills | Indian Hills | NV | Nevada | 32005 | Douglas | 39.0894 | -119.7977 | 6104 | 161 | polygon | FALSE | FALSE | America/Los_Angeles | 3 | 89705 89423 | 1840033829 | [10 empty] | Indian HillsNV
El Granada | El Granada | CA | California | 6081 | San Mateo | 37.5134 | -122.466 | 6102 | 487 | polygon | FALSE | FALSE | America/Los_Angeles | 3 | 94019 94018 | 1840017624 | [10 empty] | El GranadaCA
Stewartville | Stewartville | MN | Minnesota | 27109 | Olmsted | 43.8605 | -92.4896 | 6094 | 727 | polygon | FALSE | TRUE | America/Chicago | 3 | 55976 | 1840008985 | [10 empty] | StewartvilleMN
Bensley | Bensley | VA | Virginia | 51041 | Chesterfield | 37.447 | -77.442 | 6092 | 817 | polygon | FALSE | FALSE | America/New_York | 3 | 23234 23237 | 1840006408 | [10 empty] | BensleyVA
Shrewsbury | Shrewsbury | MO | Missouri | 29189 | St. Louis | 38.5866 | -90.3282 | 6091 | 1634 | polygon | FALSE | TRUE | America/Chicago | 3 | 63119 63171 | 1840009741 | [10 empty] | ShrewsburyMO
Alpine | Alpine | TX | Texas | 48043 | Brewster | 30.364 | -103.665 | 6090 | 481 | polygon | FALSE | TRUE | America/Chicago | 3 | 79830 79832 | 1840019580 | [10 empty] | AlpineTX
Harlan | Harlan | KY | Kentucky | 21095 | Harlan | 36.8432 | -83.3184 | 6089 | 446 | polygon | FALSE | TRUE | America/New_York | 3 | 40831 | 1840013280 | [10 empty] | HarlanKY
Larchmont | Larchmont | NY | New York | 36119 | Westchester | 40.9258 | -73.7529 | 6087 | 2181 | polygon | FALSE | TRUE | America/New_York | 2 | 10538 | 1840004934 | [10 empty] | LarchmontNY
Willard | Willard | OH | Ohio | 39077 | Huron | 41.0518 | -82.7232 | 6086 | 648 | polygon | FALSE | TRUE | America/New_York | 3 | 44890 44888 | 1840000818 | [10 empty] | WillardOH
Ontario | Ontario | OH | Ohio | 39139 | Richland | 40.771 | -82.6105 | 6084 | 212 | polygon | FALSE | TRUE | America/New_York | 3 | 44906 44903 44862 | 1840009370 | [10 empty] | OntarioOH
Wheelersburg | Wheelersburg | OH | Ohio | 39145 | Scioto | 38.7383 | -82.8421 | 6082 | 404 | polygon | FALSE | FALSE | America/New_York | 3 | 45662 45694 | 1840007422 | [10 empty] | WheelersburgOH
Cheshire Village | Cheshire Village | CT | Connecticut | 9009 | New Haven | 41.5026 | -72.8993 | 6082 | 696 | polygon | FALSE | TRUE | America/New_York | 3 | 06410 06408 06411 | 1840073562 | [10 empty] | Cheshire VillageCT
Pleasure Point | Pleasure Point | CA | California | 6087 | Santa Cruz | 36.9618 | -121.9715 | 6076 | 3129 | polygon | FALSE | TRUE | America/Los_Angeles | 2 | 95062 | 1840074532 | [10 empty] | Pleasure PointCA
Arroyo | Arroyo | PR | Puerto Rico | 72015 | Arroyo | 17.9706 | -66.0609 | 6076 | 2326 | polygon | FALSE | FALSE | America/Puerto_Rico | 2 | 714 | 1630035613 | [10 empty] | ArroyoPR
Clifton Springs | Clifton Springs | NY | New York | 36069 | Ontario | 42.9608 | -77.1348 | 6072 | 521 | polygon | FALSE | TRUE | America/New_York | 3 | 14432 | 1840004416 | [10 empty] | Clifton SpringsNY
South Williamsport | South Williamsport | PA | Pennsylvania | 42081 | Lycoming | 41.2294 | -77.0009 | 6068 | 1233 | polygon | FALSE | TRUE | America/New_York | 3 | 17702 | 1840000636 | [10 empty] | South WilliamsportPA
Nelsonville | Nelsonville | OH | Ohio | 39009 | Athens | 39.456 | -82.2219 | 6050 | 405 | polygon | FALSE | TRUE | America/New_York | 3 | 45764 | 1840008482 | [10 empty] | NelsonvilleOH
Childress | Childress | TX | Texas | 48075 | Childress | 34.4293 | -100.2516 | 6048 | 282 | polygon | FALSE | TRUE | America/Chicago | 3 | 79201 | 1840019250 | [10 empty] | ChildressTX
Deschutes River Woods | Deschutes River Woods | OR | Oregon | 41017 | Deschutes | 43.9887 | -121.3608 | 6044 | 384 | polygon | FALSE | FALSE | America/Los_Angeles | 3 | 97702 | 1840034826 | [10 empty] | Deschutes River WoodsOR
Brookhaven | Brookhaven | WV | West Virginia | 54061 | Monongalia | 39.6062 | -79.8812 | 6043 | 252 | polygon | FALSE | FALSE | America/New_York | 3 | 26508 26507 26531 | 1840005643 | [10 empty] | BrookhavenWV
Carrizo Springs | Carrizo Springs | TX | Texas | 48127 | Dimmit | 28.5266 | -99.8589 | 6043 | 669 | polygon | FALSE | TRUE | America/Chicago | 3 | 78834 | 1840019702 | [10 empty] | Carrizo SpringsTX
Riverside | Riverside | MD | Maryland | 24025 | Harford | 39.4777 | -76.2385 | 6038 | 1001 | polygon | FALSE | FALSE | America/New_York | 3 | 21017 | 1840031473 | [10 empty] | RiversideMD
Barbourville | Barbourville | KY | Kentucky | 21121 | Knox | 36.8667 | -83.885 | 6036 | 441 | polygon | FALSE | TRUE | America/New_York | 3 | 40906 | 1840013277 | [10 empty] | BarbourvilleKY
Dacono | Dacono | CO | Colorado | 8123 | Weld | 40.062 | -104.9484 | 6034 | 279 | polygon | FALSE | TRUE | America/Denver | 3 | 80621 80603 80514 | 1840018740 | [10 empty] | DaconoCO
Union | Union | KY | Kentucky | 21015 | Boone | 38.9472 | -84.6731 | 6034 | 698 | polygon | FALSE | TRUE | America/New_York | 3 | 41091 | 1840015166 | [10 empty] | UnionKY
Tea | Tea | SD | South Dakota | 46083 | Lincoln | 43.4511 | -96.834 | 6031 | 1205 | polygon | FALSE | TRUE | America/Chicago | 3 | 57064 | 1840002841 | [10 empty] | TeaSD
Rensselaer | Rensselaer | IN | Indiana | 18073 | Jasper | 40.9375 | -87.1684 | 6029 | 335 | polygon | FALSE | TRUE | America/Chicago | 3 | 47978 | 1840009320 | [10 empty] | RensselaerIN
Pinehurst | Pinehurst | TX | Texas | 48339 | Montgomery | 30.1889 | -95.7017 | 6021 | 293 | polygon | FALSE | FALSE | America/Chicago | 3 | 77354 77362 | 1840141710 | [10 empty] | PinehurstTX
Finley | Finley | WA | Washington | 53005 | Benton | 46.1697 | -119.0446 | 6021 | 201 | polygon | FALSE | FALSE | America/Los_Angeles | 3 | 99337 | 1840017380 | [10 empty] | FinleyWA
Cumberland | Cumberland | IN | Indiana | 18097 | Marion | 39.7844 | -85.9458 | 6017 | 826 | polygon | FALSE | TRUE | America/Indiana/Indianapolis | 3 | 46229 46140 | 1840009532 | [10 empty] | CumberlandIN
Chillicothe | Chillicothe | IL | Illinois | 17143 | Peoria | 40.9157 | -89.502 | 6012 | 440 | polygon | FALSE | TRUE | America/Chicago | 3 | 61523 | 1840007174 | [10 empty] | ChillicotheIL
Fort Shawnee | Fort Shawnee | OH | Ohio | 39003 | Allen | 40.6814 | -84.1487 | 6009 | 243 | polygon | FALSE | FALSE | America/New_York | 3 | 45806 | 1840011955 | [10 empty] | Fort ShawneeOH
Metropolis | Metropolis | IL | Illinois | 17127 | Massac | 37.1565 | -88.7083 | 6008 | 386 | polygon | FALSE | TRUE | America/Chicago | 3 | 62960 | 1840008773 | [10 empty] | MetropolisIL
Maquoketa | Maquoketa | IA | Iowa | 19097 | Jackson | 42.0598 | -90.6651 | 6007 | 518 | polygon | FALSE | TRUE | America/Chicago | 3 | 52060 | 1840009137 | [10 empty] | MaquoketaIA
Watchung | Watchung | NJ | New Jersey | 34035 | Somerset | 40.6432 | -74.4391 | 6006 | 385 | polygon | FALSE | TRUE | America/New_York | 3 | 7069 | 1840001061 | [10 empty] | WatchungNJ
Davenport | Davenport | FL | Florida | 12105 | Polk | 28.1588 | -81.6084 | 6005 | 637 | polygon | FALSE | TRUE | America/New_York | 3 | 33844 33837 33836 | 1840015104 | [10 empty] | DavenportFL
Portland | Portland | IN | Indiana | 18075 | Jay | 40.4375 | -84.9833 | 6002 | 475 | polygon | FALSE | TRUE | America/Indiana/Indianapolis | 3 | 47371 | 1840014175 | [10 empty] | PortlandIN
Williamsburg | Williamsburg | KY | Kentucky | 21235 | Whitley | 36.7392 | -84.1647 | 6002 | 488 | polygon | FALSE | TRUE | America/New_York | 3 | 40769 | 1840015267 | [10 empty] | WilliamsburgKY
Du Quoin | Du Quoin | IL | Illinois | 17145 | Perry | 38.0019 | -89.2323 | 6001 | 313 | polygon | FALSE | TRUE | America/Chicago | 3 | 62832 | 1840008673 | [10 empty] | Du QuoinIL
Baldwin | Baldwin | WI | Wisconsin | 55109 | St. Croix | 44.954 | -92.3709 | 6000 | 508 | polygon | FALSE | TRUE | America/Chicago | 3 | 54002 | 1840002136 | [10 empty] | BaldwinWI
Elburn | Elburn | IL | Illinois | 17089 | Kane | 41.8838 | -88.4615 | 5997 | 741 | polygon | FALSE | TRUE | America/Chicago | 3 | 60119 | 1840011347 | [10 empty] | ElburnIL
Ashton-Sandy Spring | Ashton-Sandy Spring | MD | Maryland | 24031 | Montgomery | 39.1515 | -77.0065 | 5997 | 225 | polygon | FALSE | TRUE | America/New_York | 3 | 20861 20860 20833 20905 | 1840073588 | [10 empty] | Ashton-Sandy SpringMD
Kingston | Kingston | TN | Tennessee | 47145 | Roane | 35.8713 | -84.4959 | 5994 | 326 | polygon | FALSE | TRUE | America/New_York | 3 | 37763 | 1840014499 | [10 empty] | KingstonTN
Homeland Park | Homeland Park | SC | South Carolina | 45007 | Anderson | 34.4644 | -82.6593 | 5988 | 490 | polygon | FALSE | FALSE | America/New_York | 3 | 29624 29626 | 1840013578 | [10 empty] | Homeland ParkSC
Lewistown | Lewistown | MT | Montana | 30027 | Fergus | 47.0514 | -109.4524 | 5987 | 391 | polygon | FALSE | TRUE | America/Denver | 3 | 59457 | 1840019823 | [10 empty] | LewistownMT
Durham | Durham | CA | California | 6007 | Butte | 39.6232 | -121.7875 | 5987 | 28 | polygon | FALSE | FALSE | America/Los_Angeles | 3 | 95965 95928 95938 95958 | 1840018775 | [10 empty] | DurhamCA
Winfield | Winfield | IN | Indiana | 18089 | Lake | 41.4098 | -87.2623 | 5987 | 186 | polygon | FALSE | TRUE | America/Chicago | 3 | 46307 | 1840010228 | [10 empty] | WinfieldIN
Cut Off | Cut Off | LA | Louisiana | 22057 | Lafourche | 29.5164 | -90.3291 | 5985 | 157 | polygon | FALSE | FALSE | America/Chicago | 3 | 70345 | 1840013113 | [10 empty] | Cut OffLA
District Heights | District Heights | MD | Maryland | 24033 | Prince George's | 38.8588 | -76.8885 | 5984 | 2670 | polygon | FALSE | TRUE | America/New_York | 2 | 20747 20753 | 1840005972 | [10 empty] | District HeightsMD
Louisville | Louisville | MS | Mississippi | 28159 | Winston | 33.1224 | -89.0553 | 5983 | 153 | polygon | FALSE | TRUE | America/Chicago | 3 | 39339 | 1840015745 | [10 empty] | LouisvilleMS
Northern Cambria | Northern Cambria | PA | Pennsylvania | 42021 | Cambria | 40.6561 | -78.7784 | 5981 | 453 | polygon | FALSE | TRUE | America/New_York | 3 | 15714 15775 | 1840001097 | [10 empty] | Northern CambriaPA
Pevely | Pevely | MO | Missouri | 29099 | Jefferson | 38.2863 | -90.4005 | 5978 | 536 | polygon | FALSE | TRUE | America/Chicago | 3 | 63070 | 1840009810 | [10 empty] | PevelyMO
South Monroe | South Monroe | MI | Michigan | 26115 | Monroe | 41.893 | -83.4179 | 5977 | 973 | polygon | FALSE | FALSE | America/Detroit | 3 | 48161 | 1840006577 | [10 empty] | South MonroeMI
Naval Academy | Naval Academy | MD | Maryland | 24003 | Anne Arundel | 38.9859 | -76.488 | 5970 | 4315 | polygon | TRUE | TRUE | America/New_York | 2 | 21402 | 1840073633 | [10 empty] | Naval AcademyMD
North Hills | North Hills | NY | New York | 36059 | Nassau | 40.7765 | -73.6778 | 5969 | 835 | polygon | FALSE | TRUE | America/New_York | 3 | 11030 11576 | 1840005314 | [10 empty] | North HillsNY
Lakemoor | Lakemoor | IL | Illinois | 17111 | McHenry | 42.3396 | -88.2038 | 5967 | 438 | polygon | FALSE | TRUE | America/Chicago | 3 | 60051 | 1840011130 | [10 empty] | LakemoorIL
Trooper | Trooper | PA | Pennsylvania | 42091 | Montgomery | 40.1489 | -75.3995 | 5965 | 967 | polygon | FALSE | FALSE | America/New_York | 3 | 19403 | 1840005470 | [10 empty] | TrooperPA
Vail | Vail | CO | Colorado | 8037 | Eagle | 39.6386 | -106.3607 | 5964 | 449 | polygon | FALSE | TRUE | America/Denver | 3 | 81657 | 1840022434 | [10 empty] | VailCO
Inniswold | Inniswold | LA | Louisiana | 22033 | East Baton Rouge | 30.3982 | -91.071 | 5963 | 1027 | polygon | FALSE | FALSE | America/Chicago | 3 | 70809 70826 | 1840031059 | [10 empty] | InniswoldLA
Steelton | Steelton | PA | Pennsylvania | 42043 | Dauphin | 40.2258 | -76.8254 | 5962 | 1214 | polygon | FALSE | TRUE | America/New_York | 3 | 17113 | 1840001297 | [10 empty] | SteeltonPA
Northville | Northville | MI | Michigan | 26163 | Wayne | 42.4355 | -83.489 | 5958 | 1128 | polygon | FALSE | TRUE | America/Detroit | 3 | 48167 | 1840003958 | [10 empty] | NorthvilleMI
Johnson Lane | Johnson Lane | NV | Nevada | 32005 | Douglas | 39.0489 | -119.7245 | 5957 | 105 | polygon | FALSE | FALSE | America/Los_Angeles | 3 | 89423 | 1840033830 | [10 empty] | Johnson LaneNV
Lucerne Valley | Lucerne Valley | CA | California | 6071 | San Bernardino | 34.4427 | -116.9021 | 5956 | 21 | polygon | FALSE | FALSE | America/Los_Angeles | 3 | 92356 | 1840025800 | [10 empty] | Lucerne ValleyCA
St. Clair | St. Clair | MO | Missouri | 29071 | Franklin | 38.3479 | -90.9934 | 5955 | 381 | polygon | FALSE | TRUE | America/Chicago | 3 | 63077 | 1840009645 | [10 empty] | St. ClairMO
East Alton | East Alton | IL | Illinois | 17119 | Madison | 38.884 | -90.1073 | 5954 | 432 | polygon | FALSE | TRUE | America/Chicago | 3 | 62024 62018 62002 | 1840012794 | [10 empty] | East AltonIL
Rocky Mount | Rocky Mount | VA | Virginia | 51067 | Franklin | 37.0045 | -79.8854 | 5953 | 267 | polygon | FALSE | TRUE | America/New_York | 3 | 24151 | 1840006479 | [10 empty] | Rocky MountVA
Savannah | Savannah | TX | Texas | 48121 | Denton | 33.2257 | -96.9082 | 5953 | 2369 | polygon | FALSE | TRUE | America/Chicago | 2 | 76227 | 1840041547 | [10 empty] | SavannahTX
Barnhart | Barnhart | MO | Missouri | 29099 | Jefferson | 38.336 | -90.4046 | 5948 | 450 | polygon | FALSE | FALSE | America/Chicago | 3 | 63012 63057 | 1840006237 | [10 empty] | BarnhartMO
Mila Doce | Mila Doce | TX | Texas | 48215 | Hidalgo | 26.223 | -97.9601 | 5947 | 721 | polygon | FALSE | FALSE | America/Chicago | 3 | 78570 78596 | 1840037094 | [10 empty] | Mila DoceTX
Gowanda | Gowanda | NY | New York | 36009 | Cattaraugus | 42.4612 | -78.9339 | 5945 | 617 | polygon | FALSE | TRUE | America/New_York | 3 | 14070 | 1840004590 | [10 empty] | GowandaNY
Shields | Shields | MI | Michigan | 26145 | Saginaw | 43.4174 | -84.0731 | 5945 | 357 | polygon | FALSE | FALSE | America/Detroit | 3 | 48609 | 1840004226 | [10 empty] | ShieldsMI
Progreso | Progreso | TX | Texas | 48215 | Hidalgo | 26.0962 | -97.9566 | 5944 | 766 | polygon | FALSE | TRUE | America/Chicago | 3 | 78579 78596 | 1840021031 | [10 empty] | ProgresoTX
Gray | Gray | LA | Louisiana | 22109 | Terrebonne | 29.6776 | -90.7833 | 5944 | 197 | polygon | FALSE | FALSE | America/Chicago | 3 | 70359 70360 70364 | 1840014030 | [10 empty] | GrayLA
Westville | Westville | IN | Indiana | 18091 | LaPorte | 41.5375 | -86.9049 | 5943 | 696 | polygon | FALSE | TRUE | America/Chicago | 3 | 46391 | 1840010203 | [10 empty] | WestvilleIN
Yoakum | Yoakum | TX | Texas | 48123 | DeWitt | 29.2933 | -97.1469 | 5940 | 500 | polygon | FALSE | TRUE | America/Chicago | 3 | 77995 | 1840022242 | [10 empty] | YoakumTX
Darlington | Darlington | SC | South Carolina | 45031 | Darlington | 34.3015 | -79.867 | 5940 | 494 | polygon | FALSE | TRUE | America/New_York | 3 | 29532 | 1840014693 | [10 empty] | DarlingtonSC
Raton | Raton | NM | New Mexico | 35007 | Colfax | 36.8849 | -104.4396 | 5938 | 287 | polygon | FALSE | TRUE | America/Denver | 3 | 87740 | 1840020353 | [10 empty] | RatonNM
Goodrich | Goodrich | MI | Michigan | 26049 | Genesee | 42.9147 | -83.5092 | 5935 | 331 | polygon | FALSE | TRUE | America/Detroit | 3 | 48438 | 1840011007 | [10 empty] | GoodrichMI
Countryside | Countryside | IL | Illinois | 17031 | Cook | 41.7741 | -87.8752 | 5933 | 795 | polygon | FALSE | TRUE | America/Chicago | 3 | 60525 | 1840007026 | [10 empty] | CountrysideIL
Sullivan City | Sullivan City | TX | Texas | 48215 | Hidalgo | 26.2752 | -98.5644 | 5932 | 448 | polygon | FALSE | TRUE | America/Chicago | 3 | 78595 | 1840022257 | [10 empty] | Sullivan CityTX
Penn Wynne | Penn Wynne | PA | Pennsylvania | 42091 | Montgomery | 39.9867 | -75.2715 | 5932 | 2154 | polygon | FALSE | FALSE | America/New_York | 2 | 19096 | 1840035305 | [10 empty] | Penn WynnePA
Paradise | Paradise | CA | California | 6007 | Butte | 39.7558 | -121.6063 | 5928 | 94 | polygon | FALSE | TRUE | America/Los_Angeles | 3 | 95969 95967 | 1840022428 | [10 empty] | ParadiseCA
Pagosa Springs | Pagosa Springs | CO | Colorado | 8007 | Archuleta | 37.2674 | -107.0307 | 5927 | 161 | polygon | FALSE | TRUE | America/Denver | 3 | 81147 | 1840022565 | [10 empty] | Pagosa SpringsCO
Woodcreek | Woodcreek | TX | Texas | 48209 | Hays | 30.0266 | -98.1115 | 5925 | 609 | polygon | FALSE | TRUE | America/Chicago | 3 | 78676 | 1840022191 | [10 empty] | WoodcreekTX
Dumfries | Dumfries | VA | Virginia | 51153 | Prince William | 38.567 | -77.3233 | 5922 | 1489 | polygon | FALSE | TRUE | America/New_York | 3 | 22026 | 1840006102 | [10 empty] | DumfriesVA
Homer | Homer | AK | Alaska | 2122 | Kenai Peninsula | 59.653 | -151.5255 | 5922 | 165 | polygon | FALSE | TRUE | America/Anchorage | 3 | 99603 | 1840023419 | [10 empty] | HomerAK
Wesley Hills | Wesley Hills | NY | New York | 36087 | Rockland | 41.1579 | -74.0768 | 5919 | 681 | polygon | FALSE | TRUE | America/New_York | 3 | 10952 10901 10977 | 1840004989 | [10 empty] | Wesley HillsNY
Mineola | Mineola | TX | Texas | 48499 | Wood | 32.6461 | -95.4775 | 5919 | 181 | polygon | FALSE | TRUE | America/Chicago | 3 | 75773 | 1840020685 | [10 empty] | MineolaTX
Finderne | Finderne | NJ | New Jersey | 34035 | Somerset | 40.5626 | -74.5743 | 5919 | 558 | polygon | FALSE | FALSE | America/New_York | 3 | 8807 | 1840024274 | [10 empty] | FinderneNJ
Zebulon | Zebulon | NC | North Carolina | 37183 | Wake | 35.8318 | -78.3162 | 5917 | 490 | polygon | FALSE | TRUE | America/New_York | 3 | 27597 | 1840016201 | [10 empty] | ZebulonNC
Cresaptown | Cresaptown | MD | Maryland | 24001 | Allegany | 39.5912 | -78.855 | 5916 | 373 | polygon | FALSE | FALSE | America/New_York | 3 | 21502 21556 | 1840026620 | [10 empty] | CresaptownMD
Granville | Granville | OH | Ohio | 39089 | Licking | 40.0648 | -82.5023 | 5916 | 477 | polygon | FALSE | TRUE | America/New_York | 3 | 43023 | 1840012324 | [10 empty] | GranvilleOH
Staunton | Staunton | IL | Illinois | 17117 | Macoupin | 39.0117 | -89.7906 | 5913 | 490 | polygon | FALSE | TRUE | America/Chicago | 3 | 62088 | 1840009602 | [10 empty] | StauntonIL
Taylor | Taylor | PA | Pennsylvania | 42069 | Lackawanna | 41.3957 | -75.7147 | 5913 | 438 | polygon | FALSE | TRUE | America/New_York | 3 | 18517 18518 | 1840003390 | [10 empty] | TaylorPA
Roanoke | Roanoke | AL | Alabama | 1111 | Randolph | 33.1454 | -85.3694 | 5913 | 121 | polygon | FALSE | TRUE | America/Chicago | 3 | 36274 | 1840014834 | [10 empty] | RoanokeAL
Greenacres | Greenacres | CA | California | 6029 | Kern | 35.3831 | -119.1184 | 5911 | 1199 | polygon | FALSE | FALSE | America/Los_Angeles | 3 | 93312 | 1840026940 | [10 empty] | GreenacresCA
Eagleton Village | Eagleton Village | TN | Tennessee | 47009 | Blount | 35.7885 | -83.9363 | 5903 | 774 | polygon | FALSE | FALSE | America/New_York | 3 | 37804 | 1840013068 | [10 empty] | Eagleton VillageTN
Selinsgrove | Selinsgrove | PA | Pennsylvania | 42109 | Snyder | 40.8003 | -76.8647 | 5902 | 1244 | polygon | FALSE | TRUE | America/New_York | 3 | 17870 | 1840002799 | [10 empty] | SelinsgrovePA
Hampstead | Hampstead | NC | North Carolina | 37141 | Pender | 34.3627 | -77.7318 | 5901 | 112 | polygon | FALSE | FALSE | America/New_York | 3 | 28443 | 1840025847 | [10 empty] | HampsteadNC
Norwood | Norwood | PA | Pennsylvania | 42045 | Delaware | 39.8865 | -75.2964 | 5897 | 2927 | polygon | FALSE | TRUE | America/New_York | 2 | 19074 | 1840000705 | [10 empty] | NorwoodPA
Sweetwater | Sweetwater | TN | Tennessee | 47123 | Monroe | 35.6029 | -84.4717 | 5895 | 257 | polygon | FALSE | TRUE | America/New_York | 3 | 37874 | 1840015415 | [10 empty] | SweetwaterTN
Old Tappan | Old Tappan | NJ | New Jersey | 34003 | Bergen | 41.0163 | -73.9856 | 5894 | 686 | polygon | FALSE | TRUE | America/New_York | 3 | 7675 | 1840000913 | [10 empty] | Old TappanNJ
Willard | Willard | MO | Missouri | 29077 | Greene | 37.2929 | -93.4171 | 5891 | 359 | polygon | FALSE | TRUE | America/Chicago | 3 | 65781 65803 | 1840010870 | [10 empty] | WillardMO
Madisonville | Madisonville | TN | Tennessee | 47123 | Monroe | 35.5233 | -84.363 | 5890 | 323 | polygon | FALSE | TRUE | America/New_York | 3 | 37354 | 1840015414 | [10 empty] | MadisonvilleTN
Loudon | Loudon | TN | Tennessee | 47105 | Loudon | 35.7413 | -84.3704 | 5890 | 181 | polygon | FALSE | TRUE | America/New_York | 3 | 37774 | 1840016254 | [10 empty] | LoudonTN
Slaton | Slaton | TX | Texas | 48303 | Lubbock | 33.4421 | -101.6476 | 5890 | 422 | polygon | FALSE | TRUE | America/Chicago | 3 | 79364 | 1840021982 | [10 empty] | SlatonTX
Chamberlayne | Chamberlayne | VA | Virginia | 51087 | Henrico | 37.628 | -77.4288 | 5888 | 679 | polygon | FALSE | FALSE | America/New_York | 3 | 23227 | 1840037466 | [10 empty] | ChamberlayneVA
Montezuma | Montezuma | GA | Georgia | 13193 | Macon | 32.2997 | -84.0246 | 5887 | 249 | polygon | FALSE | TRUE | America/New_York | 3 | 31063 | 1840014898 | [10 empty] | MontezumaGA
Jamesburg | Jamesburg | NJ | New Jersey | 34023 | Middlesex | 40.3494 | -74.44 | 5885 | 2575 | polygon | FALSE | TRUE | America/New_York | 2 | 8831 | 1840003637 | [10 empty] | JamesburgNJ
Massanetta Springs | Massanetta Springs | VA | Virginia | 51165 | Rockingham | 38.3899 | -78.834 | 5884 | 478 | polygon | FALSE | FALSE | America/New_York | 3 | 22801 22846 | 1840026720 | [10 empty] | Massanetta SpringsVA
Gustine | Gustine | CA | California | 6047 | Merced | 37.2545 | -120.9949 | 5882 | 1464 | polygon | FALSE | TRUE | America/Los_Angeles | 3 | 95322 | 1840020310 | [10 empty] | GustineCA
Nolanville | Nolanville | TX | Texas | 48027 | Bell | 31.0754 | -97.609 | 5879 | 539 | polygon | FALSE | TRUE | America/Chicago | 3 | 76559 | 1840020853 | [10 empty] | NolanvilleTX
Windcrest | Windcrest | TX | Texas | 48029 | Bexar | 29.5149 | -98.3818 | 5876 | 1055 | polygon | FALSE | TRUE | America/Chicago | 3 | 78239 78218 | 1840022226 | [10 empty] | WindcrestTX
Spring Ridge | Spring Ridge | MD | Maryland | 24021 | Frederick | 39.4043 | -77.3413 | 5876 | 860 | polygon | FALSE | FALSE | America/New_York | 3 | 21701 | 1840031475 | [10 empty] | Spring RidgeMD
Brookville | Brookville | OH | Ohio | 39113 | Montgomery | 39.8393 | -84.4176 | 5874 | 592 | polygon | FALSE | TRUE | America/New_York | 3 | 45309 | 1840005562 | [10 empty] | BrookvilleOH
Mayflower Village | Mayflower Village | CA | California | 6037 | Los Angeles | 34.116 | -118.0096 | 5873 | 3297 | polygon | FALSE | FALSE | America/Los_Angeles | 2 | 91016 91006 | 1840028387 | [10 empty] | Mayflower VillageCA
Marlow Heights | Marlow Heights | MD | Maryland | 24033 | Prince George's | 38.8237 | -76.9485 | 5872 | 1115 | polygon | FALSE | FALSE | America/New_York | 3 | 20748 | 1840005961 | [10 empty] | Marlow HeightsMD
Elsmere | Elsmere | DE | Delaware | 10003 | New Castle | 39.7385 | -75.5946 | 5872 | 2252 | polygon | FALSE | TRUE | America/New_York | 2 | 19804 19805 | 1840005574 | [10 empty] | ElsmereDE
Turpin Hills | Turpin Hills | OH | Ohio | 39061 | Hamilton | 39.1063 | -84.3703 | 5870 | 760 | polygon | FALSE | FALSE | America/New_York | 3 | 45244 | 1840034162 | [10 empty] | Turpin HillsOH
Luling | Luling | TX | Texas | 48055 | Caldwell | 29.6814 | -97.6468 | 5869 | 411 | polygon | FALSE | TRUE | America/Chicago | 3 | 78648 | 1840020937 | [10 empty] | LulingTX
Glendale | Glendale | MO | Missouri | 29189 | St. Louis | 38.5935 | -90.3825 | 5866 | 1746 | polygon | FALSE | TRUE | America/Chicago | 3 | 63122 | 1840008588 | [10 empty] | GlendaleMO
Hutchins | Hutchins | TX | Texas | 48113 | Dallas | 32.6421 | -96.7093 | 5866 | 249 | polygon | FALSE | TRUE | America/Chicago | 3 | 75141 75241 | 1840019437 | [10 empty] | HutchinsTX
Chester | Chester | NY | New York | 36071 | Orange | 41.357 | -74.2769 | 5866 | 735 | polygon | FALSE | TRUE | America/New_York | 3 | 10918 | 1840004884 | [10 empty] | ChesterNY
Belton | Belton | SC | South Carolina | 45007 | Anderson | 34.5237 | -82.4937 | 5865 | 455 | polygon | FALSE | TRUE | America/New_York | 3 | 29627 | 1840013582 | [10 empty] | BeltonSC
Margate City | Margate City | NJ | New Jersey | 34001 | Atlantic | 39.3307 | -74.5071 | 5865 | 1599 | polygon | FALSE | TRUE | America/New_York | 3 | 8402 | 1840003793 | [10 empty] | Margate CityNJ
Posen | Posen | IL | Illinois | 17031 | Cook | 41.6291 | -87.6858 | 5865 | 1937 | polygon | FALSE | TRUE | America/Chicago | 3 | 60406 60469 | 1840011282 | [10 empty] | PosenIL
Dowagiac | Dowagiac | MI | Michigan | 26027 | Cass | 41.9834 | -86.1126 | 5864 | 491 | polygon | FALSE | TRUE | America/Detroit | 3 | 49047 | 1840003256 | [10 empty] | DowagiacMI
Alma | Alma | AR | Arkansas | 5033 | Crawford | 35.4919 | -94.2165 | 5864 | 394 | polygon | FALSE | TRUE | America/Chicago | 3 | 72921 | 1840013420 | [10 empty] | AlmaAR
Las Flores | Las Flores | CA | California | 6059 | Orange | 33.5838 | -117.6235 | 5861 | 1019 | polygon | FALSE | FALSE | America/Los_Angeles | 3 | 92688 | 1840136071 | [10 empty] | Las FloresCA
Franklin Center | Franklin Center | NJ | New Jersey | 34035 | Somerset | 40.5321 | -74.5415 | 5860 | 343 | polygon | FALSE | TRUE | America/New_York | 3 | 08873 08890 | 1840039879 | [10 empty] | Franklin CenterNJ
McKees Rocks | McKees Rocks | PA | Pennsylvania | 42003 | Allegheny | 40.4688 | -80.063 | 5855 | 2139 | polygon | FALSE | TRUE | America/New_York | 2 | 15136 | 1840001244 | [10 empty] | McKees RocksPA
Paulsboro | Paulsboro | NJ | New Jersey | 34015 | Gloucester | 39.84 | -75.2397 | 5854 | 1174 | polygon | FALSE | TRUE | America/New_York | 3 | 8066 | 1840001523 | [10 empty] | PaulsboroNJ
New Martinsville | New Martinsville | WV | West Virginia | 54103 | Wetzel | 39.6636 | -80.8569 | 5853 | 739 | polygon | FALSE | TRUE | America/New_York | 3 | 26155 | 1840005670 | [10 empty] | New MartinsvilleWV
Breese | Breese | IL | Illinois | 17027 | Clinton | 38.6138 | -89.523 | 5853 | 648 | polygon | FALSE | TRUE | America/Chicago | 3 | 62230 | 1840006153 | [10 empty] | BreeseIL
Mount Arlington | Mount Arlington | NJ | New Jersey | 34027 | Morris | 40.919 | -74.639 | 5852 | 1055 | polygon | FALSE | TRUE | America/New_York | 3 | 07850 07856 | 1840003579 | [10 empty] | Mount ArlingtonNJ
Old Fig Garden | Old Fig Garden | CA | California | 6019 | Fresno | 36.7989 | -119.8051 | 5850 | 1354 | polygon | FALSE | TRUE | America/Los_Angeles | 3 | 93704 93705 93741 | 1840076004 | [10 empty] | Old Fig GardenCA
Silver Lakes | Silver Lakes | CA | California | 6071 | San Bernardino | 34.7519 | -117.3431 | 5849 | 436 | polygon | FALSE | FALSE | America/Los_Angeles | 3 | 92342 | 1840024935 | [10 empty] | Silver LakesCA
Harris Hill | Harris Hill | NY | New York | 36029 | Erie | 42.973 | -78.6793 | 5847 | 558 | polygon | FALSE | FALSE | America/New_York | 3 | 14221 | 1840004378 | [10 empty] | Harris HillNY
Carterville | Carterville | IL | Illinois | 17199 | Williamson | 37.763 | -89.0841 | 5847 | 428 | polygon | FALSE | TRUE | America/Chicago | 3 | 62918 | 1840007575 | [10 empty] | CartervilleIL
Orchard Homes | Orchard Homes | MT | Montana | 30063 | Missoula | 46.8559 | -114.0778 | 5847 | 401 | polygon | FALSE | FALSE | America/Denver | 3 | 59804 | 1840032750 | [10 empty] | Orchard HomesMT
Littlefield | Littlefield | TX | Texas | 48279 | Lamb | 33.9191 | -102.3349 | 5843 | 356 | polygon | FALSE | TRUE | America/Chicago | 3 | 79339 | 1840020539 | [10 empty] | LittlefieldTX
Prospect Park | Prospect Park | NJ | New Jersey | 34031 | Passaic | 40.938 | -74.1736 | 5843 | 4848 | polygon | FALSE | TRUE | America/New_York | 2 | 7508 | 1840000834 | [10 empty] | Prospect ParkNJ
Willow Park | Willow Park | TX | Texas | 48367 | Parker | 32.7548 | -97.6499 | 5842 | 350 | polygon | FALSE | TRUE | America/Chicago | 3 | 76087 | 1840022042 | [10 empty] | Willow ParkTX
Hartwell | Hartwell | GA | Georgia | 13147 | Hart | 34.3496 | -82.9289 | 5841 | 340 | polygon | FALSE | TRUE | America/New_York | 3 | 30643 | 1840013614 | [10 empty] | HartwellGA
Woodcliff Lake | Woodcliff Lake | NJ | New Jersey | 34003 | Bergen | 41.0253 | -74.0603 | 5839 | 667 | polygon | FALSE | TRUE | America/New_York | 3 | 7677 | 1840000924 | [10 empty] | Woodcliff LakeNJ
Cave Creek | Cave Creek | AZ | Arizona | 4013 | Maricopa | 33.8513 | -111.9801 | 5838 | 59 | polygon | FALSE | TRUE | America/Phoenix | 3 | 85087 85331 85327 | 1840022915 | [10 empty] | Cave CreekAZ
Chelsea | Chelsea | MI | Michigan | 26161 | Washtenaw | 42.3132 | -84.0188 | 5837 | 578 | polygon | FALSE | TRUE | America/Detroit | 3 | 48118 | 1840006976 | [10 empty] | ChelseaMI
Roseland | Roseland | NJ | New Jersey | 34013 | Essex | 40.8208 | -74.3085 | 5835 | 622 | polygon | FALSE | TRUE | America/New_York | 3 | 7068 | 1840000998 | [10 empty] | RoselandNJ
Cidra | Cidra | PR | Puerto Rico | 72041 | Cidra | 18.1775 | -66.1582 | 5835 | 2027 | polygon | FALSE | FALSE | America/Puerto_Rico | 2 | 739 | 1630035647 | [10 empty] | CidraPR
Greenwood | Greenwood | MO | Missouri | 29095 | Jackson | 38.8508 | -94.3378 | 5833 | 430 | polygon | FALSE | TRUE | America/Chicago | 3 | 64034 | 1840007397 | [10 empty] | GreenwoodMO
Moosic | Moosic | PA | Pennsylvania | 42069 | Lackawanna | 41.3584 | -75.7027 | 5832 | 347 | polygon | FALSE | TRUE | America/New_York | 3 | 18641 18507 18501 18502 | 1840003385 | [10 empty] | MoosicPA
Hellertown | Hellertown | PA | Pennsylvania | 42095 | Northampton | 40.5811 | -75.3378 | 5831 | 1716 | polygon | FALSE | TRUE | America/New_York | 3 | 18055 | 1840000973 | [10 empty] | HellertownPA
South Hooksett | South Hooksett | NH | New Hampshire | 33013 | Merrimack | 43.0337 | -71.4256 | 5831 | 421 | polygon | FALSE | FALSE | America/New_York | 3 | 3106 | 1840002803 | [10 empty] | South HooksettNH
Berne | Berne | IN | Indiana | 18001 | Adams | 40.6572 | -84.9555 | 5830 | 709 | polygon | FALSE | TRUE | America/Indiana/Indianapolis | 3 | 46711 | 1840007176 | [10 empty] | BerneIN
West Clarkston-Highland | West Clarkston-Highland | WA | Washington | 53003 | Asotin | 46.4022 | -117.0628 | 5830 | 806 | polygon | FALSE | TRUE | America/Los_Angeles | 3 | 99403 | 1840074702 | [10 empty] | West Clarkston-HighlandWA
Eldorado at Santa Fe | Eldorado at Santa Fe | NM | New Mexico | 35049 | Santa Fe | 35.5273 | -105.934 | 5823 | 108 | polygon | FALSE | FALSE | America/Denver | 3 | 87508 87540 | 1840033719 | [10 empty] | Eldorado at Santa FeNM
Mattydale | Mattydale | NY | New York | 36067 | Onondaga | 43.0992 | -76.1388 | 5820 | 1170 | polygon | FALSE | FALSE | America/New_York | 3 | 13211 | 1840004317 | [10 empty] | MattydaleNY
Harvest | Harvest | AL | Alabama | 1089 | Madison | 34.8558 | -86.7521 | 5819 | 182 | polygon | FALSE | FALSE | America/Chicago | 3 | 35749 | 1840013544 | [10 empty] | HarvestAL
Lebanon | Lebanon | KY | Kentucky | 21155 | Marion | 37.5689 | -85.2578 | 5817 | 405 | polygon | FALSE | TRUE | America/New_York | 3 | 40033 | 1840014353 | [10 empty] | LebanonKY
Brookshire | Brookshire | TX | Texas | 48473 | Waller | 29.7824 | -95.9515 | 5816 | 518 | polygon | FALSE | TRUE | America/Chicago | 3 | 77423 | 1840019610 | [10 empty] | BrookshireTX
Bright | Bright | IN | Indiana | 18029 | Dearborn | 39.2254 | -84.8613 | 5816 | 179 | polygon | FALSE | FALSE | America/New_York | 3 | 47025 47060 | 1840005882 | [10 empty] | BrightIN
Volo | Volo | IL | Illinois | 17097 | Lake | 42.3298 | -88.1599 | 5813 | 573 | polygon | FALSE | TRUE | America/Chicago | 3 | 60020 60073 60041 | 1840011182 | [10 empty] | VoloIL
Ramblewood | Ramblewood | NJ | New Jersey | 34005 | Burlington | 39.9322 | -74.9527 | 5812 | 661 | polygon | FALSE | FALSE | America/New_York | 3 | 8054 | 1840033392 | [10 empty] | RamblewoodNJ
Lake Mohegan | Lake Mohegan | NY | New York | 36119 | Westchester | 41.3165 | -73.8475 | 5808 | 779 | polygon | FALSE | FALSE | America/New_York | 3 | 10547 | 1840004923 | [10 empty] | Lake MoheganNY
Beardstown | Beardstown | IL | Illinois | 17017 | Cass | 39.9994 | -90.4178 | 5807 | 580 | polygon | FALSE | TRUE | America/Chicago | 3 | 62618 | 1840007268 | [10 empty] | BeardstownIL
Manasquan | Manasquan | NJ | New Jersey | 34025 | Monmouth | 40.1186 | -74.045 | 5806 | 1624 | polygon | FALSE | TRUE | America/New_York | 3 | 8736 | 1840003674 | [10 empty] | ManasquanNJ
Marianna | Marianna | FL | Florida | 12063 | Jackson | 30.7943 | -85.226 | 5803 | 120 | polygon | FALSE | TRUE | America/Chicago | 3 | 32446 32447 32448 | 1840015897 | [10 empty] | MariannaFL
West Bountiful | West Bountiful | UT | Utah | 49011 | Davis | 40.8982 | -111.9082 | 5800 | 683 | polygon | FALSE | TRUE | America/Denver | 3 | 84087 | 1840021353 | [10 empty] | West BountifulUT
Fellsmere | Fellsmere | FL | Florida | 12061 | Indian River | 27.7241 | -80.5975 | 5800 | 38 | polygon | FALSE | TRUE | America/New_York | 3 | 32948 32966 | 1840014165 | [10 empty] | FellsmereFL
Mount Zion | Mount Zion | IL | Illinois | 17115 | Macon | 39.7794 | -88.8834 | 5795 | 532 | polygon | FALSE | TRUE | America/Chicago | 3 | 62521 62549 | 1840012429 | [10 empty] | Mount ZionIL
Piedmont | Piedmont | SC | South Carolina | 45007 | Anderson | 34.7074 | -82.4651 | 5795 | 260 | polygon | FALSE | FALSE | America/New_York | 3 | 29673 | 1840013580 | [10 empty] | PiedmontSC
Plymouth | Plymouth | PA | Pennsylvania | 42079 | Luzerne | 41.2404 | -75.9505 | 5794 | 2038 | polygon | FALSE | TRUE | America/New_York | 2 | 18651 | 1840000767 | [10 empty] | PlymouthPA
Bay Harbor Islands | Bay Harbor Islands | FL | Florida | 12086 | Miami-Dade | 25.8878 | -80.1335 | 5793 | 5642 | polygon | FALSE | TRUE | America/New_York | 2 | 33154 | 1840016005 | [10 empty] | Bay Harbor IslandsFL
Norwood | Norwood | NJ | New Jersey | 34003 | Bergen | 40.9933 | -73.951 | 5793 | 803 | polygon | FALSE | TRUE | America/New_York | 3 | 7648 | 1840000911 | [10 empty] | NorwoodNJ
Patterson | Patterson | LA | Louisiana | 22101 | St. Mary | 29.6909 | -91.3096 | 5792 | 886 | polygon | FALSE | TRUE | America/Chicago | 3 | 70392 | 1840015057 | [10 empty] | PattersonLA
Villa Park | Villa Park | CA | California | 6059 | Orange | 33.818 | -117.8104 | 5790 | 1075 | polygon | FALSE | TRUE | America/Los_Angeles | 3 | 92861 | 1840021968 | [10 empty] | Villa ParkCA
Highgrove | Highgrove | CA | California | 6065 | Riverside | 34.0106 | -117.3098 | 5786 | 693 | polygon | FALSE | FALSE | America/Los_Angeles | 3 | 92557 92324 92507 | 1840017986 | [10 empty] | HighgroveCA
The Village of Indian Hill | The Village of Indian Hill | OH | Ohio | 39061 | Hamilton | 39.1916 | -84.3344 | 5786 | 119 | polygon | FALSE | TRUE | America/New_York | 3 | 45242 45243 | 1840034360 | [10 empty] | The Village of Indian HillOH
Conley | Conley | GA | Georgia | 13063 | Clayton | 33.6398 | -84.3376 | 5783 | 1161 | polygon | FALSE | FALSE | America/New_York | 3 | 30288 30297 30294 | 1840013096 | [10 empty] | ConleyGA
Little Silver | Little Silver | NJ | New Jersey | 34025 | Monmouth | 40.3357 | -74.0346 | 5782 | 823 | polygon | FALSE | TRUE | America/New_York | 3 | 7739 | 1840003671 | [10 empty] | Little SilverNJ
Edna | Edna | TX | Texas | 48239 | Jackson | 28.9757 | -96.6483 | 5780 | 539 | polygon | FALSE | TRUE | America/Chicago | 3 | 77957 | 1840020984 | [10 empty] | EdnaTX
Peoria Heights | Peoria Heights | IL | Illinois | 17143 | Peoria | 40.7466 | -89.57 | 5779 | 895 | polygon | FALSE | TRUE | America/Chicago | 3 | 61616 | 1840011929 | [10 empty] | Peoria HeightsIL
Hilton | Hilton | NY | New York | 36055 | Monroe | 43.29 | -77.7925 | 5777 | 1248 | polygon | FALSE | TRUE | America/New_York | 3 | 14468 | 1840004281 | [10 empty] | HiltonNY
Granite Shoals | Granite Shoals | TX | Texas | 48053 | Burnet | 30.5897 | -98.3715 | 5774 | 340 | polygon | FALSE | TRUE | America/Chicago | 3 | 78654 | 1840020867 | [10 empty] | Granite ShoalsTX
Palmview | Palmview | TX | Texas | 48215 | Hidalgo | 26.2303 | -98.3791 | 5774 | 794 | polygon | FALSE | TRUE | America/Chicago | 3 | 78574 78572 | 1840021028 | [10 empty] | PalmviewTX
Fountainhead-Orchard Hills | Fountainhead-Orchard Hills | MD | Maryland | 24043 | Washington | 39.6878 | -77.7173 | 5774 | 504 | polygon | FALSE | TRUE | America/New_York | 3 | 21742 | 1840073674 | [10 empty] | Fountainhead-Orchard HillsMD
Eaton | Eaton | CO | Colorado | 8123 | Weld | 40.5256 | -104.713 | 5773 | 701 | polygon | FALSE | TRUE | America/Denver | 3 | 80615 | 1840021359 | [10 empty] | EatonCO
Gas City | Gas City | IN | Indiana | 18053 | Grant | 40.4889 | -85.5946 | 5772 | 459 | polygon | FALSE | TRUE | America/Indiana/Indianapolis | 3 | 46933 | 1840008338 | [10 empty] | Gas CityIN
Brownfields | Brownfields | LA | Louisiana | 22033 | East Baton Rouge | 30.5467 | -91.1225 | 5772 | 538 | polygon | FALSE | FALSE | America/Chicago | 3 | 70811 | 1840031149 | [10 empty] | BrownfieldsLA
Attalla | Attalla | AL | Alabama | 1055 | Etowah | 34.0049 | -86.104 | 5771 | 319 | polygon | FALSE | TRUE | America/Chicago | 3 | 35954 | 1840013655 | [10 empty] | AttallaAL
Belding | Belding | MI | Michigan | 26067 | Ionia | 43.0968 | -85.2331 | 5771 | 469 | polygon | FALSE | TRUE | America/Detroit | 3 | 48809 | 1840003074 | [10 empty] | BeldingMI
Crafton | Crafton | PA | Pennsylvania | 42003 | Allegheny | 40.4333 | -80.0712 | 5770 | 1948 | polygon | FALSE | TRUE | America/New_York | 3 | 15205 | 1840001221 | [10 empty] | CraftonPA
Washingtonville | Washingtonville | NY | New York | 36071 | Orange | 41.4296 | -74.1578 | 5770 | 877 | polygon | FALSE | TRUE | America/New_York | 3 | 10992 | 1840004882 | [10 empty] | WashingtonvilleNY
Brush | Brush | CO | Colorado | 8087 | Morgan | 40.2598 | -103.6323 | 5769 | 739 | polygon | FALSE | TRUE | America/Denver | 3 | 80723 | 1840018758 | [10 empty] | BrushCO
White City | White City | UT | Utah | 49035 | Salt Lake | 40.5666 | -111.8636 | 5768 | 2556 | polygon | FALSE | TRUE | America/Denver | 2 | 84094 | 1840037177 | [10 empty] | White CityUT
Trenton | Trenton | MO | Missouri | 29079 | Grundy | 40.0819 | -93.603 | 5763 | 345 | polygon | FALSE | TRUE | America/Chicago | 3 | 64683 | 1840010490 | [10 empty] | TrentonMO
Fort Lee | Fort Lee | VA | Virginia | 51149 | Prince George | 37.2357 | -77.3325 | 5763 | 373 | polygon | TRUE | TRUE | America/New_York | 3 | 23801 | 1840073580 | [10 empty] | Fort LeeVA
Oak Point | Oak Point | TX | Texas | 48121 | Denton | 33.1803 | -96.9911 | 5762 | 393 | polygon | FALSE | TRUE | America/Chicago | 3 | 75068 | 1840020642 | [10 empty] | Oak PointTX
West Modesto | West Modesto | CA | California | 6099 | Stanislaus | 37.618 | -121.0343 | 5762 | 1560 | polygon | FALSE | TRUE | America/Los_Angeles | 3 | 95358 95351 | 1840074716 | [10 empty] | West ModestoCA
Dickson City | Dickson City | PA | Pennsylvania | 42069 | Lackawanna | 41.4684 | -75.6358 | 5761 | 463 | polygon | FALSE | TRUE | America/New_York | 3 | 18508 18519 | 1840003380 | [10 empty] | Dickson CityPA
Hilmar-Irwin | Hilmar-Irwin | CA | California | 6047 | Merced | 37.4045 | -120.8504 | 5755 | 565 | polygon | FALSE | TRUE | America/Los_Angeles | 3 | 95324 | 1840074136 | [10 empty] | Hilmar-IrwinCA
Violet | Violet | LA | Louisiana | 22087 | St. Bernard | 29.8962 | -89.892 | 5755 | 565 | polygon | FALSE | FALSE | America/Chicago | 3 | 70092 | 1840014002 | [10 empty] | VioletLA
White Rock | White Rock | NM | New Mexico | 35028 | Los Alamos | 35.8075 | -106.2067 | 5751 | 314 | polygon | FALSE | FALSE | America/Denver | 3 | 87544 | 1840019105 | [10 empty] | White RockNM
Flanders | Flanders | NY | New York | 36103 | Suffolk | 40.8925 | -72.6049 | 5750 | 192 | polygon | FALSE | FALSE | America/New_York | 3 | 11901 | 1840005012 | [10 empty] | FlandersNY
Sansom Park | Sansom Park | TX | Texas | 48439 | Tarrant | 32.8028 | -97.4021 | 5748 | 1790 | polygon | FALSE | TRUE | America/Chicago | 3 | 76114 | 1840022047 | [10 empty] | Sansom ParkTX
North Manchester | North Manchester | IN | Indiana | 18169 | Wabash | 41.0044 | -85.775 | 5747 | 627 | polygon | FALSE | TRUE | America/Indiana/Indianapolis | 3 | 46962 | 1840009360 | [10 empty] | North ManchesterIN
Asbury | Asbury | IA | Iowa | 19061 | Dubuque | 42.5119 | -90.7795 | 5747 | 702 | polygon | FALSE | TRUE | America/Chicago | 3 | 52002 | 1840006928 | [10 empty] | AsburyIA
Fort Wright | Fort Wright | KY | Kentucky | 21117 | Kenton | 39.0462 | -84.5362 | 5745 | 652 | polygon | FALSE | TRUE | America/New_York | 3 | 41011 41015 41017 | 1840013171 | [10 empty] | Fort WrightKY
Rancho Murieta | Rancho Murieta | CA | California | 6067 | Sacramento | 38.5085 | -121.0716 | 5744 | 186 | polygon | FALSE | FALSE | America/Los_Angeles | 3 | 95683 | 1840028329 | [10 empty] | Rancho MurietaCA
West Yarmouth | West Yarmouth | MA | Massachusetts | 25001 | Barnstable | 41.6496 | -70.2487 | 5741 | 331 | polygon | FALSE | FALSE | America/New_York | 3 | 2673 | 1840003246 | [10 empty] | West YarmouthMA
Warrenton | Warrenton | OR | Oregon | 41007 | Clatsop | 46.1685 | -123.9302 | 5739 | 175 | polygon | FALSE | TRUE | America/Los_Angeles | 3 | 97146 97121 | 1840021183 | [10 empty] | WarrentonOR
Sinton | Sinton | TX | Texas | 48409 | San Patricio | 28.0392 | -97.5154 | 5738 | 697 | polygon | FALSE | TRUE | America/Chicago | 3 | 78387 | 1840022251 | [10 empty] | SintonTX
Fair Haven | Fair Haven | NJ | New Jersey | 34025 | Monmouth | 40.3619 | -74.0392 | 5736 | 1389 | polygon | FALSE | TRUE | America/New_York | 3 | 7704 | 1840003681 | [10 empty] | Fair HavenNJ
Fabens | Fabens | TX | Texas | 48141 | El Paso | 31.5136 | -106.1521 | 5736 | 512 | polygon | FALSE | FALSE | America/Denver | 3 | 79838 | 1840018152 | [10 empty] | FabensTX
Lee Acres | Lee Acres | NM | New Mexico | 35045 | San Juan | 36.7103 | -108.0725 | 5735 | 170 | polygon | FALSE | FALSE | America/Denver | 3 | 87401 87413 | 1840033565 | [10 empty] | Lee AcresNM
Naples Park | Naples Park | FL | Florida | 12021 | Collier | 26.2633 | -81.8094 | 5733 | 1799 | polygon | FALSE | FALSE | America/New_York | 3 | 34108 | 1840014233 | [10 empty] | Naples ParkFL
Benton | Benton | LA | Louisiana | 22015 | Bossier | 32.6906 | -93.74 | 5732 | 371 | polygon | FALSE | TRUE | America/Chicago | 3 | 71006 | 1840015769 | [10 empty] | BentonLA
Fort Washington | Fort Washington | PA | Pennsylvania | 42091 | Montgomery | 40.1407 | -75.1925 | 5728 | 679 | polygon | FALSE | FALSE | America/New_York | 3 | 19034 | 1840005460 | [10 empty] | Fort WashingtonPA
Crosspointe | Crosspointe | VA | Virginia | 51059 | Fairfax | 38.7253 | -77.2638 | 5727 | 999 | polygon | FALSE | TRUE | America/New_York | 3 | 22039 22079 | 1840041713 | [10 empty] | CrosspointeVA
Mount Carmel | Mount Carmel | PA | Pennsylvania | 42097 | Northumberland | 40.7959 | -76.4121 | 5724 | 3365 | polygon | FALSE | TRUE | America/New_York | 2 | 17851 | 1840000846 | [10 empty] | Mount CarmelPA
Oceanport | Oceanport | NJ | New Jersey | 34025 | Monmouth | 40.316 | -74.0205 | 5722 | 696 | polygon | FALSE | TRUE | America/New_York | 3 | 07703 07757 | 1840001365 | [10 empty] | OceanportNJ
Bellevue | Bellevue | KY | Kentucky | 21037 | Campbell | 39.1011 | -84.4776 | 5721 | 2366 | polygon | FALSE | TRUE | America/New_York | 2 | 41073 | 1840013164 | [10 empty] | BellevueKY
South Haven | South Haven | MI | Michigan | 26159 | Van Buren | 42.4011 | -86.2677 | 5719 | 491 | polygon | FALSE | TRUE | America/Detroit | 3 | 49090 | 1840003178 | [10 empty] | South HavenMI
Paola | Paola | KS | Kansas | 20121 | Miami | 38.5784 | -94.862 | 5719 | 431 | polygon | FALSE | TRUE | America/Chicago | 3 | 66071 | 1840001654 | [10 empty] | PaolaKS
Monroeville | Monroeville | AL | Alabama | 1099 | Monroe | 31.5162 | -87.3279 | 5718 | 165 | polygon | FALSE | TRUE | America/Chicago | 3 | 36460 36461 | 1840005191 | [10 empty] | MonroevilleAL
Zapata | Zapata | TX | Texas | 48505 | Zapata | 26.9027 | -99.2612 | 5717 | 288 | polygon | FALSE | FALSE | America/Chicago | 3 | 78076 | 1840019723 | [10 empty] | ZapataTX
South Tucson | South Tucson | AZ | Arizona | 4019 | Pima | 32.1955 | -110.9692 | 5715 | 2148 | polygon | FALSE | TRUE | America/Phoenix | 2 | 85713 | 1840022100 | [10 empty] | South TucsonAZ
Grafton | Grafton | WV | West Virginia | 54091 | Taylor | 39.3409 | -80.0161 | 5714 | 523 | polygon | FALSE | TRUE | America/New_York | 3 | 26354 | 1840005779 | [10 empty] | GraftonWV
Rio Pinar | Rio Pinar | FL | Florida | 12095 | Orange | 28.5271 | -81.2628 | 5713 | 1015 | polygon | FALSE | TRUE | America/New_York | 3 | 32825 | 1840039091 | [10 empty] | Rio PinarFL
Ulysses | Ulysses | KS | Kansas | 20067 | Grant | 37.5774 | -101.3549 | 5711 | 679 | polygon | FALSE | TRUE | America/Chicago | 3 | 67880 | 1840010856 | [10 empty] | UlyssesKS
Lewisburg | Lewisburg | PA | Pennsylvania | 42119 | Union | 40.9642 | -76.8901 | 5708 | 2264 | polygon | FALSE | TRUE | America/New_York | 2 | 17837 | 1840003531 | [10 empty] | LewisburgPA
Dripping Springs | Dripping Springs | TX | Texas | 48209 | Hays | 30.1954 | -98.094 | 5708 | 266 | polygon | FALSE | TRUE | America/Chicago | 3 | 78620 | 1840019606 | [10 empty] | Dripping SpringsTX
Grafton | Grafton | OH | Ohio | 39093 | Lorain | 41.2808 | -82.0367 | 5707 | 467 | polygon | FALSE | TRUE | America/New_York | 3 | 44044 | 1840011590 | [10 empty] | GraftonOH
Highland | Highland | NY | New York | 36111 | Ulster | 41.7179 | -73.9646 | 5707 | 470 | polygon | FALSE | FALSE | America/New_York | 3 | 12528 | 1840004716 | [10 empty] | HighlandNY
Douglass Hills | Douglass Hills | KY | Kentucky | 21111 | Jefferson | 38.2366 | -85.5499 | 5707 | 1661 | polygon | FALSE | TRUE | America/New_York | 3 | 40243 40223 | 1840014294 | [10 empty] | Douglass HillsKY
Spring Grove | Spring Grove | IL | Illinois | 17111 | McHenry | 42.4543 | -88.2402 | 5706 | 247 | polygon | FALSE | TRUE | America/Chicago | 3 | 60081 | 1840011143 | [10 empty] | Spring GroveIL
Woods Creek | Woods Creek | WA | Washington | 53061 | Snohomish | 47.8821 | -121.8982 | 5706 | 156 | polygon | FALSE | FALSE | America/Los_Angeles | 3 | 98272 | 1840037864 | [10 empty] | Woods CreekWA
Laie | Laie | HI | Hawaii | 15003 | Honolulu | 21.6443 | -157.928 | 5704 | 1644 | polygon | FALSE | FALSE | Pacific/Honolulu | 3 | 96762 | 1840029514 | [10 empty] | LaieHI
Belle Fourche | Belle Fourche | SD | South Dakota | 46019 | Butte | 44.6642 | -103.8564 | 5702 | 248 | polygon | FALSE | TRUE | America/Denver | 3 | 57717 | 1840002127 | [10 empty] | Belle FourcheSD
Chickasaw | Chickasaw | AL | Alabama | 1097 | Mobile | 30.7714 | -88.0793 | 5702 | 523 | polygon | FALSE | TRUE | America/Chicago | 3 | 36611 36671 | 1840014986 | [10 empty] | ChickasawAL
Nazareth | Nazareth | PA | Pennsylvania | 42095 | Northampton | 40.74 | -75.3132 | 5702 | 1388 | polygon | FALSE | TRUE | America/New_York | 3 | 18064 | 1840000974 | [10 empty] | NazarethPA
Elmwood | Elmwood | LA | Louisiana | 22051 | Jefferson | 29.9555 | -90.188 | 5698 | 582 | polygon | FALSE | FALSE | America/Chicago | 3 | 70121 70123 | 1840031147 | [10 empty] | ElmwoodLA
Sharon Hill | Sharon Hill | PA | Pennsylvania | 42045 | Delaware | 39.9075 | -75.2678 | 5689 | 2846 | polygon | FALSE | TRUE | America/New_York | 2 | 19079 | 1840000711 | [10 empty] | Sharon HillPA
Wrightsville | Wrightsville | GA | Georgia | 13167 | Johnson | 32.7265 | -82.7197 | 5688 | 396 | polygon | FALSE | TRUE | America/New_York | 3 | 31096 | 1840015789 | [10 empty] | WrightsvilleGA
Linglestown | Linglestown | PA | Pennsylvania | 42043 | Dauphin | 40.3445 | -76.795 | 5688 | 578 | polygon | FALSE | FALSE | America/New_York | 3 | 17112 | 1840005401 | [10 empty] | LinglestownPA
Media | Media | PA | Pennsylvania | 42045 | Delaware | 39.9198 | -75.3888 | 5682 | 2889 | polygon | FALSE | TRUE | America/New_York | 2 | 19063 19091 | 1840000702 | [10 empty] | MediaPA
New Brighton | New Brighton | PA | Pennsylvania | 42007 | Beaver | 40.7355 | -80.3091 | 5679 | 2125 | polygon | FALSE | TRUE | America/New_York | 2 | 15066 | 1840001026 | [10 empty] | New BrightonPA
Princeton | Princeton | WV | West Virginia | 54055 | Mercer | 37.3689 | -81.0961 | 5675 | 726 | polygon | FALSE | TRUE | America/New_York | 3 | 24740 | 1840006402 | [10 empty] | PrincetonWV
Hollidaysburg | Hollidaysburg | PA | Pennsylvania | 42013 | Blair | 40.4311 | -78.393 | 5674 | 936 | polygon | FALSE | TRUE | America/New_York | 3 | 16648 | 1840001083 | [10 empty] | HollidaysburgPA
Loughman | Loughman | FL | Florida | 12105 | Polk | 28.2381 | -81.5685 | 5674 | 641 | polygon | FALSE | FALSE | America/New_York | 3 | 33896 33837 33858 | 1840014130 | [10 empty] | LoughmanFL
Manchester | Manchester | WA | Washington | 53035 | Kitsap | 47.5519 | -122.5517 | 5673 | 749 | polygon | FALSE | FALSE | America/Los_Angeles | 3 | 98366 | 1840017336 | [10 empty] | ManchesterWA
Dove Valley | Dove Valley | CO | Colorado | 8005 | Arapahoe | 39.5741 | -104.8289 | 5673 | 659 | polygon | FALSE | FALSE | America/Denver | 3 | 80112 | 1840028589 | [10 empty] | Dove ValleyCO
Tellico Village | Tellico Village | TN | Tennessee | 47105 | Loudon | 35.6977 | -84.2661 | 5671 | 294 | polygon | FALSE | TRUE | America/New_York | 3 | 37774 | 1840040591 | [10 empty] | Tellico VillageTN
Estherville | Estherville | IA | Iowa | 19063 | Emmet | 43.3998 | -94.8343 | 5666 | 407 | polygon | FALSE | TRUE | America/Chicago | 3 | 51334 | 1840007962 | [10 empty] | EsthervilleIA
Philomath | Philomath | OR | Oregon | 41003 | Benton | 44.5422 | -123.3599 | 5666 | 1091 | polygon | FALSE | TRUE | America/Los_Angeles | 3 | 97370 | 1840019998 | [10 empty] | PhilomathOR
Greenbrier | Greenbrier | AR | Arkansas | 5045 | Faulkner | 35.2289 | -92.3836 | 5665 | 275 | polygon | FALSE | TRUE | America/Chicago | 3 | 72058 | 1840013477 | [10 empty] | GreenbrierAR
Wilton | Wilton | CA | California | 6067 | Sacramento | 38.413 | -121.2127 | 5665 | 75 | polygon | FALSE | FALSE | America/Los_Angeles | 3 | 95693 | 1840018848 | [10 empty] | WiltonCA
Mathis | Mathis | TX | Texas | 48409 | San Patricio | 28.0909 | -97.817 | 5662 | 548 | polygon | FALSE | TRUE | America/Chicago | 3 | 78368 | 1840021004 | [10 empty] | MathisTX
Hartford City | Hartford City | IN | Indiana | 18009 | Blackford | 40.4537 | -85.3736 | 5660 | 562 | polygon | FALSE | TRUE | America/Indiana/Indianapolis | 3 | 47348 | 1840007231 | [10 empty] | Hartford CityIN
Wayne | Wayne | NE | Nebraska | 31179 | Wayne | 42.2379 | -97.01 | 5660 | 777 | polygon | FALSE | TRUE | America/Chicago | 3 | 68787 | 1840010121 | [10 empty] | WayneNE
Eastwood | Eastwood | MI | Michigan | 26077 | Kalamazoo | 42.3028 | -85.5447 | 5656 | 1116 | polygon | FALSE | FALSE | America/Detroit | 3 | 49048 | 1840004656 | [10 empty] | EastwoodMI
Richmond | Richmond | MO | Missouri | 29177 | Ray | 39.2755 | -93.9731 | 5653 | 354 | polygon | FALSE | TRUE | America/Chicago | 3 | 64085 | 1840009600 | [10 empty] | RichmondMO
Gardiner | Gardiner | ME | Maine | 23011 | Kennebec | 44.191 | -69.7921 | 5653 | 139 | polygon | FALSE | TRUE | America/New_York | 3 | 04345 04359 | 1840000303 | [10 empty] | GardinerME
Wilmington | Wilmington | IL | Illinois | 17197 | Will | 41.3204 | -88.164 | 5653 | 158 | polygon | FALSE | TRUE | America/Chicago | 3 | 60481 | 1840010213 | [10 empty] | WilmingtonIL
Surfside | Surfside | FL | Florida | 12086 | Miami-Dade | 25.8787 | -80.125 | 5651 | 3914 | polygon | FALSE | TRUE | America/New_York | 2 | 33154 | 1840017278 | [10 empty] | SurfsideFL
Paoli | Paoli | PA | Pennsylvania | 42029 | Chester | 40.042 | -75.4912 | 5651 | 1096 | polygon | FALSE | FALSE | America/New_York | 3 | 19355 19301 | 1840005501 | [10 empty] | PaoliPA
Starke | Starke | FL | Florida | 12007 | Bradford | 29.9474 | -82.1129 | 5647 | 291 | polygon | FALSE | TRUE | America/New_York | 3 | 32091 32042 | 1840015940 | [10 empty] | StarkeFL
East Flat Rock | East Flat Rock | NC | North Carolina | 37089 | Henderson | 35.2802 | -82.4171 | 5647 | 508 | polygon | FALSE | FALSE | America/New_York | 3 | 28792 28726 28731 | 1840013073 | [10 empty] | East Flat RockNC
Dandridge | Dandridge | TN | Tennessee | 47089 | Jefferson | 36.0285 | -83.4308 | 5647 | 210 | polygon | FALSE | TRUE | America/New_York | 3 | 37725 | 1840016168 | [10 empty] | DandridgeTN
Cambria | Cambria | CA | California | 6079 | San Luis Obispo | 35.5523 | -121.0847 | 5647 | 256 | polygon | FALSE | FALSE | America/Los_Angeles | 3 | 93428 | 1840017806 | [10 empty] | CambriaCA
Corydon | Corydon | IN | Indiana | 18061 | Harrison | 38.213 | -86.1257 | 5645 | 756 | polygon | FALSE | TRUE | America/Kentucky/Louisville | 3 | 47112 | 1840009820 | [10 empty] | CorydonIN
Pontoon Beach | Pontoon Beach | IL | Illinois | 17119 | Madison | 38.7208 | -90.0609 | 5641 | 218 | polygon | FALSE | TRUE | America/Chicago | 3 | 62025 62040 62234 | 1840012797 | [10 empty] | Pontoon BeachIL
Byron | Byron | MN | Minnesota | 27109 | Olmsted | 44.0379 | -92.6411 | 5639 | 723 | polygon | FALSE | TRUE | America/Chicago | 3 | 55920 | 1840006809 | [10 empty] | ByronMN
Wyndmoor | Wyndmoor | PA | Pennsylvania | 42091 | Montgomery | 40.0856 | -75.1941 | 5638 | 1322 | polygon | FALSE | FALSE | America/New_York | 3 | 19038 | 1840035271 | [10 empty] | WyndmoorPA
Samsula-Spruce Creek | Samsula-Spruce Creek | FL | Florida | 12127 | Volusia | 29.0484 | -81.0628 | 5637 | 129 | polygon | FALSE | TRUE | America/New_York | 3 | 32128 32168 | 1840035478 | [10 empty] | Samsula-Spruce CreekFL
Zephyrhills South | Zephyrhills South | FL | Florida | 12101 | Pasco | 28.2152 | -82.1886 | 5637 | 1112 | polygon | FALSE | TRUE | America/New_York | 3 | 33542 33541 | 1840073858 | [10 empty] | Zephyrhills SouthFL
Lakehills | Lakehills | TX | Texas | 48019 | Bandera | 29.6237 | -98.9448 | 5631 | 71 | polygon | FALSE | FALSE | America/Chicago | 3 | 78063 | 1840018261 | [10 empty] | LakehillsTX
Alva | Alva | OK | Oklahoma | 40151 | Woods | 36.7892 | -98.6648 | 5628 | 298 | polygon | FALSE | TRUE | America/Chicago | 3 | 73717 | 1840018976 | [10 empty] | AlvaOK
Milton | Milton | WI | Wisconsin | 55105 | Rock | 42.7751 | -88.943 | 5627 | 509 | polygon | FALSE | TRUE | America/Chicago | 3 | 53563 | 1840002473 | [10 empty] | MiltonWI
Oreland | Oreland | PA | Pennsylvania | 42091 | Montgomery | 40.1148 | -75.1801 | 5625 | 1490 | polygon | FALSE | FALSE | America/New_York | 3 | 19038 19075 | 1840005458 | [10 empty] | OrelandPA
Groveport | Groveport | OH | Ohio | 39049 | Franklin | 39.8585 | -82.8978 | 5621 | 249 | polygon | FALSE | TRUE | America/New_York | 3 | 43125 43195 43199 | 1840012401 | [10 empty] | GroveportOH
Olivarez | Olivarez | TX | Texas | 48215 | Hidalgo | 26.2285 | -97.9931 | 5621 | 588 | polygon | FALSE | FALSE | America/Chicago | 3 | 78596 | 1840037067 | [10 empty] | OlivarezTX
Willow Springs | Willow Springs | IL | Illinois | 17031 | Cook | 41.7332 | -87.8859 | 5621 | 522 | polygon | FALSE | TRUE | America/Chicago | 3 | 60480 | 1840011315 | [10 empty] | Willow SpringsIL
Jonesborough | Jonesborough | TN | Tennessee | 47179 | Washington | 36.2959 | -82.4766 | 5611 | 420 | polygon | FALSE | TRUE | America/New_York | 3 | 37659 | 1840016092 | [10 empty] | JonesboroughTN
Kingstree | Kingstree | SC | South Carolina | 45089 | Williamsburg | 33.6665 | -79.8292 | 5610 | 371 | polygon | FALSE | TRUE | America/New_York | 3 | 29556 | 1840016790 | [10 empty] | KingstreeSC
Anna | Anna | IL | Illinois | 17181 | Union | 37.4612 | -89.2388 | 5610 | 445 | polygon | FALSE | TRUE | America/Chicago | 3 | 62906 | 1840007602 | [10 empty] | AnnaIL
Lake Delton | Lake Delton | WI | Wisconsin | 55111 | Sauk | 43.5932 | -89.7842 | 5609 | 154 | polygon | FALSE | TRUE | America/Chicago | 3 | 53913 53965 53940 | 1840002718 | [10 empty] | Lake DeltonWI
Dayton | Dayton | KY | Kentucky | 21037 | Campbell | 39.1127 | -84.464 | 5609 | 1664 | polygon | FALSE | TRUE | America/New_York | 3 | 41074 | 1840014259 | [10 empty] | DaytonKY
Cottleville | Cottleville | MO | Missouri | 29183 | St. Charles | 38.7513 | -90.6582 | 5608 | 468 | polygon | FALSE | TRUE | America/Chicago | 3 | 63376 63304 63338 | 1840007427 | [10 empty] | CottlevilleMO
Bowling Green | Bowling Green | MO | Missouri | 29163 | Pike | 39.3447 | -91.2032 | 5608 | 801 | polygon | FALSE | TRUE | America/Chicago | 3 | 63334 | 1840007344 | [10 empty] | Bowling GreenMO
Blaine | Blaine | WA | Washington | 53073 | Whatcom | 48.9839 | -122.7414 | 5607 | 386 | polygon | FALSE | TRUE | America/Los_Angeles | 3 | 98230 98231 | 1840018347 | [10 empty] | BlaineWA
Lackland AFB | Lackland AFB | TX | Texas | 48029 | Bexar | 29.3867 | -98.6179 | 5606 | 512 | polygon | TRUE | TRUE | America/Chicago | 3 | 78236 | 1840074237 | [10 empty] | Lackland AFBTX
Elverta | Elverta | CA | California | 6067 | Sacramento | 38.7185 | -121.4455 | 5606 | 244 | polygon | FALSE | FALSE | America/Los_Angeles | 3 | 95626 | 1840024623 | [10 empty] | ElvertaCA
Mansfield | Mansfield | LA | Louisiana | 22031 | De Soto | 32.0355 | -93.7004 | 5604 | 488 | polygon | FALSE | TRUE | America/Chicago | 3 | 71052 | 1840015821 | [10 empty] | MansfieldLA
Rusk | Rusk | TX | Texas | 48073 | Cherokee | 31.7978 | -95.1491 | 5602 | 299 | polygon | FALSE | TRUE | America/Chicago | 3 | 75785 | 1840020790 | [10 empty] | RuskTX
Linton | Linton | IN | Indiana | 18055 | Greene | 39.0356 | -87.1586 | 5596 | 663 | polygon | FALSE | TRUE | America/Indiana/Indianapolis | 3 | 47441 | 1840009692 | [10 empty] | LintonIN
Semmes | Semmes | AL | Alabama | 1097 | Mobile | 30.7941 | -88.2358 | 5594 | 176 | polygon | FALSE | TRUE | America/Chicago | 3 | 36613 36575 | 1840027491 | [10 empty] | SemmesAL
Palmview South | Palmview South | TX | Texas | 48215 | Hidalgo | 26.2164 | -98.378 | 5589 | 889 | polygon | FALSE | TRUE | America/Chicago | 3 | 78572 | 1840073265 | [10 empty] | Palmview SouthTX
Honesdale | Honesdale | PA | Pennsylvania | 42127 | Wayne | 41.5774 | -75.2524 | 5589 | 425 | polygon | FALSE | TRUE | America/New_York | 3 | 18431 | 1840003314 | [10 empty] | HonesdalePA
Warren | Warren | AR | Arkansas | 5011 | Bradley | 33.6113 | -92.0677 | 5587 | 305 | polygon | FALSE | TRUE | America/Chicago | 3 | 71671 | 1840015696 | [10 empty] | WarrenAR
Tonganoxie | Tonganoxie | KS | Kansas | 20103 | Leavenworth | 39.1083 | -95.0829 | 5583 | 582 | polygon | FALSE | TRUE | America/Chicago | 3 | 66086 | 1840010661 | [10 empty] | TonganoxieKS
Marlin | Marlin | TX | Texas | 48145 | Falls | 31.3085 | -96.8934 | 5581 | 477 | polygon | FALSE | TRUE | America/Chicago | 3 | 76661 | 1840020844 | [10 empty] | MarlinTX
Oxford | Oxford | PA | Pennsylvania | 42029 | Chester | 39.7858 | -75.9801 | 5581 | 1095 | polygon | FALSE | TRUE | America/New_York | 3 | 19363 | 1840001431 | [10 empty] | OxfordPA
Islip Terrace | Islip Terrace | NY | New York | 36103 | Suffolk | 40.7506 | -73.1872 | 5579 | 1604 | polygon | FALSE | FALSE | America/New_York | 3 | 11752 | 1840005083 | [10 empty] | Islip TerraceNY
Bessemer City | Bessemer City | NC | North Carolina | 37071 | Gaston | 35.2841 | -81.283 | 5577 | 413 | polygon | FALSE | TRUE | America/New_York | 3 | 28016 | 1840013470 | [10 empty] | Bessemer CityNC
Siesta Key | Siesta Key | FL | Florida | 12115 | Sarasota | 27.2779 | -82.5516 | 5573 | 918 | polygon | FALSE | FALSE | America/New_York | 3 | 34242 | 1840028968 | [10 empty] | Siesta KeyFL
New Carlisle | New Carlisle | OH | Ohio | 39023 | Clark | 39.9446 | -84.0257 | 5568 | 801 | polygon | FALSE | TRUE | America/New_York | 3 | 45344 | 1840008401 | [10 empty] | New CarlisleOH
Deer Park | Deer Park | OH | Ohio | 39061 | Hamilton | 39.2039 | -84.3977 | 5566 | 2517 | polygon | FALSE | TRUE | America/New_York | 2 | 45236 | 1840003815 | [10 empty] | Deer ParkOH
Slinger | Slinger | WI | Wisconsin | 55131 | Washington | 43.3318 | -88.2799 | 5565 | 409 | polygon | FALSE | TRUE | America/Chicago | 3 | 53086 | 1840002828 | [10 empty] | SlingerWI
Lake Bluff | Lake Bluff | IL | Illinois | 17097 | Lake | 42.2826 | -87.851 | 5562 | 526 | polygon | FALSE | TRUE | America/Chicago | 3 | 60044 | 1840011158 | [10 empty] | Lake BluffIL
Waterford | Waterford | WI | Wisconsin | 55101 | Racine | 42.7646 | -88.216 | 5562 | 875 | polygon | FALSE | TRUE | America/Chicago | 3 | 53185 | 1840002488 | [10 empty] | WaterfordWI
Frankenmuth | Frankenmuth | MI | Michigan | 26145 | Saginaw | 43.3321 | -83.7395 | 5560 | 700 | polygon | FALSE | TRUE | America/Detroit | 3 | 48734 48787 | 1840002814 | [10 empty] | FrankenmuthMI
Eureka | Eureka | IL | Illinois | 17203 | Woodford | 40.7148 | -89.2775 | 5560 | 760 | polygon | FALSE | TRUE | America/Chicago | 3 | 61530 | 1840008294 | [10 empty] | EurekaIL
Stroudsburg | Stroudsburg | PA | Pennsylvania | 42089 | Monroe | 40.9838 | -75.1972 | 5558 | 1244 | polygon | FALSE | TRUE | America/New_York | 3 | 18360 | 1840003509 | [10 empty] | StroudsburgPA
Duquesne | Duquesne | PA | Pennsylvania | 42003 | Allegheny | 40.3732 | -79.8502 | 5557 | 1180 | polygon | FALSE | TRUE | America/New_York | 3 | 15110 | 1840001224 | [10 empty] | DuquesnePA
Preston | Preston | ID | Idaho | 16041 | Franklin | 42.0989 | -111.8799 | 5557 | 315 | polygon | FALSE | TRUE | America/Boise | 3 | 83263 | 1840020099 | [10 empty] | PrestonID
Tracyton | Tracyton | WA | Washington | 53035 | Kitsap | 47.6095 | -122.6533 | 5556 | 1119 | polygon | FALSE | FALSE | America/Los_Angeles | 3 | 98311 98310 98393 | 1840018408 | [10 empty] | TracytonWA
Nashville | Nashville | NC | North Carolina | 37127 | Nash | 35.9692 | -77.9555 | 5554 | 456 | polygon | FALSE | TRUE | America/New_York | 3 | 27856 | 1840016167 | [10 empty] | NashvilleNC
Leadville | Leadville | CO | Colorado | 8065 | Lake | 39.2473 | -106.2934 | 5554 | 950 | polygon | FALSE | TRUE | America/Denver | 3 | 80461 | 1840020228 | [10 empty] | LeadvilleCO
Ceiba | Ceiba | PR | Puerto Rico | 72037 | Ceiba | 18.265 | -65.6488 | 5551 | 1948 | polygon | FALSE | FALSE | America/Puerto_Rico | 3 | 735 | 1630035643 | [10 empty] | CeibaPR
Berryville | Berryville | AR | Arkansas | 5015 | Carroll | 36.3713 | -93.5704 | 5550 | 352 | polygon | FALSE | TRUE | America/Chicago | 3 | 72616 | 1840013323 | [10 empty] | BerryvilleAR
Vinita | Vinita | OK | Oklahoma | 40035 | Craig | 36.6364 | -95.177 | 5550 | 341 | polygon | FALSE | TRUE | America/Chicago | 3 | 74301 | 1840021599 | [10 empty] | VinitaOK
Connell | Connell | WA | Washington | 53021 | Franklin | 46.6622 | -118.8404 | 5545 | 278 | polygon | FALSE | TRUE | America/Los_Angeles | 3 | 99326 | 1840018479 | [10 empty] | ConnellWA
Belmar | Belmar | NJ | New Jersey | 34025 | Monmouth | 40.1798 | -74.0255 | 5545 | 2048 | polygon | FALSE | TRUE | America/New_York | 2 | 07719 07715 | 1840001355 | [10 empty] | BelmarNJ
Buckner | Buckner | KY | Kentucky | 21185 | Oldham | 38.3867 | -85.4503 | 5545 | 286 | polygon | FALSE | FALSE | America/New_York | 3 | 40031 40014 40010 | 1840013192 | [10 empty] | BucknerKY
Taylorsville | Taylorsville | NC | North Carolina | 37003 | Alexander | 35.9175 | -81.1754 | 5544 | 347 | polygon | FALSE | TRUE | America/New_York | 3 | 28681 | 1840016220 | [10 empty] | TaylorsvilleNC
Glencoe | Glencoe | MN | Minnesota | 27085 | McLeod | 44.7699 | -94.1512 | 5544 | 680 | polygon | FALSE | TRUE | America/Chicago | 3 | 55336 | 1840007845 | [10 empty] | GlencoeMN
Wappingers Falls | Wappingers Falls | NY | New York | 36027 | Dutchess | 41.5984 | -73.9182 | 5544 | 1909 | polygon | FALSE | TRUE | America/New_York | 3 | 12590 | 1840004755 | [10 empty] | Wappingers FallsNY
Lake Park | Lake Park | GA | Georgia | 13185 | Lowndes | 30.6852 | -83.1875 | 5544 | 331 | polygon | FALSE | TRUE | America/New_York | 3 | 31636 | 1840015000 | [10 empty] | Lake ParkGA
Ada | Ada | OH | Ohio | 39065 | Hardin | 40.7681 | -83.8253 | 5544 | 1013 | polygon | FALSE | TRUE | America/New_York | 3 | 45810 | 1840010371 | [10 empty] | AdaOH
Exeter | Exeter | PA | Pennsylvania | 42079 | Luzerne | 41.3338 | -75.8214 | 5541 | 457 | polygon | FALSE | TRUE | America/New_York | 3 | 18643 | 1840000749 | [10 empty] | ExeterPA
Hidden Valley Lake | Hidden Valley Lake | CA | California | 6033 | Lake | 38.8003 | -122.5505 | 5539 | 218 | polygon | FALSE | FALSE | America/Los_Angeles | 3 | 95461 95467 | 1840017549 | [10 empty] | Hidden Valley LakeCA
Waterville | Waterville | OH | Ohio | 39095 | Lucas | 41.5015 | -83.7365 | 5539 | 420 | polygon | FALSE | TRUE | America/New_York | 3 | 43566 | 1840011479 | [10 empty] | WatervilleOH
Waimanalo | Waimanalo | HI | Hawaii | 15003 | Honolulu | 21.3421 | -157.7303 | 5538 | 490 | polygon | FALSE | FALSE | Pacific/Honolulu | 3 | 96795 | 1840029558 | [10 empty] | WaimanaloHI
Anamosa | Anamosa | IA | Iowa | 19105 | Jones | 42.1091 | -91.2758 | 5537 | 847 | polygon | FALSE | TRUE | America/Chicago | 3 | 52205 | 1840006993 | [10 empty] | AnamosaIA
Zeeland | Zeeland | MI | Michigan | 26139 | Ottawa | 42.8139 | -86.0129 | 5536 | 714 | polygon | FALSE | TRUE | America/Detroit | 3 | 49464 | 1840000383 | [10 empty] | ZeelandMI
Forest | Forest | MS | Mississippi | 28123 | Scott | 32.3595 | -89.4761 | 5536 | 163 | polygon | FALSE | TRUE | America/Chicago | 3 | 39074 | 1840013822 | [10 empty] | ForestMS
Pelham Manor | Pelham Manor | NY | New York | 36119 | Westchester | 40.893 | -73.8057 | 5534 | 1591 | polygon | FALSE | TRUE | America/New_York | 3 | 10803 | 1840004939 | [10 empty] | Pelham ManorNY
Monticello | Monticello | IL | Illinois | 17147 | Piatt | 40.0341 | -88.5729 | 5534 | 555 | polygon | FALSE | TRUE | America/Chicago | 3 | 61856 | 1840008377 | [10 empty] | MonticelloIL
Colorado City | Colorado City | TX | Texas | 48335 | Mitchell | 32.3994 | -100.8582 | 5533 | 279 | polygon | FALSE | TRUE | America/Chicago | 3 | 79512 | 1840019472 | [10 empty] | Colorado CityTX
Weldon Spring | Weldon Spring | MO | Missouri | 29183 | St. Charles | 38.7118 | -90.6513 | 5533 | 279 | polygon | FALSE | TRUE | America/Chicago | 3 | 63304 | 1840010716 | [10 empty] | Weldon SpringMO
Hidden Valley | Hidden Valley | IN | Indiana | 18029 | Dearborn | 39.1673 | -84.8444 | 5531 | 503 | polygon | FALSE | FALSE | America/New_York | 3 | 47025 | 1840005881 | [10 empty] | Hidden ValleyIN
Shaw Heights | Shaw Heights | CO | Colorado | 8001 | Adams | 39.8566 | -105.039 | 5529 | 3047 | polygon | FALSE | FALSE | America/Denver | 2 | 80031 80036 | 1840028586 | [10 empty] | Shaw HeightsCO
Falcon Heights | Falcon Heights | MN | Minnesota | 27123 | Ramsey | 44.9899 | -93.177 | 5528 | 955 | polygon | FALSE | TRUE | America/Chicago | 3 | 55113 55108 | 1840007838 | [10 empty] | Falcon HeightsMN
Strawberry | Strawberry | CA | California | 6041 | Marin | 37.8925 | -122.5078 | 5527 | 1604 | polygon | FALSE | FALSE | America/Los_Angeles | 3 | 94941 | 1840136945 | [10 empty] | StrawberryCA
Atlanta | Atlanta | TX | Texas | 48067 | Cass | 33.1136 | -94.1672 | 5526 | 169 | polygon | FALSE | TRUE | America/Chicago | 3 | 75551 | 1840019407 | [10 empty] | AtlantaTX
Palm Springs North | Palm Springs North | FL | Florida | 12086 | Miami-Dade | 25.9351 | -80.3339 | 5525 | 2681 | polygon | FALSE | FALSE | America/New_York | 2 | 33015 | 1840047821 | [10 empty] | Palm Springs NorthFL
Weiser | Weiser | ID | Idaho | 16087 | Washington | 44.2547 | -116.9689 | 5524 | 696 | polygon | FALSE | TRUE | America/Boise | 3 | 83672 | 1840021250 | [10 empty] | WeiserID
Yosemite Lakes | Yosemite Lakes | CA | California | 6039 | Madera | 37.1885 | -119.7723 | 5524 | 102 | polygon | FALSE | FALSE | America/Los_Angeles | 3 | 93614 | 1840018920 | [10 empty] | Yosemite LakesCA
Clare | Clare | MI | Michigan | 26035 | Clare | 43.8258 | -84.763 | 5522 | 319 | polygon | FALSE | TRUE | America/Detroit | 3 | 48617 | 1840002561 | [10 empty] | ClareMI
Highland Lakes | Highland Lakes | AL | Alabama | 1117 | Shelby | 33.397 | -86.6497 | 5519 | 567 | polygon | FALSE | TRUE | America/Chicago | 3 | 35242 | 1840075149 | [10 empty] | Highland LakesAL
Germantown | Germantown | OH | Ohio | 39113 | Montgomery | 39.6324 | -84.3645 | 5519 | 504 | polygon | FALSE | TRUE | America/New_York | 3 | 45327 | 1840012489 | [10 empty] | GermantownOH
Baxley | Baxley | GA | Georgia | 13001 | Appling | 31.7643 | -82.3508 | 5515 | 224 | polygon | FALSE | TRUE | America/New_York | 3 | 31513 31515 | 1840013850 | [10 empty] | BaxleyGA
Santa Teresa | Santa Teresa | NM | New Mexico | 35013 | DoÃ±a Ana | 31.8701 | -106.6714 | 5515 | 212 | polygon | FALSE | FALSE | America/Denver | 3 | 88008 | 1840019414 | [10 empty] | Santa TeresaNM
Carlinville | Carlinville | IL | Illinois | 17117 | Macoupin | 39.2774 | -89.8761 | 5514 | 628 | polygon | FALSE | TRUE | America/Chicago | 3 | 62626 | 1840007366 | [10 empty] | CarlinvilleIL
Sherwood Manor | Sherwood Manor | CT | Connecticut | 9003 | Hartford | 42.0125 | -72.566 | 5513 | 678 | polygon | FALSE | FALSE | America/New_York | 3 | 6082 | 1840028600 | [10 empty] | Sherwood ManorCT
Elberton | Elberton | GA | Georgia | 13105 | Elbert | 34.1064 | -82.8705 | 5512 | 369 | polygon | FALSE | TRUE | America/New_York | 3 | 30635 | 1840013651 | [10 empty] | ElbertonGA
Kayenta | Kayenta | AZ | Arizona | 4017 | Navajo | 36.7144 | -110.2589 | 5512 | 161 | polygon | FALSE | FALSE | America/Denver | 3 | 86033 | 1840017658 | [10 empty] | KayentaAZ
Winston | Winston | OR | Oregon | 41019 | Douglas | 43.12 | -123.4242 | 5511 | 804 | polygon | FALSE | TRUE | America/Los_Angeles | 3 | 97496 | 1840021275 | [10 empty] | WinstonOR
Wellston | Wellston | OH | Ohio | 39079 | Jackson | 39.1172 | -82.5375 | 5507 | 305 | polygon | FALSE | TRUE | America/New_York | 3 | 45692 | 1840001622 | [10 empty] | WellstonOH
Rockdale | Rockdale | TX | Texas | 48331 | Milam | 30.6542 | -97.0089 | 5503 | 530 | polygon | FALSE | TRUE | America/Chicago | 3 | 76567 | 1840020859 | [10 empty] | RockdaleTX
Holdenville | Holdenville | OK | Oklahoma | 40063 | Hughes | 35.0836 | -96.4004 | 5501 | 439 | polygon | FALSE | TRUE | America/Chicago | 3 | 74848 | 1840020460 | [10 empty] | HoldenvilleOK
Swartz Creek | Swartz Creek | MI | Michigan | 26049 | Genesee | 42.9626 | -83.826 | 5501 | 522 | polygon | FALSE | TRUE | America/Detroit | 3 | 48554 48473 | 1840002944 | [10 empty] | Swartz CreekMI
Mena | Mena | AR | Arkansas | 5113 | Polk | 34.5812 | -94.2369 | 5490 | 307 | polygon | FALSE | TRUE | America/Chicago | 3 | 71953 | 1840015549 | [10 empty] | MenaAR
Stokesdale | Stokesdale | NC | North Carolina | 37081 | Guilford | 36.2318 | -79.9834 | 5489 | 111 | polygon | FALSE | TRUE | America/New_York | 3 | 27357 27284 | 1840016138 | [10 empty] | StokesdaleNC
Fort Plain | Fort Plain | NY | New York | 36057 | Montgomery | 42.9316 | -74.6277 | 5488 | 638 | polygon | FALSE | TRUE | America/New_York | 3 | 13339 | 1840004402 | [10 empty] | Fort PlainNY
Kalaheo | Kalaheo | HI | Hawaii | 15007 | Kauai | 21.9159 | -159.5236 | 5487 | 605 | polygon | FALSE | FALSE | Pacific/Honolulu | 3 | 96741 | 1840029492 | [10 empty] | KalaheoHI
Wolfforth | Wolfforth | TX | Texas | 48303 | Lubbock | 33.5148 | -102.0066 | 5486 | 695 | polygon | FALSE | TRUE | America/Chicago | 3 | 79382 | 1840021983 | [10 empty] | WolfforthTX
Fairview | Fairview | NY | New York | 36027 | Dutchess | 41.732 | -73.9139 | 5486 | 608 | polygon | FALSE | FALSE | America/New_York | 3 | 12601 | 1840132690 | [10 empty] | FairviewNY
Manteo | Manteo | NC | North Carolina | 37055 | Dare | 35.9013 | -75.661 | 5482 | 296 | polygon | FALSE | TRUE | America/New_York | 3 | 27954 | 1840016156 | [10 empty] | ManteoNC
Peculiar | Peculiar | MO | Missouri | 29037 | Cass | 38.7306 | -94.4736 | 5478 | 233 | polygon | FALSE | TRUE | America/Chicago | 3 | 64012 64078 | 1840009785 | [10 empty] | PeculiarMO
Muldrow | Muldrow | OK | Oklahoma | 40135 | Sequoyah | 35.4039 | -94.5969 | 5478 | 290 | polygon | FALSE | TRUE | America/Chicago | 3 | 74948 | 1840022738 | [10 empty] | MuldrowOK
Breckenridge | Breckenridge | TX | Texas | 48429 | Stephens | 32.7566 | -98.9125 | 5478 | 498 | polygon | FALSE | TRUE | America/Chicago | 3 | 76424 | 1840019448 | [10 empty] | BreckenridgeTX
Somerdale | Somerdale | NJ | New Jersey | 34007 | Camden | 39.8454 | -75.0218 | 5477 | 1519 | polygon | FALSE | TRUE | America/New_York | 3 | 8083 | 1840001512 | [10 empty] | SomerdaleNJ
Sparta | Sparta | TN | Tennessee | 47185 | White | 35.9347 | -85.4726 | 5476 | 284 | polygon | FALSE | TRUE | America/Chicago | 3 | 38583 | 1840015354 | [10 empty] | SpartaTN
Dulles Town Center | Dulles Town Center | VA | Virginia | 51107 | Loudoun | 39.0265 | -77.4196 | 5475 | 880 | polygon | FALSE | FALSE | America/New_York | 3 | 20166 | 1840024501 | [10 empty] | Dulles Town CenterVA
Indian Wells | Indian Wells | CA | California | 6065 | Riverside | 33.7036 | -116.3396 | 5470 | 147 | polygon | FALSE | TRUE | America/Los_Angeles | 3 | 92210 | 1840019303 | [10 empty] | Indian WellsCA
Williams | Williams | CA | California | 6011 | Colusa | 39.1498 | -122.1389 | 5469 | 422 | polygon | FALSE | TRUE | America/Los_Angeles | 3 | 95987 | 1840021460 | [10 empty] | WilliamsCA
Charleston | Charleston | MO | Missouri | 29133 | Mississippi | 36.9179 | -89.3344 | 5468 | 440 | polygon | FALSE | TRUE | America/Chicago | 3 | 63834 | 1840007648 | [10 empty] | CharlestonMO
Cameron | Cameron | TX | Texas | 48331 | Milam | 30.8608 | -96.9762 | 5464 | 402 | polygon | FALSE | TRUE | America/Chicago | 3 | 76520 | 1840019562 | [10 empty] | CameronTX
New Holland | New Holland | PA | Pennsylvania | 42071 | Lancaster | 40.1008 | -76.09 | 5464 | 1085 | polygon | FALSE | TRUE | America/New_York | 3 | 17557 | 1840003725 | [10 empty] | New HollandPA
Pana | Pana | IL | Illinois | 17021 | Christian | 39.3828 | -89.0642 | 5463 | 542 | polygon | FALSE | TRUE | America/Chicago | 3 | 62557 | 1840009548 | [10 empty] | PanaIL
Woodside | Woodside | CA | California | 6081 | San Mateo | 37.4222 | -122.2591 | 5458 | 179 | polygon | FALSE | TRUE | America/Los_Angeles | 3 | 94062 | 1840022548 | [10 empty] | WoodsideCA
Adel | Adel | IA | Iowa | 19049 | Dallas | 41.6121 | -94.0129 | 5455 | 434 | polygon | FALSE | TRUE | America/Chicago | 3 | 50003 | 1840007053 | [10 empty] | AdelIA
Waipio Acres | Waipio Acres | HI | Hawaii | 15003 | Honolulu | 21.4689 | -158.0173 | 5451 | 2113 | polygon | FALSE | FALSE | Pacific/Honolulu | 2 | 96789 | 1840029562 | [10 empty] | Waipio AcresHI
Jim Thorpe | Jim Thorpe | PA | Pennsylvania | 42025 | Carbon | 40.8712 | -75.7433 | 5449 | 123 | polygon | FALSE | TRUE | America/New_York | 3 | 18229 18235 | 1840000931 | [10 empty] | Jim ThorpePA
Terrell Hills | Terrell Hills | TX | Texas | 48029 | Bexar | 29.4771 | -98.4472 | 5447 | 1304 | polygon | FALSE | TRUE | America/Chicago | 3 | 78209 | 1840022224 | [10 empty] | Terrell HillsTX
Carlisle | Carlisle | OH | Ohio | 39165 | Warren | 39.5807 | -84.3201 | 5446 | 590 | polygon | FALSE | TRUE | America/New_York | 3 | 45342 45005 | 1840007345 | [10 empty] | CarlisleOH
Colby | Colby | KS | Kansas | 20193 | Thomas | 39.3843 | -101.0459 | 5445 | 559 | polygon | FALSE | TRUE | America/Chicago | 3 | 67701 | 1840001553 | [10 empty] | ColbyKS
Centerville | Centerville | IA | Iowa | 19007 | Appanoose | 40.7294 | -92.8718 | 5445 | 436 | polygon | FALSE | TRUE | America/Chicago | 3 | 52544 | 1840001006 | [10 empty] | CentervilleIA
Jamul | Jamul | CA | California | 6073 | San Diego | 32.7184 | -116.8709 | 5445 | 124 | polygon | FALSE | FALSE | America/Los_Angeles | 3 | 91978 91935 92022 | 1840018021 | [10 empty] | JamulCA
East Moriches | East Moriches | NY | New York | 36103 | Suffolk | 40.8097 | -72.7581 | 5445 | 382 | polygon | FALSE | FALSE | America/New_York | 3 | 11940 | 1840005038 | [10 empty] | East MorichesNY
Springhill | Springhill | LA | Louisiana | 22119 | Webster | 33.0019 | -93.4613 | 5444 | 296 | polygon | FALSE | TRUE | America/Chicago | 3 | 71075 | 1840015771 | [10 empty] | SpringhillLA
South Pittsburg | South Pittsburg | TN | Tennessee | 47115 | Marion | 35.0111 | -85.7183 | 5439 | 142 | polygon | FALSE | TRUE | America/Chicago | 3 | 37380 | 1840015471 | [10 empty] | South PittsburgTN
Eaton Rapids | Eaton Rapids | MI | Michigan | 26045 | Eaton | 42.5092 | -84.653 | 5439 | 574 | polygon | FALSE | TRUE | America/Detroit | 3 | 48827 | 1840003108 | [10 empty] | Eaton RapidsMI
Gilbertsville | Gilbertsville | PA | Pennsylvania | 42091 | Montgomery | 40.3219 | -75.609 | 5438 | 626 | polygon | FALSE | FALSE | America/New_York | 3 | 19525 | 1840005461 | [10 empty] | GilbertsvillePA
Robbins | Robbins | IL | Illinois | 17031 | Cook | 41.6431 | -87.708 | 5438 | 1449 | polygon | FALSE | TRUE | America/Chicago | 3 | 60472 | 1840011288 | [10 empty] | RobbinsIL
South Highpoint | South Highpoint | FL | Florida | 12103 | Pinellas | 27.9086 | -82.7162 | 5435 | 2424 | polygon | FALSE | FALSE | America/New_York | 2 | 33760 | 1840029006 | [10 empty] | South HighpointFL
Northwood | Northwood | OH | Ohio | 39173 | Wood | 41.6089 | -83.4836 | 5434 | 245 | polygon | FALSE | TRUE | America/New_York | 3 | 43619 43654 | 1840000622 | [10 empty] | NorthwoodOH
St. Augustine South | St. Augustine South | FL | Florida | 12109 | St. Johns | 29.8449 | -81.3156 | 5431 | 1322 | polygon | FALSE | FALSE | America/New_York | 3 | 32086 | 1840029110 | [10 empty] | St. Augustine SouthFL
Black River Falls | Black River Falls | WI | Wisconsin | 55053 | Jackson | 44.2981 | -90.842 | 5430 | 319 | polygon | FALSE | TRUE | America/Chicago | 3 | 54615 | 1840002397 | [10 empty] | Black River FallsWI
Honeoye Falls | Honeoye Falls | NY | New York | 36055 | Monroe | 42.9557 | -77.5903 | 5428 | 418 | polygon | FALSE | TRUE | America/New_York | 3 | 14472 | 1840004282 | [10 empty] | Honeoye FallsNY
Fruitland | Fruitland | ID | Idaho | 16075 | Payette | 44.0195 | -116.9221 | 5426 | 972 | polygon | FALSE | TRUE | America/Boise | 3 | 83619 | 1840020013 | [10 empty] | FruitlandID
Rockwood | Rockwood | TN | Tennessee | 47145 | Roane | 35.8693 | -84.6731 | 5425 | 261 | polygon | FALSE | TRUE | America/New_York | 3 | 37854 | 1840014498 | [10 empty] | RockwoodTN
Coraopolis | Coraopolis | PA | Pennsylvania | 42003 | Allegheny | 40.5148 | -80.1627 | 5424 | 1575 | polygon | FALSE | TRUE | America/New_York | 3 | 15108 | 1840001220 | [10 empty] | CoraopolisPA
Shady Side | Shady Side | MD | Maryland | 24003 | Anne Arundel | 38.8285 | -76.5211 | 5423 | 314 | polygon | FALSE | FALSE | America/New_York | 3 | 20733 20764 20778 | 1840005927 | [10 empty] | Shady SideMD
Waynesboro | Waynesboro | GA | Georgia | 13033 | Burke | 33.0909 | -82.0146 | 5422 | 378 | polygon | FALSE | TRUE | America/New_York | 3 | 30830 | 1840015742 | [10 empty] | WaynesboroGA
Monaca | Monaca | PA | Pennsylvania | 42007 | Beaver | 40.6833 | -80.2736 | 5421 | 1032 | polygon | FALSE | TRUE | America/New_York | 3 | 15061 | 1840001025 | [10 empty] | MonacaPA
Jackson | Jackson | GA | Georgia | 13035 | Butts | 33.292 | -83.9678 | 5418 | 332 | polygon | FALSE | TRUE | America/New_York | 3 | 30233 | 1840014836 | [10 empty] | JacksonGA
Lafayette | Lafayette | TN | Tennessee | 47111 | Macon | 36.5242 | -86.0307 | 5417 | 393 | polygon | FALSE | TRUE | America/Chicago | 3 | 37083 | 1840014423 | [10 empty] | LafayetteTN
Angier | Angier | NC | North Carolina | 37085 | Harnett | 35.512 | -78.7405 | 5415 | 676 | polygon | FALSE | TRUE | America/New_York | 3 | 27501 | 1840015423 | [10 empty] | AngierNC
Batesburg-Leesville | Batesburg-Leesville | SC | South Carolina | 45063 | Lexington | 33.9125 | -81.5313 | 5415 | 255 | polygon | FALSE | TRUE | America/New_York | 3 | 29070 29006 | 1840003900 | [10 empty] | Batesburg-LeesvilleSC
Denver City | Denver City | TX | Texas | 48501 | Yoakum | 32.968 | -102.8318 | 5413 | 748 | polygon | FALSE | TRUE | America/Chicago | 3 | 79323 | 1840022029 | [10 empty] | Denver CityTX
Chadron | Chadron | NE | Nebraska | 31045 | Dawes | 42.826 | -103.0025 | 5412 | 535 | polygon | FALSE | TRUE | America/Denver | 3 | 69337 | 1840006893 | [10 empty] | ChadronNE
Ferriday | Ferriday | LA | Louisiana | 22029 | Concordia | 31.6343 | -91.5562 | 5412 | 759 | polygon | FALSE | TRUE | America/Chicago | 3 | 71334 | 1840017075 | [10 empty] | FerridayLA
New Hempstead | New Hempstead | NY | New York | 36087 | Rockland | 41.1488 | -74.0485 | 5410 | 734 | polygon | FALSE | TRUE | America/New_York | 3 | 10977 | 1840033996 | [10 empty] | New HempsteadNY
Coal City | Coal City | IL | Illinois | 17063 | Grundy | 41.2772 | -88.2803 | 5409 | 373 | polygon | FALSE | TRUE | America/Chicago | 3 | 60407 60416 | 1840011613 | [10 empty] | Coal CityIL
Canal Fulton | Canal Fulton | OH | Ohio | 39151 | Stark | 40.8895 | -81.5882 | 5408 | 638 | polygon | FALSE | TRUE | America/New_York | 3 | 44614 | 1840007173 | [10 empty] | Canal FultonOH
Holdrege | Holdrege | NE | Nebraska | 31137 | Phelps | 40.4395 | -99.3773 | 5408 | 493 | polygon | FALSE | TRUE | America/Chicago | 3 | 68949 | 1840001131 | [10 empty] | HoldregeNE
East Port Orchard | East Port Orchard | WA | Washington | 53035 | Kitsap | 47.5193 | -122.6183 | 5407 | 1351 | polygon | FALSE | FALSE | America/Los_Angeles | 3 | 98366 | 1840037838 | [10 empty] | East Port OrchardWA
Salamanca | Salamanca | NY | New York | 36009 | Cattaraugus | 42.1631 | -78.7233 | 5402 | 347 | polygon | FALSE | TRUE | America/New_York | 3 | 14779 | 1840000453 | [10 empty] | SalamancaNY
Valparaiso | Valparaiso | FL | Florida | 12091 | Okaloosa | 30.4926 | -86.5079 | 5401 | 176 | polygon | FALSE | TRUE | America/Chicago | 3 | 32580 32542 | 1840015903 | [10 empty] | ValparaisoFL
Valatie | Valatie | NY | New York | 36021 | Columbia | 42.4134 | -73.6778 | 5400 | 566 | polygon | FALSE | TRUE | America/New_York | 3 | 12184 | 1840004632 | [10 empty] | ValatieNY
Algona | Algona | IA | Iowa | 19109 | Kossuth | 43.0743 | -94.2302 | 5397 | 463 | polygon | FALSE | TRUE | America/Chicago | 3 | 50511 | 1840000352 | [10 empty] | AlgonaIA
Mocksville | Mocksville | NC | North Carolina | 37059 | Davie | 35.9006 | -80.5631 | 5397 | 261 | polygon | FALSE | TRUE | America/New_York | 3 | 27028 | 1840016212 | [10 empty] | MocksvilleNC
Friendship Heights Village | Friendship Heights Village | MD | Maryland | 24031 | Montgomery | 38.9633 | -77.09 | 5396 | 34277 | polygon | FALSE | TRUE | America/New_York | 2 | 20815 | 1840073677 | [10 empty] | Friendship Heights VillageMD
Palermo | Palermo | CA | California | 6007 | Butte | 39.4313 | -121.5225 | 5395 | 71 | polygon | FALSE | FALSE | America/Los_Angeles | 3 | 95968 95965 95966 | 1840018777 | [10 empty] | PalermoCA
Floral City | Floral City | FL | Florida | 12017 | Citrus | 28.7065 | -82.309 | 5395 | 89 | polygon | FALSE | FALSE | America/New_York | 3 | 34436 | 1840014057 | [10 empty] | Floral CityFL
Centerport | Centerport | NY | New York | 36103 | Suffolk | 40.8943 | -73.3714 | 5394 | 983 | polygon | FALSE | FALSE | America/New_York | 3 | 11721 | 1840005027 | [10 empty] | CenterportNY
Pinckneyville | Pinckneyville | IL | Illinois | 17145 | Perry | 38.0851 | -89.3718 | 5393 | 505 | polygon | FALSE | TRUE | America/Chicago | 3 | 62274 | 1840009844 | [10 empty] | PinckneyvilleIL
New Castle | New Castle | DE | Delaware | 10003 | New Castle | 39.6685 | -75.5692 | 5392 | 617 | polygon | FALSE | TRUE | America/New_York | 3 | 19720 19721 | 1840005577 | [10 empty] | New CastleDE
Smiths Station | Smiths Station | AL | Alabama | 1081 | Lee | 32.5284 | -85.096 | 5391 | 300 | polygon | FALSE | TRUE | America/Chicago | 3 | 36877 | 1840015792 | [10 empty] | Smiths StationAL
Warm Mineral Springs | Warm Mineral Springs | FL | Florida | 12115 | Sarasota | 27.0469 | -82.2702 | 5390 | 910 | polygon | FALSE | FALSE | America/New_York | 3 | 34287 | 1840014183 | [10 empty] | Warm Mineral SpringsFL
Manitou Springs | Manitou Springs | CO | Colorado | 8041 | El Paso | 38.8576 | -104.9128 | 5390 | 661 | polygon | FALSE | TRUE | America/Denver | 3 | 80829 | 1840020237 | [10 empty] | Manitou SpringsCO
Northfield | Northfield | IL | Illinois | 17031 | Cook | 42.1026 | -87.7791 | 5386 | 643 | polygon | FALSE | TRUE | America/Chicago | 3 | 60093 | 1840011305 | [10 empty] | NorthfieldIL
Berlin | Berlin | WI | Wisconsin | 55047 | Green Lake | 43.9704 | -88.9505 | 5385 | 359 | polygon | FALSE | TRUE | America/Chicago | 3 | 54923 | 1840002590 | [10 empty] | BerlinWI
Central | Central | SC | South Carolina | 45077 | Pickens | 34.7234 | -82.7787 | 5385 | 749 | polygon | FALSE | TRUE | America/New_York | 3 | 29630 | 1840016494 | [10 empty] | CentralSC
La Grange | La Grange | TX | Texas | 48149 | Fayette | 29.9129 | -96.8767 | 5384 | 436 | polygon | FALSE | TRUE | America/Chicago | 3 | 78945 | 1840020934 | [10 empty] | La GrangeTX
Winterset | Winterset | IA | Iowa | 19121 | Madison | 41.3457 | -94.0137 | 5383 | 448 | polygon | FALSE | TRUE | America/Chicago | 3 | 50273 | 1840000649 | [10 empty] | WintersetIA
Lemmon Valley | Lemmon Valley | NV | Nevada | 32031 | Washoe | 39.6879 | -119.8364 | 5383 | 130 | polygon | FALSE | FALSE | America/Los_Angeles | 3 | 89506 89504 | 1840033785 | [10 empty] | Lemmon ValleyNV
Exton | Exton | PA | Pennsylvania | 42029 | Chester | 40.0307 | -75.6303 | 5382 | 664 | polygon | FALSE | FALSE | America/New_York | 3 | 19341 19353 | 1840001421 | [10 empty] | ExtonPA
Bellows Falls | Bellows Falls | VT | Vermont | 50025 | Windham | 43.1344 | -72.455 | 5381 | 836 | polygon | FALSE | TRUE | America/New_York | 3 | 5101 | 1840004334 | [10 empty] | Bellows FallsVT
Orwigsburg | Orwigsburg | PA | Pennsylvania | 42107 | Schuylkill | 40.6541 | -76.104 | 5376 | 525 | polygon | FALSE | TRUE | America/New_York | 3 | 17961 | 1840002770 | [10 empty] | OrwigsburgPA
Citrus Park | Citrus Park | AZ | Arizona | 4013 | Maricopa | 33.5304 | -112.444 | 5376 | 357 | polygon | FALSE | FALSE | America/Phoenix | 3 | 85355 85340 | 1840022921 | [10 empty] | Citrus ParkAZ
Caldwell | Caldwell | OH | Ohio | 39121 | Noble | 39.7467 | -81.5127 | 5374 | 743 | polygon | FALSE | TRUE | America/New_York | 3 | 43724 | 1840010565 | [10 empty] | CaldwellOH
Cleveland | Cleveland | GA | Georgia | 13311 | White | 34.5971 | -83.7621 | 5372 | 415 | polygon | FALSE | TRUE | America/New_York | 3 | 30528 | 1840014665 | [10 empty] | ClevelandGA
Lisbon | Lisbon | OH | Ohio | 39029 | Columbiana | 40.7752 | -80.7628 | 5372 | 605 | polygon | FALSE | TRUE | America/New_York | 3 | 44432 | 1840011932 | [10 empty] | LisbonOH
Polson | Polson | MT | Montana | 30047 | Lake | 47.6886 | -114.1411 | 5370 | 431 | polygon | FALSE | TRUE | America/Denver | 3 | 59860 | 1840019802 | [10 empty] | PolsonMT
Cavalero | Cavalero | WA | Washington | 53061 | Snohomish | 47.9846 | -122.0743 | 5370 | 1299 | polygon | FALSE | TRUE | America/Los_Angeles | 3 | 98258 98205 | 1840041913 | [10 empty] | CavaleroWA
Kaser | Kaser | NY | New York | 36087 | Rockland | 41.1214 | -74.0686 | 5368 | 12063 | polygon | FALSE | TRUE | America/New_York | 2 | 10952 | 1840004977 | [10 empty] | KaserNY
Estacada | Estacada | OR | Oregon | 41005 | Clackamas | 45.2987 | -122.3338 | 5368 | 653 | polygon | FALSE | TRUE | America/Los_Angeles | 3 | 97023 | 1840019948 | [10 empty] | EstacadaOR
Chackbay | Chackbay | LA | Louisiana | 22057 | Lafourche | 29.8817 | -90.7742 | 5368 | 72 | polygon | FALSE | FALSE | America/Chicago | 3 | 70301 | 1840014024 | [10 empty] | ChackbayLA
Manchester | Manchester | MD | Maryland | 24013 | Carroll | 39.6584 | -76.8881 | 5367 | 800 | polygon | FALSE | TRUE | America/New_York | 3 | 21102 | 1840005702 | [10 empty] | ManchesterMD
Clarinda | Clarinda | IA | Iowa | 19145 | Page | 40.738 | -95.034 | 5366 | 399 | polygon | FALSE | TRUE | America/Chicago | 3 | 51632 | 1840007180 | [10 empty] | ClarindaIA
Sunset | Sunset | UT | Utah | 49011 | Davis | 41.1392 | -112.0285 | 5364 | 1417 | polygon | FALSE | TRUE | America/Denver | 3 | 84015 84056 | 1840021351 | [10 empty] | SunsetUT
Wind Lake | Wind Lake | WI | Wisconsin | 55101 | Racine | 42.823 | -88.1573 | 5364 | 383 | polygon | FALSE | FALSE | America/Chicago | 3 | 53185 | 1840006921 | [10 empty] | Wind LakeWI
Penn Estates | Penn Estates | PA | Pennsylvania | 42089 | Monroe | 41.0346 | -75.2417 | 5363 | 1024 | polygon | FALSE | FALSE | America/New_York | 3 | 18301 | 1840035454 | [10 empty] | Penn EstatesPA
St. Paul Park | St. Paul Park | MN | Minnesota | 27163 | Washington | 44.836 | -92.9949 | 5362 | 697 | polygon | FALSE | TRUE | America/Chicago | 3 | 55071 | 1840008917 | [10 empty] | St. Paul ParkMN
Simonton Lake | Simonton Lake | IN | Indiana | 18039 | Elkhart | 41.7478 | -85.9657 | 5362 | 589 | polygon | FALSE | FALSE | America/Detroit | 3 | 46514 | 1840004816 | [10 empty] | Simonton LakeIN
Ward | Ward | AR | Arkansas | 5085 | Lonoke | 35.0117 | -91.9577 | 5358 | 478 | polygon | FALSE | TRUE | America/Chicago | 3 | 72007 72176 | 1840015504 | [10 empty] | WardAR
Hockinson | Hockinson | WA | Washington | 53011 | Clark | 45.7302 | -122.4833 | 5355 | 150 | polygon | FALSE | FALSE | America/Los_Angeles | 3 | 98606 | 1840017399 | [10 empty] | HockinsonWA
AÃ±asco | Anasco | PR | Puerto Rico | 72011 | AÃ±asco | 18.286 | -67.1411 | 5355 | 2581 | polygon | FALSE | FALSE | America/Puerto_Rico | 2 | 610 | 1630023590 | [10 empty] | AÃ±ascoPR
Englewood Cliffs | Englewood Cliffs | NJ | New Jersey | 34003 | Bergen | 40.8822 | -73.9466 | 5354 | 972 | polygon | FALSE | TRUE | America/New_York | 3 | 7632 | 1840003547 | [10 empty] | Englewood CliffsNJ
James City | James City | NC | North Carolina | 37049 | Craven | 35.0592 | -77.02 | 5354 | 268 | polygon | FALSE | FALSE | America/New_York | 3 | 28560 28562 28564 | 1840013471 | [10 empty] | James CityNC
Anthony | Anthony | TX | Texas | 48141 | El Paso | 31.9876 | -106.5933 | 5352 | 323 | polygon | FALSE | TRUE | America/Denver | 3 | 79821 | 1840022138 | [10 empty] | AnthonyTX
Shepherdstown | Shepherdstown | WV | West Virginia | 54037 | Jefferson | 39.4318 | -77.8048 | 5351 | 1965 | polygon | FALSE | TRUE | America/New_York | 3 | 25443 | 1840005761 | [10 empty] | ShepherdstownWV
North Oaks | North Oaks | MN | Minnesota | 27123 | Ramsey | 45.1002 | -93.0882 | 5351 | 298 | polygon | FALSE | TRUE | America/Chicago | 3 | 55127 | 1840007842 | [10 empty] | North OaksMN
Mattawa | Mattawa | WA | Washington | 53025 | Grant | 46.737 | -119.904 | 5349 | 1992 | polygon | FALSE | TRUE | America/Los_Angeles | 3 | 99349 | 1840022292 | [10 empty] | MattawaWA
Caruthersville | Caruthersville | MO | Missouri | 29155 | Pemiscot | 36.1814 | -89.6664 | 5348 | 400 | polygon | FALSE | TRUE | America/Chicago | 3 | 63830 | 1840007669 | [10 empty] | CaruthersvilleMO
Port LaBelle | Port LaBelle | FL | Florida | 12051 | Hendry | 26.7493 | -81.3876 | 5348 | 255 | polygon | FALSE | FALSE | America/New_York | 3 | 33935 | 1840014210 | [10 empty] | Port LaBelleFL
Williamson | Williamson | AZ | Arizona | 4025 | Yavapai | 34.7082 | -112.5342 | 5347 | 36 | polygon | FALSE | FALSE | America/Phoenix | 3 | 86323 86305 | 1840019166 | [10 empty] | WilliamsonAZ
Travelers Rest | Travelers Rest | SC | South Carolina | 45045 | Greenville | 34.9684 | -82.4417 | 5346 | 436 | polygon | FALSE | TRUE | America/New_York | 3 | 29690 | 1840015478 | [10 empty] | Travelers RestSC
Rincon Valley | Rincon Valley | AZ | Arizona | 4019 | Pima | 32.1101 | -110.6889 | 5346 | 80 | polygon | FALSE | TRUE | America/Phoenix | 3 | 85747 85641 | 1840038089 | [10 empty] | Rincon ValleyAZ
East Quogue | East Quogue | NY | New York | 36103 | Suffolk | 40.8489 | -72.5783 | 5343 | 234 | polygon | FALSE | FALSE | America/New_York | 3 | 11942 | 1840005041 | [10 empty] | East QuogueNY
Macon | Macon | MO | Missouri | 29121 | Macon | 39.7424 | -92.4712 | 5341 | 343 | polygon | FALSE | TRUE | America/Chicago | 3 | 63552 | 1840009486 | [10 empty] | MaconMO
Morganfield | Morganfield | KY | Kentucky | 21225 | Union | 37.6869 | -87.8876 | 5337 | 461 | polygon | FALSE | TRUE | America/Chicago | 3 | 42437 | 1840014342 | [10 empty] | MorganfieldKY
Apple Valley | Apple Valley | OH | Ohio | 39083 | Knox | 40.4389 | -82.3481 | 5337 | 342 | polygon | FALSE | FALSE | America/New_York | 3 | 43028 | 1840026491 | [10 empty] | Apple ValleyOH
Palmerton | Palmerton | PA | Pennsylvania | 42025 | Carbon | 40.8023 | -75.616 | 5336 | 829 | polygon | FALSE | TRUE | America/New_York | 3 | 18071 | 1840003564 | [10 empty] | PalmertonPA
San Leon | San Leon | TX | Texas | 48167 | Galveston | 29.4901 | -94.9403 | 5336 | 438 | polygon | FALSE | FALSE | America/Chicago | 3 | 77539 | 1840019662 | [10 empty] | San LeonTX
Edgewater | Edgewater | CO | Colorado | 8059 | Jefferson | 39.7507 | -105.0626 | 5335 | 2964 | polygon | FALSE | TRUE | America/Denver | 2 | 80214 | 1840020196 | [10 empty] | EdgewaterCO
Jonesboro | Jonesboro | LA | Louisiana | 22049 | Jackson | 32.2348 | -92.7098 | 5333 | 356 | polygon | FALSE | TRUE | America/Chicago | 3 | 71251 | 1840017001 | [10 empty] | JonesboroLA
Morris | Morris | MN | Minnesota | 27149 | Stevens | 45.5856 | -95.9048 | 5333 | 440 | polygon | FALSE | TRUE | America/Chicago | 3 | 56267 | 1840007786 | [10 empty] | MorrisMN
McGregor | McGregor | TX | Texas | 48309 | McLennan | 31.4187 | -97.4283 | 5331 | 94 | polygon | FALSE | TRUE | America/Chicago | 3 | 76657 | 1840020816 | [10 empty] | McGregorTX
Westernport | Westernport | MD | Maryland | 24001 | Allegany | 39.488 | -79.0429 | 5330 | 758 | polygon | FALSE | TRUE | America/New_York | 3 | 21562 | 1840005627 | [10 empty] | WesternportMD
Kensington | Kensington | CA | California | 6013 | Contra Costa | 37.9084 | -122.2805 | 5329 | 2173 | polygon | FALSE | FALSE | America/Los_Angeles | 2 | 94708 94707 | 1840017613 | [10 empty] | KensingtonCA
Wake Village | Wake Village | TX | Texas | 48037 | Bowie | 33.424 | -94.1188 | 5327 | 887 | polygon | FALSE | TRUE | America/Chicago | 3 | 75501 | 1840021988 | [10 empty] | Wake VillageTX
Avondale | Avondale | LA | Louisiana | 22051 | Jefferson | 29.9072 | -90.1933 | 5321 | 369 | polygon | FALSE | FALSE | America/Chicago | 3 | 70094 | 1840013987 | [10 empty] | AvondaleLA
Hawaiian Beaches | Hawaiian Beaches | HI | Hawaii | 15001 | Hawaii | 19.5423 | -154.9223 | 5320 | 83 | polygon | FALSE | FALSE | Pacific/Honolulu | 3 | 96778 96721 | 1840029580 | [10 empty] | Hawaiian BeachesHI
Shillington | Shillington | PA | Pennsylvania | 42011 | Berks | 40.3029 | -75.967 | 5319 | 2055 | polygon | FALSE | TRUE | America/New_York | 2 | 19607 | 1840001188 | [10 empty] | ShillingtonPA
McKenzie | McKenzie | TN | Tennessee | 47017 | Carroll | 36.1371 | -88.5077 | 5315 | 324 | polygon | FALSE | TRUE | America/Chicago | 3 | 38201 | 1840015346 | [10 empty] | McKenzieTN
Uhrichsville | Uhrichsville | OH | Ohio | 39157 | Tuscarawas | 40.4005 | -81.3515 | 5314 | 729 | polygon | FALSE | TRUE | America/New_York | 3 | 44683 | 1840010393 | [10 empty] | UhrichsvilleOH
Lehighton | Lehighton | PA | Pennsylvania | 42025 | Carbon | 40.8306 | -75.7166 | 5313 | 1263 | polygon | FALSE | TRUE | America/New_York | 3 | 18235 | 1840000933 | [10 empty] | LehightonPA
Minot AFB | Minot AFB | ND | North Dakota | 38101 | Ward | 48.4209 | -101.3381 | 5312 | 282 | polygon | TRUE | TRUE | America/Chicago | 3 | 58705 58704 58703 | 1840073766 | [10 empty] | Minot AFBND
Fort Rucker | Fort Rucker | AL | Alabama | 1045 | Dale | 31.3428 | -85.7154 | 5311 | 188 | polygon | TRUE | TRUE | America/Chicago | 3 | 36362 | 1840073838 | [10 empty] | Fort RuckerAL
Fruitland | Fruitland | MD | Maryland | 24045 | Wicomico | 38.3214 | -75.6246 | 5309 | 531 | polygon | FALSE | TRUE | America/New_York | 3 | 21826 | 1840006218 | [10 empty] | FruitlandMD
Savannah | Savannah | MO | Missouri | 29003 | Andrew | 39.9391 | -94.8279 | 5307 | 620 | polygon | FALSE | TRUE | America/Chicago | 3 | 64485 | 1840009477 | [10 empty] | SavannahMO
Fairport | Fairport | NY | New York | 36055 | Monroe | 43.099 | -77.4427 | 5305 | 1296 | polygon | FALSE | TRUE | America/New_York | 3 | 14450 | 1840004280 | [10 empty] | FairportNY
Union Beach | Union Beach | NJ | New Jersey | 34025 | Monmouth | 40.4454 | -74.1699 | 5305 | 1149 | polygon | FALSE | TRUE | America/New_York | 3 | 7735 | 1840001369 | [10 empty] | Union BeachNJ
Pawcatuck | Pawcatuck | CT | Connecticut | 9011 | New London | 41.3774 | -71.8492 | 5305 | 600 | polygon | FALSE | FALSE | America/New_York | 3 | 6379 | 1840003353 | [10 empty] | PawcatuckCT
Hightstown | Hightstown | NJ | New Jersey | 34021 | Mercer | 40.2686 | -74.5253 | 5304 | 1660 | polygon | FALSE | TRUE | America/New_York | 3 | 8520 | 1840003708 | [10 empty] | HightstownNJ
Brady | Brady | TX | Texas | 48307 | McCulloch | 31.1322 | -99.3697 | 5302 | 228 | polygon | FALSE | TRUE | America/Chicago | 3 | 76825 | 1840019550 | [10 empty] | BradyTX
Brent | Brent | AL | Alabama | 1007 | Bibb | 32.9421 | -87.1753 | 5302 | 208 | polygon | FALSE | TRUE | America/Chicago | 3 | 35042 35034 | 1840013781 | [10 empty] | BrentAL
Eagleville | Eagleville | PA | Pennsylvania | 42091 | Montgomery | 40.1604 | -75.409 | 5302 | 1267 | polygon | FALSE | FALSE | America/New_York | 3 | 19403 19408 | 1840034937 | [10 empty] | EaglevillePA
Bulverde | Bulverde | TX | Texas | 48091 | Comal | 29.7744 | -98.4364 | 5300 | 129 | polygon | FALSE | TRUE | America/Chicago | 3 | 78163 78070 | 1840019628 | [10 empty] | BulverdeTX
Paxtonia | Paxtonia | PA | Pennsylvania | 42043 | Dauphin | 40.3166 | -76.7884 | 5296 | 883 | polygon | FALSE | FALSE | America/New_York | 3 | 17112 | 1840005399 | [10 empty] | PaxtoniaPA
Waynesville | Waynesville | MO | Missouri | 29169 | Pulaski | 37.8207 | -92.22 | 5295 | 318 | polygon | FALSE | TRUE | America/Chicago | 3 | 65583 | 1840010846 | [10 empty] | WaynesvilleMO
Mount Carmel | Mount Carmel | TN | Tennessee | 47073 | Hawkins | 36.562 | -82.6618 | 5294 | 307 | polygon | FALSE | TRUE | America/New_York | 3 | 37645 | 1840016025 | [10 empty] | Mount CarmelTN
Kings Point | Kings Point | NY | New York | 36059 | Nassau | 40.8162 | -73.7407 | 5292 | 608 | polygon | FALSE | TRUE | America/New_York | 3 | 11024 11023 | 1840005299 | [10 empty] | Kings PointNY
Bear Valley Springs | Bear Valley Springs | CA | California | 6029 | Kern | 35.1775 | -118.646 | 5292 | 49 | polygon | FALSE | FALSE | America/Los_Angeles | 3 | 93561 | 1840017809 | [10 empty] | Bear Valley SpringsCA
Orange | Orange | VA | Virginia | 51137 | Orange | 38.2486 | -78.1127 | 5291 | 597 | polygon | FALSE | TRUE | America/New_York | 3 | 22960 | 1840006268 | [10 empty] | OrangeVA
Kahaluu-Keauhou | Kahaluu-Keauhou | HI | Hawaii | 15001 | Hawaii | 19.5726 | -155.958 | 5291 | 365 | polygon | FALSE | TRUE | Pacific/Honolulu | 3 | 96740 | 1840075021 | [10 empty] | Kahaluu-KeauhouHI
Iola | Iola | KS | Kansas | 20001 | Allen | 37.9274 | -95.4006 | 5288 | 454 | polygon | FALSE | TRUE | America/Chicago | 3 | 66749 | 1840001681 | [10 empty] | IolaKS
Zephyrhills West | Zephyrhills West | FL | Florida | 12101 | Pasco | 28.2311 | -82.2052 | 5287 | 770 | polygon | FALSE | TRUE | America/New_York | 3 | 33542 33541 | 1840035801 | [10 empty] | Zephyrhills WestFL
Garnet | Garnet | CA | California | 6065 | Riverside | 33.9179 | -116.4796 | 5285 | 258 | polygon | FALSE | FALSE | America/Los_Angeles | 3 | 92240 92241 | 1840026985 | [10 empty] | GarnetCA
Lake Fenton | Lake Fenton | MI | Michigan | 26049 | Genesee | 42.8453 | -83.7086 | 5284 | 369 | polygon | FALSE | FALSE | America/Detroit | 3 | 48430 | 1840004341 | [10 empty] | Lake FentonMI
Old Bethpage | Old Bethpage | NY | New York | 36059 | Nassau | 40.7557 | -73.4544 | 5283 | 487 | polygon | FALSE | FALSE | America/New_York | 3 | 11804 11735 | 1840005247 | [10 empty] | Old BethpageNY
South Sarasota | South Sarasota | FL | Florida | 12115 | Sarasota | 27.2856 | -82.5333 | 5283 | 1062 | polygon | FALSE | FALSE | America/New_York | 3 | 34231 | 1840029081 | [10 empty] | South SarasotaFL
Midway | Midway | UT | Utah | 49051 | Wasatch | 40.5183 | -111.4745 | 5280 | 367 | polygon | FALSE | TRUE | America/Denver | 3 | 84049 | 1840020165 | [10 empty] | MidwayUT
Big Bear Lake | Big Bear Lake | CA | California | 6071 | San Bernardino | 34.2429 | -116.8951 | 5279 | 326 | polygon | FALSE | TRUE | America/Los_Angeles | 3 | 92315 | 1840019119 | [10 empty] | Big Bear LakeCA
Titusville | Titusville | PA | Pennsylvania | 42039 | Crawford | 41.6273 | -79.6699 | 5279 | 686 | polygon | FALSE | TRUE | America/New_York | 3 | 16354 | 1840000562 | [10 empty] | TitusvillePA
St. Clair | St. Clair | MI | Michigan | 26147 | St. Clair | 42.8262 | -82.493 | 5279 | 693 | polygon | FALSE | TRUE | America/Detroit | 3 | 48079 | 1840003954 | [10 empty] | St. ClairMI
Grayson | Grayson | KY | Kentucky | 21043 | Carter | 38.3317 | -82.9371 | 5277 | 543 | polygon | FALSE | TRUE | America/New_York | 3 | 41143 | 1840013196 | [10 empty] | GraysonKY
Red Oak | Red Oak | IA | Iowa | 19137 | Montgomery | 41.0141 | -95.2248 | 5276 | 516 | polygon | FALSE | TRUE | America/Chicago | 3 | 51566 | 1840009346 | [10 empty] | Red OakIA
Cave Springs | Cave Springs | AR | Arkansas | 5007 | Benton | 36.2701 | -94.2225 | 5276 | 257 | polygon | FALSE | TRUE | America/Chicago | 3 | 72712 72718 | 1840014440 | [10 empty] | Cave SpringsAR
Wadesboro | Wadesboro | NC | North Carolina | 37007 | Anson | 34.9645 | -80.0746 | 5275 | 309 | polygon | FALSE | TRUE | America/New_York | 3 | 28170 | 1840016450 | [10 empty] | WadesboroNC
Ripley | Ripley | MS | Mississippi | 28139 | Tippah | 34.7321 | -88.9444 | 5273 | 178 | polygon | FALSE | TRUE | America/Chicago | 3 | 38663 | 1840014640 | [10 empty] | RipleyMS
Hawkinsville | Hawkinsville | GA | Georgia | 13235 | Pulaski | 32.2964 | -83.4814 | 5270 | 378 | polygon | FALSE | TRUE | America/New_York | 3 | 31036 | 1840014904 | [10 empty] | HawkinsvilleGA
Forsyth | Forsyth | GA | Georgia | 13207 | Monroe | 33.0347 | -83.9381 | 5270 | 270 | polygon | FALSE | TRUE | America/New_York | 3 | 31029 | 1840013784 | [10 empty] | ForsythGA
Rothschild | Rothschild | WI | Wisconsin | 55073 | Marathon | 44.8761 | -89.6173 | 5267 | 311 | polygon | FALSE | TRUE | America/Chicago | 3 | 54474 54476 | 1840002172 | [10 empty] | RothschildWI
Delhi Hills | Delhi Hills | OH | Ohio | 39061 | Hamilton | 39.0871 | -84.6178 | 5266 | 1366 | polygon | FALSE | FALSE | America/New_York | 3 | 45238 | 1840034107 | [10 empty] | Delhi HillsOH
Belvedere | Belvedere | SC | South Carolina | 45003 | Aiken | 33.5369 | -81.9424 | 5262 | 589 | polygon | FALSE | FALSE | America/New_York | 3 | 29841 | 1840013720 | [10 empty] | BelvedereSC
Pecan Acres | Pecan Acres | TX | Texas | 48439 | Tarrant | 32.9703 | -97.4727 | 5259 | 107 | polygon | FALSE | FALSE | America/Chicago | 3 | 76071 76179 | 1840019420 | [10 empty] | Pecan AcresTX
Giddings | Giddings | TX | Texas | 48287 | Lee | 30.1833 | -96.9279 | 5254 | 373 | polygon | FALSE | TRUE | America/Chicago | 3 | 78942 | 1840020895 | [10 empty] | GiddingsTX
Venus | Venus | TX | Texas | 48251 | Johnson | 32.4312 | -97.102 | 5252 | 556 | polygon | FALSE | TRUE | America/Chicago | 3 | 76084 | 1840023050 | [10 empty] | VenusTX
Perry | Perry | UT | Utah | 49003 | Box Elder | 41.4648 | -112.0401 | 5248 | 253 | polygon | FALSE | TRUE | America/Denver | 3 | 84302 | 1840020119 | [10 empty] | PerryUT
Carlyss | Carlyss | LA | Louisiana | 22019 | Calcasieu | 30.1761 | -93.3704 | 5248 | 183 | polygon | FALSE | FALSE | America/Chicago | 3 | 70665 | 1840013961 | [10 empty] | CarlyssLA
Santa Isabel | Santa Isabel | PR | Puerto Rico | 72133 | Santa Isabel | 17.9687 | -66.4049 | 5248 | 2111 | polygon | FALSE | FALSE | America/Puerto_Rico | 2 | 757 | 1630023545 | [10 empty] | Santa IsabelPR
Calistoga | Calistoga | CA | California | 6055 | Napa | 38.5818 | -122.5824 | 5247 | 786 | polygon | FALSE | TRUE | America/Los_Angeles | 3 | 94515 | 1840018835 | [10 empty] | CalistogaCA
Odessa | Odessa | MO | Missouri | 29107 | Lafayette | 38.9988 | -93.9666 | 5246 | 494 | polygon | FALSE | TRUE | America/Chicago | 3 | 64076 | 1840008526 | [10 empty] | OdessaMO
Poolesville | Poolesville | MD | Maryland | 24031 | Montgomery | 39.1423 | -77.4102 | 5244 | 515 | polygon | FALSE | TRUE | America/New_York | 3 | 20837 | 1840005858 | [10 empty] | PoolesvilleMD
Livingston | Livingston | TX | Texas | 48373 | Polk | 30.71 | -94.9381 | 5242 | 231 | polygon | FALSE | TRUE | America/Chicago | 3 | 77351 77399 | 1840022159 | [10 empty] | LivingstonTX
Walkertown | Walkertown | NC | North Carolina | 37067 | Forsyth | 36.1578 | -80.1642 | 5242 | 302 | polygon | FALSE | TRUE | America/New_York | 3 | 27105 27101 27051 | 1840016125 | [10 empty] | WalkertownNC
Osceola | Osceola | IA | Iowa | 19039 | Clarke | 41.0302 | -93.7829 | 5242 | 285 | polygon | FALSE | TRUE | America/Chicago | 3 | 50213 | 1840000889 | [10 empty] | OsceolaIA
Yarmouth Port | Yarmouth Port | MA | Massachusetts | 25001 | Barnstable | 41.71 | -70.2257 | 5242 | 336 | polygon | FALSE | FALSE | America/New_York | 3 | 2675 | 1840003248 | [10 empty] | Yarmouth PortMA
Briar | Briar | TX | Texas | 48367 | Parker | 32.9884 | -97.5528 | 5241 | 98 | polygon | FALSE | FALSE | America/Chicago | 3 | 76023 76020 | 1840018035 | [10 empty] | BriarTX
Ranson | Ranson | WV | West Virginia | 54037 | Jefferson | 39.325 | -77.8666 | 5239 | 250 | polygon | FALSE | TRUE | America/New_York | 3 | 25438 25430 | 1840038308 | [10 empty] | RansonWV
Salem | Salem | NJ | New Jersey | 34033 | Salem | 39.5681 | -75.4724 | 5235 | 775 | polygon | FALSE | TRUE | America/New_York | 3 | 8079 | 1840001529 | [10 empty] | SalemNJ
Lake Wildwood | Lake Wildwood | CA | California | 6057 | Nevada | 39.235 | -121.2003 | 5232 | 660 | polygon | FALSE | FALSE | America/Los_Angeles | 3 | 95946 | 1840028313 | [10 empty] | Lake WildwoodCA
Hendron | Hendron | KY | Kentucky | 21145 | McCracken | 37.0346 | -88.6437 | 5228 | 390 | polygon | FALSE | FALSE | America/Chicago | 3 | 42003 | 1840013262 | [10 empty] | HendronKY
Bangor | Bangor | PA | Pennsylvania | 42095 | Northampton | 40.8678 | -75.2085 | 5228 | 1353 | polygon | FALSE | TRUE | America/New_York | 3 | 18013 | 1840000966 | [10 empty] | BangorPA
Hollywood | Hollywood | SC | South Carolina | 45019 | Charleston | 32.7523 | -80.2106 | 5227 | 87 | polygon | FALSE | TRUE | America/New_York | 3 | 29470 29449 | 1840017281 | [10 empty] | HollywoodSC
Byron | Byron | GA | Georgia | 13225 | Peach | 32.6474 | -83.7541 | 5226 | 230 | polygon | FALSE | TRUE | America/New_York | 3 | 31008 | 1840013820 | [10 empty] | ByronGA
Ballston Spa | Ballston Spa | NY | New York | 36091 | Saratoga | 43.0068 | -73.8525 | 5226 | 1260 | polygon | FALSE | TRUE | America/New_York | 3 | 12020 | 1840004254 | [10 empty] | Ballston SpaNY
Bisbee | Bisbee | AZ | Arizona | 4003 | Cochise | 31.4126 | -109.9179 | 5225 | 389 | polygon | FALSE | TRUE | America/Phoenix | 3 | 85603 | 1840019495 | [10 empty] | BisbeeAZ
Albertson | Albertson | NY | New York | 36059 | Nassau | 40.7715 | -73.6482 | 5225 | 2971 | polygon | FALSE | FALSE | America/New_York | 2 | 11507 11577 | 1840005227 | [10 empty] | AlbertsonNY
Springfield | Springfield | GA | Georgia | 13103 | Effingham | 32.3634 | -81.3029 | 5224 | 512 | polygon | FALSE | TRUE | America/New_York | 3 | 31329 | 1840015803 | [10 empty] | SpringfieldGA
Highwood | Highwood | IL | Illinois | 17097 | Lake | 42.206 | -87.8128 | 5224 | 2800 | polygon | FALSE | TRUE | America/Chicago | 2 | 60040 | 1840006974 | [10 empty] | HighwoodIL
Chisago City | Chisago City | MN | Minnesota | 27025 | Chisago | 45.3474 | -92.9116 | 5224 | 160 | polygon | FALSE | TRUE | America/Chicago | 3 | 55013 | 1840000269 | [10 empty] | Chisago CityMN
Union City | Union City | IN | Indiana | 18135 | Randolph | 40.1995 | -84.8206 | 5223 | 590 | polygon | FALSE | TRUE | America/New_York | 3 | 47390 | 1840010480 | [10 empty] | Union CityIN
Myrtletown | Myrtletown | CA | California | 6023 | Humboldt | 40.7888 | -124.1286 | 5222 | 960 | polygon | FALSE | FALSE | America/Los_Angeles | 3 | 95503 95501 | 1840018716 | [10 empty] | MyrtletownCA
Gilmer | Gilmer | TX | Texas | 48459 | Upshur | 32.7317 | -94.946 | 5220 | 523 | polygon | FALSE | TRUE | America/Chicago | 3 | 75645 75644 | 1840020731 | [10 empty] | GilmerTX
Williamsville | Williamsville | NY | New York | 36029 | Erie | 42.9623 | -78.7418 | 5220 | 1602 | polygon | FALSE | TRUE | America/New_York | 3 | 14221 | 1840004392 | [10 empty] | WilliamsvilleNY
Layhill | Layhill | MD | Maryland | 24031 | Montgomery | 39.087 | -77.0401 | 5216 | 1273 | polygon | FALSE | FALSE | America/New_York | 3 | 20906 | 1840024491 | [10 empty] | LayhillMD
Elmsford | Elmsford | NY | New York | 36119 | Westchester | 41.0541 | -73.8143 | 5216 | 1950 | polygon | FALSE | TRUE | America/New_York | 3 | 10523 | 1840004953 | [10 empty] | ElmsfordNY
Center | Center | TX | Texas | 48419 | Shelby | 31.793 | -94.1796 | 5215 | 254 | polygon | FALSE | TRUE | America/Chicago | 3 | 75935 | 1840019528 | [10 empty] | CenterTX
Cutler | Cutler | CA | California | 6107 | Tulare | 36.5263 | -119.2884 | 5214 | 2494 | polygon | FALSE | FALSE | America/Los_Angeles | 2 | 93615 | 1840019030 | [10 empty] | CutlerCA
Farmers Loop | Farmers Loop | AK | Alaska | 2090 | Fairbanks North Star | 64.9061 | -147.6957 | 5214 | 92 | polygon | FALSE | TRUE | America/Anchorage | 3 | 99712 | 1840075181 | [10 empty] | Farmers LoopAK
Naguabo | Naguabo | PR | Puerto Rico | 72103 | Naguabo | 18.2116 | -65.737 | 5210 | 3200 | polygon | FALSE | FALSE | America/Puerto_Rico | 2 | 718 | 1630035528 | [10 empty] | NaguaboPR
Montrose | Montrose | MN | Minnesota | 27171 | Wright | 45.0668 | -93.9206 | 5208 | 421 | polygon | FALSE | TRUE | America/Chicago | 3 | 55363 | 1840007796 | [10 empty] | MontroseMN
Pinardville | Pinardville | NH | New Hampshire | 33011 | Hillsborough | 43.001 | -71.5171 | 5208 | 1208 | polygon | FALSE | FALSE | America/New_York | 3 | 03045 03102 | 1840002991 | [10 empty] | PinardvilleNH
Aberdeen | Aberdeen | MS | Mississippi | 28095 | Monroe | 33.8287 | -88.5539 | 5205 | 166 | polygon | FALSE | TRUE | America/Chicago | 3 | 39730 | 1840013685 | [10 empty] | AberdeenMS
Diboll | Diboll | TX | Texas | 48005 | Angelina | 31.1881 | -94.783 | 5204 | 423 | polygon | FALSE | TRUE | America/Chicago | 3 | 75941 | 1840019549 | [10 empty] | DibollTX
Hutchinson Island South | Hutchinson Island South | FL | Florida | 12111 | St. Lucie | 27.3243 | -80.2425 | 5204 | 466 | polygon | FALSE | TRUE | America/New_York | 3 | 34957 | 1840073842 | [10 empty] | Hutchinson Island SouthFL
Williamston | Williamston | NC | North Carolina | 37117 | Martin | 35.8468 | -77.0655 | 5202 | 457 | polygon | FALSE | TRUE | America/New_York | 3 | 27892 | 1840016206 | [10 empty] | WilliamstonNC
Ravena | Ravena | NY | New York | 36001 | Albany | 42.4755 | -73.8113 | 5202 | 834 | polygon | FALSE | TRUE | America/New_York | 3 | 12143 | 1840004492 | [10 empty] | RavenaNY
Ettrick | Ettrick | VA | Virginia | 51041 | Chesterfield | 37.2435 | -77.4287 | 5201 | 679 | polygon | FALSE | FALSE | America/New_York | 3 | 23803 23806 23834 | 1840001699 | [10 empty] | EttrickVA
Thatcher | Thatcher | AZ | Arizona | 4009 | Graham | 32.832 | -109.7595 | 5200 | 306 | polygon | FALSE | TRUE | America/Phoenix | 3 | 85552 | 1840022955 | [10 empty] | ThatcherAZ
South Bay | South Bay | FL | Florida | 12099 | Palm Beach | 26.677 | -80.7265 | 5200 | 701 | polygon | FALSE | TRUE | America/New_York | 3 | 33493 | 1840015992 | [10 empty] | South BayFL
Ocean Bluff-Brant Rock | Ocean Bluff-Brant Rock | MA | Massachusetts | 25023 | Plymouth | 42.1006 | -70.6625 | 5199 | 923 | polygon | FALSE | TRUE | America/New_York | 3 | 2050 | 1840073527 | [10 empty] | Ocean Bluff-Brant RockMA
Springfield | Springfield | MI | Michigan | 26025 | Calhoun | 42.3246 | -85.2371 | 5198 | 547 | polygon | FALSE | TRUE | America/Detroit | 3 | 49037 | 1840003174 | [10 empty] | SpringfieldMI
Timber Pines | Timber Pines | FL | Florida | 12053 | Hernando | 28.469 | -82.5999 | 5198 | 910 | polygon | FALSE | FALSE | America/New_York | 3 | 34606 | 1840029088 | [10 empty] | Timber PinesFL
West Wendover | West Wendover | NV | Nevada | 32007 | Elko | 40.7407 | -114.0783 | 5197 | 220 | polygon | FALSE | TRUE | America/Los_Angeles | 3 | 89883 | 1840021336 | [10 empty] | West WendoverNV
Obetz | Obetz | OH | Ohio | 39049 | Franklin | 39.8671 | -82.9451 | 5196 | 344 | polygon | FALSE | TRUE | America/New_York | 3 | 43125 43137 43207 | 1840012408 | [10 empty] | ObetzOH
Twin Lakes | Twin Lakes | CA | California | 6087 | Santa Cruz | 36.9646 | -121.9896 | 5196 | 2903 | polygon | FALSE | FALSE | America/Los_Angeles | 2 | 95062 | 1840028200 | [10 empty] | Twin LakesCA
DeWitt | DeWitt | IA | Iowa | 19045 | Clinton | 41.8227 | -90.5448 | 5192 | 323 | polygon | FALSE | TRUE | America/Chicago | 3 | 52742 | 1840007042 | [10 empty] | DeWittIA
Sawmills | Sawmills | NC | North Carolina | 37027 | Caldwell | 35.8162 | -81.4779 | 5189 | 302 | polygon | FALSE | TRUE | America/New_York | 3 | 28630 28638 | 1840017755 | [10 empty] | SawmillsNC
Paulden | Paulden | AZ | Arizona | 4025 | Yavapai | 34.8899 | -112.4938 | 5189 | 35 | polygon | FALSE | FALSE | America/Phoenix | 3 | 86323 86334 | 1840019162 | [10 empty] | PauldenAZ
Attica | Attica | IN | Indiana | 18045 | Fountain | 40.2874 | -87.2452 | 5187 | 692 | polygon | FALSE | TRUE | America/Indiana/Indianapolis | 3 | 47918 | 1840007244 | [10 empty] | AtticaIN
Mount Olive | Mount Olive | NC | North Carolina | 37191 | Wayne | 35.1997 | -78.0662 | 5183 | 643 | polygon | FALSE | TRUE | America/New_York | 3 | 28365 | 1840016321 | [10 empty] | Mount OliveNC
Boulder Creek | Boulder Creek | CA | California | 6087 | Santa Cruz | 37.1341 | -122.1271 | 5182 | 266 | polygon | FALSE | FALSE | America/Los_Angeles | 3 | 95006 | 1840017650 | [10 empty] | Boulder CreekCA
Tichigan | Tichigan | WI | Wisconsin | 55101 | Racine | 42.8087 | -88.215 | 5179 | 176 | polygon | FALSE | FALSE | America/Chicago | 3 | 53185 | 1840006920 | [10 empty] | TichiganWI
Parker | Parker | TX | Texas | 48085 | Collin | 33.057 | -96.6248 | 5177 | 235 | polygon | FALSE | TRUE | America/Chicago | 3 | 75094 75002 | 1840020661 | [10 empty] | ParkerTX
Dunlap | Dunlap | TN | Tennessee | 47153 | Sequatchie | 35.3675 | -85.3899 | 5176 | 184 | polygon | FALSE | TRUE | America/Chicago | 3 | 37327 | 1840013437 | [10 empty] | DunlapTN
Doffing | Doffing | TX | Texas | 48215 | Hidalgo | 26.2788 | -98.3856 | 5176 | 461 | polygon | FALSE | FALSE | America/Chicago | 3 | 78574 | 1840037042 | [10 empty] | DoffingTX
Collegeville | Collegeville | PA | Pennsylvania | 42091 | Montgomery | 40.1873 | -75.4581 | 5174 | 1270 | polygon | FALSE | TRUE | America/New_York | 3 | 19426 | 1840003696 | [10 empty] | CollegevillePA
West Pleasant View | West Pleasant View | CO | Colorado | 8059 | Jefferson | 39.732 | -105.1785 | 5173 | 1294 | polygon | FALSE | TRUE | America/Denver | 3 | 80401 | 1840074740 | [10 empty] | West Pleasant ViewCO
Broadmoor | Broadmoor | CA | California | 6081 | San Mateo | 37.6914 | -122.4811 | 5170 | 4428 | polygon | FALSE | FALSE | America/Los_Angeles | 2 | 94015 | 1840017623 | [10 empty] | BroadmoorCA
Grandwood Park | Grandwood Park | IL | Illinois | 17097 | Lake | 42.3929 | -87.9871 | 5170 | 1232 | polygon | FALSE | FALSE | America/Chicago | 3 | 60031 60046 | 1840004639 | [10 empty] | Grandwood ParkIL
Creve Coeur | Creve Coeur | IL | Illinois | 17179 | Tazewell | 40.6425 | -89.5983 | 5169 | 471 | polygon | FALSE | TRUE | America/Chicago | 3 | 61610 | 1840011987 | [10 empty] | Creve CoeurIL
Sterling | Sterling | AK | Alaska | 2122 | Kenai Peninsula | 60.5405 | -150.8089 | 5169 | 25 | polygon | FALSE | FALSE | America/Anchorage | 3 | 99672 99669 | 1840023417 | [10 empty] | SterlingAK
Crawfordville | Crawfordville | FL | Florida | 12129 | Wakulla | 30.1995 | -84.3634 | 5164 | 436 | polygon | FALSE | FALSE | America/New_York | 3 | 32327 | 1840025125 | [10 empty] | CrawfordvilleFL
Lake City | Lake City | MN | Minnesota | 27157 | Wabasha | 44.4453 | -92.2796 | 5162 | 441 | polygon | FALSE | TRUE | America/Chicago | 3 | 55041 | 1840000321 | [10 empty] | Lake CityMN
River Ridge | River Ridge | FL | Florida | 12101 | Pasco | 28.2669 | -82.6257 | 5157 | 474 | polygon | FALSE | TRUE | America/New_York | 3 | 34654 | 1840039098 | [10 empty] | River RidgeFL
Erwin | Erwin | NC | North Carolina | 37085 | Harnett | 35.3226 | -78.6734 | 5156 | 472 | polygon | FALSE | TRUE | America/New_York | 3 | 28339 28334 | 1840016328 | [10 empty] | ErwinNC
Grosse Pointe | Grosse Pointe | MI | Michigan | 26163 | Wayne | 42.3915 | -82.9118 | 5154 | 1873 | polygon | FALSE | TRUE | America/Toronto | 3 | 48230 | 1840003976 | [10 empty] | Grosse PointeMI
Blauvelt | Blauvelt | NY | New York | 36087 | Rockland | 41.0689 | -73.9545 | 5152 | 441 | polygon | FALSE | FALSE | America/New_York | 3 | 10913 | 1840004959 | [10 empty] | BlauveltNY
Hanamaulu | Hanamaulu | HI | Hawaii | 15007 | Kauai | 21.9954 | -159.3493 | 5150 | 1563 | polygon | FALSE | FALSE | Pacific/Honolulu | 3 | 96766 | 1840029477 | [10 empty] | HanamauluHI
Bliss Corner | Bliss Corner | MA | Massachusetts | 25005 | Bristol | 41.6054 | -70.9421 | 5150 | 993 | polygon | FALSE | FALSE | America/New_York | 3 | 2748 | 1840003221 | [10 empty] | Bliss CornerMA
Grambling | Grambling | LA | Louisiana | 22061 | Lincoln | 32.5276 | -92.7124 | 5150 | 337 | polygon | FALSE | TRUE | America/Chicago | 3 | 71245 71270 | 1840013807 | [10 empty] | GramblingLA
Bret Harte | Bret Harte | CA | California | 6099 | Stanislaus | 37.6021 | -121.0045 | 5148 | 3612 | polygon | FALSE | TRUE | America/Los_Angeles | 2 | 95358 | 1840036997 | [10 empty] | Bret HarteCA
Ottawa | Ottawa | OH | Ohio | 39137 | Putnam | 41.0203 | -84.0354 | 5147 | 369 | polygon | FALSE | TRUE | America/New_York | 3 | 45875 | 1840011758 | [10 empty] | OttawaOH
Birdsboro | Birdsboro | PA | Pennsylvania | 42011 | Berks | 40.262 | -75.8099 | 5143 | 1500 | polygon | FALSE | TRUE | America/New_York | 3 | 19508 | 1840001172 | [10 empty] | BirdsboroPA
Bristol | Bristol | WI | Wisconsin | 55059 | Kenosha | 42.5378 | -88.0149 | 5142 | 60 | polygon | FALSE | TRUE | America/Chicago | 3 | 53142 53104 | 1840037916 | [10 empty] | BristolWI
PeÃ±uelas | Penuelas | PR | Puerto Rico | 72111 | PeÃ±uelas | 18.0595 | -66.7206 | 5142 | 2059 | polygon | FALSE | FALSE | America/Puerto_Rico | 2 | 624 | 1630023556 | [10 empty] | PeÃ±uelasPR
St. Clairsville | St. Clairsville | OH | Ohio | 39013 | Belmont | 40.0792 | -80.8997 | 5141 | 820 | polygon | FALSE | TRUE | America/New_York | 3 | 43950 | 1840009468 | [10 empty] | St. ClairsvilleOH
Ayden | Ayden | NC | North Carolina | 37147 | Pitt | 35.4694 | -77.4167 | 5141 | 516 | polygon | FALSE | TRUE | America/New_York | 3 | 28513 | 1840015388 | [10 empty] | AydenNC
Glendale | Glendale | CO | Colorado | 8005 | Arapahoe | 39.7036 | -104.9352 | 5141 | 3444 | polygon | FALSE | TRUE | America/Denver | 2 | 80246 | 1840028450 | [10 empty] | GlendaleCO
Turtle Creek | Turtle Creek | PA | Pennsylvania | 42003 | Allegheny | 40.4085 | -79.8214 | 5138 | 2046 | polygon | FALSE | TRUE | America/New_York | 2 | 15145 | 1840001267 | [10 empty] | Turtle CreekPA
Margaret | Margaret | AL | Alabama | 1115 | St. Clair | 33.6735 | -86.468 | 5137 | 201 | polygon | FALSE | TRUE | America/Chicago | 3 | 35112 35120 | 1840016772 | [10 empty] | MargaretAL
Colville | Colville | WA | Washington | 53065 | Stevens | 48.5454 | -117.8986 | 5135 | 604 | polygon | FALSE | TRUE | America/Los_Angeles | 3 | 99114 | 1840018361 | [10 empty] | ColvilleWA
Carle Place | Carle Place | NY | New York | 36059 | Nassau | 40.75 | -73.6122 | 5131 | 2118 | polygon | FALSE | FALSE | America/New_York | 2 | 11514 | 1840005234 | [10 empty] | Carle PlaceNY
Primera | Primera | TX | Texas | 48061 | Cameron | 26.2237 | -97.7528 | 5130 | 713 | polygon | FALSE | TRUE | America/Chicago | 3 | 78552 | 1840022261 | [10 empty] | PrimeraTX
Humboldt | Humboldt | IA | Iowa | 19091 | Humboldt | 42.7232 | -94.2245 | 5128 | 383 | polygon | FALSE | TRUE | America/Chicago | 3 | 50548 | 1840000400 | [10 empty] | HumboldtIA
Sergeant Bluff | Sergeant Bluff | IA | Iowa | 19193 | Woodbury | 42.3976 | -96.3517 | 5127 | 673 | polygon | FALSE | TRUE | America/Chicago | 3 | 51054 | 1840009111 | [10 empty] | Sergeant BluffIA
Homestead Meadows North | Homestead Meadows North | TX | Texas | 48141 | El Paso | 31.8483 | -106.1707 | 5126 | 126 | polygon | FALSE | TRUE | America/Denver | 3 | 79938 | 1840034867 | [10 empty] | Homestead Meadows NorthTX
Spring Valley | Spring Valley | IL | Illinois | 17011 | Bureau | 41.3357 | -89.2034 | 5125 | 269 | polygon | FALSE | TRUE | America/Chicago | 3 | 61362 | 1840009275 | [10 empty] | Spring ValleyIL
Flagler Beach | Flagler Beach | FL | Florida | 12035 | Flagler | 29.4716 | -81.1303 | 5123 | 551 | polygon | FALSE | TRUE | America/New_York | 3 | 32136 | 1840014035 | [10 empty] | Flagler BeachFL
Canutillo | Canutillo | TX | Texas | 48141 | El Paso | 31.9185 | -106.6006 | 5123 | 721 | polygon | FALSE | FALSE | America/Denver | 3 | 79932 79835 | 1840018151 | [10 empty] | CanutilloTX
Rainsville | Rainsville | AL | Alabama | 1049 | DeKalb | 34.4939 | -85.8435 | 5123 | 95 | polygon | FALSE | TRUE | America/Chicago | 3 | 35986 | 1840014658 | [10 empty] | RainsvilleAL
Kenneth City | Kenneth City | FL | Florida | 12103 | Pinellas | 27.8155 | -82.7162 | 5121 | 2770 | polygon | FALSE | TRUE | America/New_York | 2 | 33709 | 1840017244 | [10 empty] | Kenneth CityFL
Lone Grove | Lone Grove | OK | Oklahoma | 40019 | Carter | 34.1809 | -97.2559 | 5121 | 79 | polygon | FALSE | TRUE | America/Chicago | 3 | 73443 73401 | 1840020532 | [10 empty] | Lone GroveOK
Silver Hill | Silver Hill | MD | Maryland | 24033 | Prince George's | 38.8392 | -76.9367 | 5120 | 1476 | polygon | FALSE | FALSE | America/New_York | 3 | 20746 | 1840024548 | [10 empty] | Silver HillMD
Colona | Colona | IL | Illinois | 17073 | Henry | 41.4678 | -90.3445 | 5120 | 518 | polygon | FALSE | TRUE | America/Chicago | 3 | 61241 | 1840007098 | [10 empty] | ColonaIL
Tara Hills | Tara Hills | CA | California | 6013 | Contra Costa | 37.9939 | -122.3188 | 5117 | 2972 | polygon | FALSE | FALSE | America/Los_Angeles | 2 | 94806 | 1840028315 | [10 empty] | Tara HillsCA
Battlement Mesa | Battlement Mesa | CO | Colorado | 8045 | Garfield | 39.4505 | -108.0066 | 5116 | 170 | polygon | FALSE | FALSE | America/Denver | 3 | 81635 81636 | 1840017532 | [10 empty] | Battlement MesaCO
Post | Post | TX | Texas | 48169 | Garza | 33.1911 | -101.3814 | 5115 | 527 | polygon | FALSE | TRUE | America/Chicago | 3 | 79356 | 1840020667 | [10 empty] | PostTX
Bowie | Bowie | TX | Texas | 48337 | Montague | 33.5566 | -97.844 | 5114 | 357 | polygon | FALSE | TRUE | America/Chicago | 3 | 76230 | 1840019314 | [10 empty] | BowieTX
McGuire AFB | McGuire AFB | NJ | New Jersey | 34005 | Burlington | 40.0285 | -74.5883 | 5113 | 366 | polygon | TRUE | TRUE | America/New_York | 3 | 08641 08562 | 1840073621 | [10 empty] | McGuire AFBNJ
Carmi | Carmi | IL | Illinois | 17193 | White | 38.0863 | -88.1718 | 5111 | 748 | polygon | FALSE | TRUE | America/Chicago | 3 | 62821 | 1840007525 | [10 empty] | CarmiIL
Kings Park | Kings Park | VA | Virginia | 51059 | Fairfax | 38.8026 | -77.2396 | 5109 | 1516 | polygon | FALSE | FALSE | America/New_York | 3 | 22151 | 1840024574 | [10 empty] | Kings ParkVA
Quantico Base | Quantico Base | VA | Virginia | 51153 | Prince William | 38.5228 | -77.3187 | 5109 | 282 | polygon | TRUE | TRUE | America/New_York | 3 | 22134 | 1840073661 | [10 empty] | Quantico BaseVA
Coco | Coco | PR | Puerto Rico | 72123 | Salinas | 18.001 | -66.2603 | 5108 | 1209 | polygon | FALSE | FALSE | America/Puerto_Rico | 3 | 751 | 1630023633 | [10 empty] | CocoPR
Utica | Utica | MI | Michigan | 26099 | Macomb | 42.629 | -83.0218 | 5107 | 1121 | polygon | FALSE | TRUE | America/Detroit | 3 | 48315 48317 48318 | 1840002417 | [10 empty] | UticaMI
Schuylkill Haven | Schuylkill Haven | PA | Pennsylvania | 42107 | Schuylkill | 40.6284 | -76.1729 | 5106 | 1410 | polygon | FALSE | TRUE | America/New_York | 3 | 17972 | 1840002778 | [10 empty] | Schuylkill HavenPA
Scott City | Scott City | MO | Missouri | 29201 | Scott | 37.2243 | -89.536 | 5104 | 357 | polygon | FALSE | TRUE | America/Chicago | 3 | 63780 | 1840009923 | [10 empty] | Scott CityMO
Portland | Portland | MI | Michigan | 26067 | Ionia | 42.8696 | -84.899 | 5104 | 579 | polygon | FALSE | TRUE | America/Detroit | 3 | 48875 | 1840003073 | [10 empty] | PortlandMI
Poplar Grove | Poplar Grove | IL | Illinois | 17007 | Boone | 42.3516 | -88.8353 | 5104 | 257 | polygon | FALSE | TRUE | America/Chicago | 3 | 61065 | 1840011146 | [10 empty] | Poplar GroveIL
Buellton | Buellton | CA | California | 6083 | Santa Barbara | 34.6152 | -120.1943 | 5102 | 1245 | polygon | FALSE | TRUE | America/Los_Angeles | 3 | 93427 | 1840019186 | [10 empty] | BuelltonCA
Daleville | Daleville | AL | Alabama | 1045 | Dale | 31.2915 | -85.7117 | 5102 | 139 | polygon | FALSE | TRUE | America/Chicago | 3 | 36322 | 1840014955 | [10 empty] | DalevilleAL
Belleview | Belleview | FL | Florida | 12083 | Marion | 29.0609 | -82.0565 | 5101 | 507 | polygon | FALSE | TRUE | America/New_York | 3 | 34420 34421 | 1840014040 | [10 empty] | BelleviewFL
Denair | Denair | CA | California | 6099 | Stanislaus | 37.5262 | -120.7994 | 5101 | 944 | polygon | FALSE | FALSE | America/Los_Angeles | 3 | 95316 | 1840018906 | [10 empty] | DenairCA
Highland Lakes | Highland Lakes | NJ | New Jersey | 34037 | Sussex | 41.1716 | -74.4643 | 5098 | 455 | polygon | FALSE | FALSE | America/New_York | 3 | 07462 07422 | 1840033298 | [10 empty] | Highland LakesNJ
Johnstown | Johnstown | OH | Ohio | 39089 | Licking | 40.15 | -82.6881 | 5098 | 659 | polygon | FALSE | TRUE | America/New_York | 3 | 43031 | 1840012328 | [10 empty] | JohnstownOH
South Pasadena | South Pasadena | FL | Florida | 12103 | Pinellas | 27.7526 | -82.7394 | 5095 | 3224 | polygon | FALSE | TRUE | America/New_York | 2 | 33707 | 1840015979 | [10 empty] | South PasadenaFL
South Haven | South Haven | IN | Indiana | 18127 | Porter | 41.5438 | -87.1367 | 5092 | 1582 | polygon | FALSE | FALSE | America/Chicago | 3 | 46385 | 1840004834 | [10 empty] | South HavenIN
Hugo | Hugo | OK | Oklahoma | 40023 | Choctaw | 34.0121 | -95.5115 | 5092 | 303 | polygon | FALSE | TRUE | America/Chicago | 3 | 74743 | 1840020546 | [10 empty] | HugoOK
Tice | Tice | FL | Florida | 12071 | Lee | 26.6758 | -81.8171 | 5092 | 1786 | polygon | FALSE | FALSE | America/New_York | 3 | 33905 | 1840014219 | [10 empty] | TiceFL
Town and Country | Town and Country | WA | Washington | 53063 | Spokane | 47.7259 | -117.422 | 5090 | 1637 | polygon | FALSE | FALSE | America/Los_Angeles | 3 | 99208 | 1840037888 | [10 empty] | Town and CountryWA
Lakeview | Lakeview | GA | Georgia | 13047 | Catoosa | 34.9777 | -85.2539 | 5089 | 864 | polygon | FALSE | FALSE | America/New_York | 3 | 30741 | 1840013553 | [10 empty] | LakeviewGA
Morganville | Morganville | NJ | New Jersey | 34025 | Monmouth | 40.3756 | -74.2444 | 5088 | 362 | polygon | FALSE | FALSE | America/New_York | 3 | 7751 | 1840005442 | [10 empty] | MorganvilleNJ
New Burlington | New Burlington | OH | Ohio | 39061 | Hamilton | 39.2624 | -84.552 | 5088 | 635 | polygon | FALSE | FALSE | America/New_York | 3 | 45240 45231 | 1840139258 | [10 empty] | New BurlingtonOH
Holbrook | Holbrook | AZ | Arizona | 4017 | Navajo | 34.9044 | -110.1672 | 5084 | 113 | polygon | FALSE | TRUE | America/Phoenix | 3 | 86025 | 1840020334 | [10 empty] | HolbrookAZ
Four Corners | Four Corners | MT | Montana | 30031 | Gallatin | 45.6704 | -111.178 | 5084 | 183 | polygon | FALSE | FALSE | America/Denver | 3 | 59718 59771 | 1840032809 | [10 empty] | Four CornersMT
Rio Hondo | Rio Hondo | TX | Texas | 48061 | Cameron | 26.2347 | -97.5817 | 5082 | 619 | polygon | FALSE | TRUE | America/Chicago | 3 | 78583 | 1840021038 | [10 empty] | Rio HondoTX
Sheldon | Sheldon | IA | Iowa | 19141 | O'Brien | 43.1796 | -95.8441 | 5082 | 421 | polygon | FALSE | TRUE | America/Chicago | 3 | 51201 | 1840009046 | [10 empty] | SheldonIA
North Fond du Lac | North Fond du Lac | WI | Wisconsin | 55039 | Fond du Lac | 43.8107 | -88.4861 | 5081 | 924 | polygon | FALSE | TRUE | America/Chicago | 3 | 54937 | 1840002607 | [10 empty] | North Fond du LacWI
Crestwood | Crestwood | KY | Kentucky | 21185 | Oldham | 38.3356 | -85.4839 | 5081 | 484 | polygon | FALSE | TRUE | America/New_York | 3 | 40014 | 1840014284 | [10 empty] | CrestwoodKY
Fox Chapel | Fox Chapel | PA | Pennsylvania | 42003 | Allegheny | 40.5247 | -79.8898 | 5076 | 249 | polygon | FALSE | TRUE | America/New_York | 3 | 15215 15238 | 1840001197 | [10 empty] | Fox ChapelPA
Vinton | Vinton | IA | Iowa | 19011 | Benton | 42.1631 | -92.026 | 5075 | 401 | polygon | FALSE | TRUE | America/Chicago | 3 | 52349 | 1840000470 | [10 empty] | VintonIA
De Motte | De Motte | IN | Indiana | 18073 | Jasper | 41.1988 | -87.1973 | 5073 | 447 | polygon | FALSE | TRUE | America/Chicago | 3 | 46310 | 1840030064 | [10 empty] | De MotteIN
Silver Springs | Silver Springs | NV | Nevada | 32019 | Lyon | 39.3826 | -119.2149 | 5073 | 27 | polygon | FALSE | FALSE | America/Los_Angeles | 3 | 89429 | 1840018797 | [10 empty] | Silver SpringsNV
Maplewood | Maplewood | WA | Washington | 53053 | Pierce | 47.3716 | -122.5689 | 5072 | 236 | polygon | FALSE | FALSE | America/Los_Angeles | 3 | 98332 | 1840037569 | [10 empty] | MaplewoodWA
Glencoe | Glencoe | AL | Alabama | 1055 | Etowah | 33.9449 | -85.9319 | 5071 | 116 | polygon | FALSE | TRUE | America/Chicago | 3 | 35903 35905 | 1840003257 | [10 empty] | GlencoeAL
Shanor-Northvue | Shanor-Northvue | PA | Pennsylvania | 42019 | Butler | 40.9104 | -79.9157 | 5068 | 289 | polygon | FALSE | TRUE | America/New_York | 3 | 16001 | 1840035235 | [10 empty] | Shanor-NorthvuePA
Massac | Massac | KY | Kentucky | 21145 | McCracken | 37.0335 | -88.6859 | 5064 | 485 | polygon | FALSE | FALSE | America/Chicago | 3 | 42001 | 1840013263 | [10 empty] | MassacKY
Munroe Falls | Munroe Falls | OH | Ohio | 39153 | Summit | 41.1386 | -81.4344 | 5063 | 705 | polygon | FALSE | TRUE | America/New_York | 3 | 44278 44262 | 1840000798 | [10 empty] | Munroe FallsOH
Saltillo | Saltillo | MS | Mississippi | 28081 | Lee | 34.3789 | -88.6939 | 5062 | 238 | polygon | FALSE | TRUE | America/Chicago | 3 | 38866 | 1840015560 | [10 empty] | SaltilloMS
Monee | Monee | IL | Illinois | 17197 | Will | 41.4181 | -87.7499 | 5061 | 439 | polygon | FALSE | TRUE | America/Chicago | 3 | 60449 | 1840011492 | [10 empty] | MoneeIL
Iowa Falls | Iowa Falls | IA | Iowa | 19083 | Hardin | 42.519 | -93.2662 | 5059 | 362 | polygon | FALSE | TRUE | America/Chicago | 3 | 50126 | 1840008079 | [10 empty] | Iowa FallsIA
Roseburg North | Roseburg North | OR | Oregon | 41019 | Douglas | 43.2653 | -123.3025 | 5059 | 89 | polygon | FALSE | TRUE | America/Los_Angeles | 3 | 97470 97495 | 1840074590 | [10 empty] | Roseburg NorthOR
Buckley | Buckley | WA | Washington | 53053 | Pierce | 47.1615 | -122.02 | 5058 | 505 | polygon | FALSE | TRUE | America/Los_Angeles | 3 | 98321 | 1840018455 | [10 empty] | BuckleyWA
Gretna | Gretna | NE | Nebraska | 31153 | Sarpy | 41.1319 | -96.2447 | 5058 | 802 | polygon | FALSE | TRUE | America/Chicago | 3 | 68028 | 1840007143 | [10 empty] | GretnaNE
Stewartstown | Stewartstown | PA | Pennsylvania | 42133 | York | 39.7528 | -76.5925 | 5057 | 1037 | polygon | FALSE | TRUE | America/New_York | 3 | 17363 | 1840001465 | [10 empty] | StewartstownPA
West Hills | West Hills | NY | New York | 36103 | Suffolk | 40.8198 | -73.4339 | 5055 | 396 | polygon | FALSE | FALSE | America/New_York | 3 | 11743 11747 | 1840034031 | [10 empty] | West HillsNY
Glen Head | Glen Head | NY | New York | 36059 | Nassau | 40.845 | -73.618 | 5053 | 1187 | polygon | FALSE | FALSE | America/New_York | 3 | 11545 | 1840005259 | [10 empty] | Glen HeadNY
Salinas | Salinas | PR | Puerto Rico | 72123 | Salinas | 17.9779 | -66.2961 | 5051 | 2495 | polygon | FALSE | FALSE | America/Puerto_Rico | 2 | 751 | 1630035570 | [10 empty] | SalinasPR
Clifton | Clifton | AZ | Arizona | 4011 | Greenlee | 33.0249 | -109.2883 | 5049 | 98 | polygon | FALSE | TRUE | America/Phoenix | 3 | 85533 | 1840022949 | [10 empty] | CliftonAZ
Offutt AFB | Offutt AFB | NE | Nebraska | 31153 | Sarpy | 41.1207 | -95.9209 | 5048 | 491 | polygon | TRUE | TRUE | America/Chicago | 3 | 68113 68123 | 1840073770 | [10 empty] | Offutt AFBNE
Berkeley | Berkeley | IL | Illinois | 17031 | Cook | 41.8891 | -87.9114 | 5048 | 1390 | polygon | FALSE | TRUE | America/Chicago | 3 | 60163 | 1840011249 | [10 empty] | BerkeleyIL
Carver | Carver | MN | Minnesota | 27019 | Carver | 44.76 | -93.6305 | 5046 | 440 | polygon | FALSE | TRUE | America/Chicago | 3 | 55315 55318 | 1840006758 | [10 empty] | CarverMN
Dundee | Dundee | FL | Florida | 12105 | Polk | 28.0115 | -81.5995 | 5044 | 185 | polygon | FALSE | TRUE | America/New_York | 3 | 33898 33877 33838 33844 | 1840017241 | [10 empty] | DundeeFL
North Scituate | North Scituate | MA | Massachusetts | 25023 | Plymouth | 42.2121 | -70.7652 | 5044 | 519 | polygon | FALSE | FALSE | America/New_York | 3 | 2066 | 1840004680 | [10 empty] | North ScituateMA
Montevideo | Montevideo | MN | Minnesota | 27023 | Chippewa | 44.9505 | -95.7153 | 5043 | 413 | polygon | FALSE | TRUE | America/Chicago | 3 | 56265 | 1840007837 | [10 empty] | MontevideoMN
Sulphur | Sulphur | OK | Oklahoma | 40099 | Murray | 34.4977 | -96.9899 | 5043 | 283 | polygon | FALSE | TRUE | America/Chicago | 3 | 73086 | 1840021891 | [10 empty] | SulphurOK
Summit | Summit | WI | Wisconsin | 55133 | Waukesha | 43.0504 | -88.4815 | 5041 | 92 | polygon | FALSE | TRUE | America/Chicago | 3 | 53066 | 1840072793 | [10 empty] | SummitWI
Amelia | Amelia | OH | Ohio | 39025 | Clermont | 39.0229 | -84.2184 | 5039 | 1085 | polygon | FALSE | FALSE | America/New_York | 3 | 45102 | 1840010681 | [10 empty] | AmeliaOH
Mechanicville | Mechanicville | NY | New York | 36091 | Saratoga | 42.9037 | -73.6895 | 5037 | 2313 | polygon | FALSE | TRUE | America/New_York | 2 | 12118 | 1840000368 | [10 empty] | MechanicvilleNY
Barling | Barling | AR | Arkansas | 5131 | Sebastian | 35.3284 | -94.2792 | 5036 | 189 | polygon | FALSE | TRUE | America/Chicago | 3 | 72941 72923 | 1840013455 | [10 empty] | BarlingAR
Krum | Krum | TX | Texas | 48121 | Denton | 33.2652 | -97.2256 | 5036 | 783 | polygon | FALSE | TRUE | America/Chicago | 3 | 76249 | 1840020645 | [10 empty] | KrumTX
Terryville | Terryville | CT | Connecticut | 9005 | Litchfield | 41.6784 | -73.0064 | 5030 | 703 | polygon | FALSE | FALSE | America/New_York | 3 | 6786 | 1840003261 | [10 empty] | TerryvilleCT
La Crescent | La Crescent | MN | Minnesota | 27055 | Houston | 43.8299 | -91.3043 | 5029 | 582 | polygon | FALSE | TRUE | America/Chicago | 3 | 55947 | 1840007938 | [10 empty] | La CrescentMN
Worland | Worland | WY | Wyoming | 56043 | Washakie | 44.0026 | -107.9543 | 5024 | 422 | polygon | FALSE | TRUE | America/Denver | 3 | 82401 | 1840021266 | [10 empty] | WorlandWY
Olyphant | Olyphant | PA | Pennsylvania | 42069 | Lackawanna | 41.4507 | -75.5753 | 5023 | 356 | polygon | FALSE | TRUE | America/New_York | 3 | 18447 18512 18448 | 1840003388 | [10 empty] | OlyphantPA
Stafford Springs | Stafford Springs | CT | Connecticut | 9013 | Tolland | 41.9595 | -72.3105 | 5023 | 304 | polygon | FALSE | FALSE | America/New_York | 3 | 6076 | 1840003275 | [10 empty] | Stafford SpringsCT
Whiskey Creek | Whiskey Creek | FL | Florida | 12071 | Lee | 26.5733 | -81.8903 | 5022 | 1255 | polygon | FALSE | FALSE | America/New_York | 3 | 33919 | 1840029099 | [10 empty] | Whiskey CreekFL
Doney Park | Doney Park | AZ | Arizona | 4005 | Coconino | 35.2687 | -111.5053 | 5021 | 129 | polygon | FALSE | TRUE | America/Phoenix | 3 | 86004 | 1840075310 | [10 empty] | Doney ParkAZ
Glennville | Glennville | GA | Georgia | 13267 | Tattnall | 31.9382 | -81.9305 | 5020 | 274 | polygon | FALSE | TRUE | America/New_York | 3 | 30427 | 1840013832 | [10 empty] | GlennvilleGA
Sea Cliff | Sea Cliff | NY | New York | 36059 | Nassau | 40.8441 | -73.6442 | 5020 | 1738 | polygon | FALSE | TRUE | America/New_York | 3 | 11579 | 1840005326 | [10 empty] | Sea CliffNY
Abbeville | Abbeville | SC | South Carolina | 45001 | Abbeville | 34.1787 | -82.3774 | 5019 | 311 | polygon | FALSE | TRUE | America/New_York | 3 | 29620 | 1840013618 | [10 empty] | AbbevilleSC
Muleshoe | Muleshoe | TX | Texas | 48017 | Bailey | 34.2292 | -102.7284 | 5019 | 564 | polygon | FALSE | TRUE | America/Chicago | 3 | 79347 | 1840020541 | [10 empty] | MuleshoeTX
West Salem | West Salem | WI | Wisconsin | 55063 | La Crosse | 43.8989 | -91.0883 | 5015 | 578 | polygon | FALSE | TRUE | America/Chicago | 3 | 54669 | 1840002575 | [10 empty] | West SalemWI
Guerneville | Guerneville | CA | California | 6097 | Sonoma | 38.5137 | -122.9894 | 5014 | 199 | polygon | FALSE | FALSE | America/Los_Angeles | 3 | 95446 95471 | 1840017578 | [10 empty] | GuernevilleCA
Hawaiian Ocean View | Hawaiian Ocean View | HI | Hawaii | 15001 | Hawaii | 19.0959 | -155.775 | 5011 | 53 | polygon | FALSE | FALSE | Pacific/Honolulu | 3 | 96737 | 1840029581 | [10 empty] | Hawaiian Ocean ViewHI
West Sayville | West Sayville | NY | New York | 36103 | Suffolk | 40.7294 | -73.105 | 5010 | 1007 | polygon | FALSE | FALSE | America/New_York | 3 | 11769 11796 | 1840005112 | [10 empty] | West SayvilleNY
Mullins | Mullins | SC | South Carolina | 45067 | Marion | 34.2042 | -79.2535 | 5010 | 533 | polygon | FALSE | TRUE | America/New_York | 3 | 29574 | 1840014719 | [10 empty] | MullinsSC
Swoyersville | Swoyersville | PA | Pennsylvania | 42079 | Luzerne | 41.2975 | -75.8799 | 5009 | 910 | polygon | FALSE | TRUE | America/New_York | 3 | 18704 | 1840000771 | [10 empty] | SwoyersvillePA
Hoopeston | Hoopeston | IL | Illinois | 17183 | Vermilion | 40.4608 | -87.6635 | 5009 | 524 | polygon | FALSE | TRUE | America/Chicago | 3 | 60942 | 1840007236 | [10 empty] | HoopestonIL
Greenfield | Greenfield | OH | Ohio | 39071 | Highland | 39.3535 | -83.3884 | 5008 | 846 | polygon | FALSE | TRUE | America/New_York | 3 | 45123 | 1840008513 | [10 empty] | GreenfieldOH
Hudson | Hudson | TX | Texas | 48005 | Angelina | 31.3285 | -94.8014 | 5005 | 381 | polygon | FALSE | TRUE | America/Chicago | 3 | 75904 | 1840020838 | [10 empty] | HudsonTX
Ridgeland | Ridgeland | SC | South Carolina | 45053 | Jasper | 32.468 | -80.9176 | 5005 | 30 | polygon | FALSE | TRUE | America/New_York | 3 | 29936 | 1840018086 | [10 empty] | RidgelandSC
Dwight | Dwight | IL | Illinois | 17105 | Livingston | 41.0987 | -88.424 | 5005 | 490 | polygon | FALSE | TRUE | America/Chicago | 3 | 60420 | 1840011783 | [10 empty] | DwightIL
Oak Park Heights | Oak Park Heights | MN | Minnesota | 27163 | Washington | 45.0324 | -92.8099 | 5003 | 667 | polygon | FALSE | TRUE | America/Chicago | 3 | 55082 | 1840007812 | [10 empty] | Oak Park HeightsMN
Gillespie | Gillespie | IL | Illinois | 17117 | Macoupin | 39.1258 | -89.8173 | 5002 | 803 | polygon | FALSE | TRUE | America/Chicago | 3 | 62033 | 1840008489 | [10 empty] | GillespieIL
Midfield | Midfield | AL | Alabama | 1073 | Jefferson | 33.4552 | -86.9226 | 5002 | 727 | polygon | FALSE | TRUE | America/Chicago | 3 | 35221 35228 | 1840014791 | [10 empty] | MidfieldAL
Westvale | Westvale | NY | New York | 36067 | Onondaga | 43.04 | -76.2177 | 5000 | 1414 | polygon | FALSE | FALSE | America/New_York | 3 | 13219 | 1840004318 | [10 empty] | WestvaleNY
Timnath | Timnath | CO | Colorado | 8069 | Larimer | 40.5343 | -104.962 | 4998 | 306 | polygon | FALSE | TRUE | America/Denver | 3 | 80547 80528 80524 80525 | 1840022410 | [10 empty] | TimnathCO
Dellwood | Dellwood | MO | Missouri | 29189 | St. Louis | 38.7564 | -90.2767 | 4997 | 1863 | polygon | FALSE | TRUE | America/Chicago | 3 | 63136 63135 | 1840007455 | [10 empty] | DellwoodMO
South Barrington | South Barrington | IL | Illinois | 17031 | Cook | 42.0881 | -88.158 | 4996 | 259 | polygon | FALSE | TRUE | America/Chicago | 3 | 60010 | 1840011322 | [10 empty] | South BarringtonIL
Pine Manor | Pine Manor | FL | Florida | 12071 | Lee | 26.5727 | -81.8775 | 4993 | 4314 | polygon | FALSE | FALSE | America/New_York | 2 | 33907 | 1840028755 | [10 empty] | Pine ManorFL
Milan | Milan | IL | Illinois | 17161 | Rock Island | 41.4415 | -90.5593 | 4991 | 308 | polygon | FALSE | TRUE | America/Chicago | 3 | 61264 | 1840011444 | [10 empty] | MilanIL
Orangetree | Orangetree | FL | Florida | 12021 | Collier | 26.2929 | -81.5786 | 4989 | 529 | polygon | FALSE | FALSE | America/New_York | 3 | 34120 | 1840014234 | [10 empty] | OrangetreeFL
Pittsburg | Pittsburg | TX | Texas | 48063 | Camp | 32.9997 | -94.9668 | 4988 | 503 | polygon | FALSE | TRUE | America/Chicago | 3 | 75686 | 1840020682 | [10 empty] | PittsburgTX
Concordia | Concordia | KS | Kansas | 20029 | Cloud | 39.5669 | -97.6466 | 4987 | 427 | polygon | FALSE | TRUE | America/Chicago | 3 | 66901 | 1840001541 | [10 empty] | ConcordiaKS
Manchester | Manchester | IA | Iowa | 19055 | Delaware | 42.4854 | -91.4556 | 4986 | 396 | polygon | FALSE | TRUE | America/Chicago | 3 | 52057 | 1840009099 | [10 empty] | ManchesterIA
Montrose-Ghent | Montrose-Ghent | OH | Ohio | 39153 | Summit | 41.1538 | -81.6438 | 4986 | 204 | polygon | FALSE | TRUE | America/New_York | 3 | 44333 44372 | 1840073767 | [10 empty] | Montrose-GhentOH
Gibson | Gibson | AR | Arkansas | 5119 | Pulaski | 34.8923 | -92.2341 | 4985 | 404 | polygon | FALSE | FALSE | America/Chicago | 3 | 72120 | 1840013533 | [10 empty] | GibsonAR
Huxley | Huxley | IA | Iowa | 19169 | Story | 41.8963 | -93.5914 | 4980 | 485 | polygon | FALSE | TRUE | America/Chicago | 3 | 50046 50124 | 1840007020 | [10 empty] | HuxleyIA
Princeton | Princeton | MN | Minnesota | 27095 | Mille Lacs | 45.5689 | -93.59 | 4975 | 383 | polygon | FALSE | TRUE | America/Chicago | 3 | 55371 | 1840008869 | [10 empty] | PrincetonMN
Alexandria | Alexandria | IN | Indiana | 18095 | Madison | 40.2584 | -85.676 | 4968 | 729 | polygon | FALSE | TRUE | America/Indiana/Indianapolis | 3 | 46001 | 1840007241 | [10 empty] | AlexandriaIN
Winnsboro | Winnsboro | LA | Louisiana | 22041 | Franklin | 32.1651 | -91.721 | 4967 | 439 | polygon | FALSE | TRUE | America/Chicago | 3 | 71295 71230 | 1840015814 | [10 empty] | WinnsboroLA
Medical Lake | Medical Lake | WA | Washington | 53063 | Spokane | 47.5712 | -117.6893 | 4966 | 568 | polygon | FALSE | TRUE | America/Los_Angeles | 3 | 99022 | 1840019804 | [10 empty] | Medical LakeWA
Redwood Falls | Redwood Falls | MN | Minnesota | 27127 | Redwood | 44.5471 | -95.1031 | 4963 | 363 | polygon | FALSE | TRUE | America/Chicago | 3 | 56283 | 1840008961 | [10 empty] | Redwood FallsMN
Adairsville | Adairsville | GA | Georgia | 13015 | Bartow | 34.3708 | -84.9211 | 4963 | 204 | polygon | FALSE | TRUE | America/New_York | 3 | 30103 | 1840013620 | [10 empty] | AdairsvilleGA
White Hall | White Hall | AR | Arkansas | 5069 | Jefferson | 34.2737 | -92.1005 | 4963 | 274 | polygon | FALSE | TRUE | America/Chicago | 3 | 71602 | 1840015566 | [10 empty] | White HallAR
Jonesboro | Jonesboro | GA | Georgia | 13063 | Clayton | 33.5212 | -84.3541 | 4962 | 757 | polygon | FALSE | TRUE | America/New_York | 3 | 30236 30237 | 1840014816 | [10 empty] | JonesboroGA
Polk City | Polk City | IA | Iowa | 19153 | Polk | 41.7773 | -93.7132 | 4961 | 376 | polygon | FALSE | TRUE | America/Chicago | 3 | 50226 | 1840009220 | [10 empty] | Polk CityIA
Parker | Parker | AZ | Arizona | 4012 | La Paz | 34.0286 | -114.2224 | 4959 | 56 | polygon | FALSE | TRUE | America/Phoenix | 3 | 85344 85346 | 1840022875 | [10 empty] | ParkerAZ
Carrollton | Carrollton | KY | Kentucky | 21041 | Carroll | 38.68 | -85.1656 | 4958 | 716 | polygon | FALSE | TRUE | America/New_York | 3 | 41008 | 1840014272 | [10 empty] | CarrolltonKY
Everson | Everson | WA | Washington | 53073 | Whatcom | 48.9123 | -122.351 | 4957 | 839 | polygon | FALSE | TRUE | America/Los_Angeles | 3 | 98247 | 1840019750 | [10 empty] | EversonWA
Clementon | Clementon | NJ | New Jersey | 34007 | Camden | 39.8046 | -74.9851 | 4957 | 1011 | polygon | FALSE | TRUE | America/New_York | 3 | 8021 | 1840003773 | [10 empty] | ClementonNJ
Raeford | Raeford | NC | North Carolina | 37093 | Hoke | 34.981 | -79.2291 | 4956 | 446 | polygon | FALSE | TRUE | America/New_York | 3 | 28376 | 1840014612 | [10 empty] | RaefordNC
Wellington | Wellington | OH | Ohio | 39093 | Lorain | 41.161 | -82.2268 | 4955 | 522 | polygon | FALSE | TRUE | America/New_York | 3 | 44090 | 1840011595 | [10 empty] | WellingtonOH
Becker | Becker | MN | Minnesota | 27141 | Sherburne | 45.3815 | -93.8737 | 4954 | 181 | polygon | FALSE | TRUE | America/Chicago | 3 | 55308 | 1840006700 | [10 empty] | BeckerMN
Cicero | Cicero | IN | Indiana | 18057 | Hamilton | 40.1247 | -86.0242 | 4953 | 1174 | polygon | FALSE | TRUE | America/Indiana/Indianapolis | 3 | 46034 | 1840009459 | [10 empty] | CiceroIN
Kingsford | Kingsford | MI | Michigan | 26043 | Dickinson | 45.8061 | -88.0994 | 4951 | 441 | polygon | FALSE | TRUE | America/Menominee | 3 | 49802 | 1840001992 | [10 empty] | KingsfordMI
Richland Center | Richland Center | WI | Wisconsin | 55103 | Richland | 43.3403 | -90.384 | 4951 | 410 | polygon | FALSE | TRUE | America/Chicago | 3 | 53581 | 1840024306 | [10 empty] | Richland CenterWI
Westlake | Westlake | LA | Louisiana | 22019 | Calcasieu | 30.2606 | -93.2638 | 4951 | 518 | polygon | FALSE | TRUE | America/Chicago | 3 | 70669 | 1840015928 | [10 empty] | WestlakeLA
Mayfair | Mayfair | CA | California | 6019 | Fresno | 36.7693 | -119.7612 | 4950 | 3686 | polygon | FALSE | TRUE | America/Los_Angeles | 2 | 93703 | 1840075970 | [10 empty] | MayfairCA
Wildwood | Wildwood | NJ | New Jersey | 34009 | Cape May | 38.9877 | -74.8188 | 4948 | 1239 | polygon | FALSE | TRUE | America/New_York | 3 | 8260 | 1840001602 | [10 empty] | WildwoodNJ
Beckett | Beckett | NJ | New Jersey | 34015 | Gloucester | 39.7565 | -75.3564 | 4947 | 1090 | polygon | FALSE | FALSE | America/New_York | 3 | 8085 | 1840033476 | [10 empty] | BeckettNJ
Alvarado | Alvarado | TX | Texas | 48251 | Johnson | 32.4068 | -97.2149 | 4945 | 421 | polygon | FALSE | TRUE | America/Chicago | 3 | 76009 | 1840019465 | [10 empty] | AlvaradoTX
Centreville | Centreville | MD | Maryland | 24035 | Queen Anne's | 39.042 | -76.0631 | 4944 | 697 | polygon | FALSE | TRUE | America/New_York | 3 | 21617 | 1840005899 | [10 empty] | CentrevilleMD
Blue Point | Blue Point | NY | New York | 36103 | Suffolk | 40.7518 | -73.0352 | 4942 | 1059 | polygon | FALSE | FALSE | America/New_York | 3 | 11715 | 1840005019 | [10 empty] | Blue PointNY
Wheatley Heights | Wheatley Heights | NY | New York | 36103 | Suffolk | 40.7625 | -73.3704 | 4942 | 1451 | polygon | FALSE | FALSE | America/New_York | 3 | 11798 | 1840005114 | [10 empty] | Wheatley HeightsNY
Jasper | Jasper | FL | Florida | 12047 | Hamilton | 30.5062 | -82.954 | 4941 | 664 | polygon | FALSE | TRUE | America/New_York | 3 | 32052 | 1840015028 | [10 empty] | JasperFL
Vancleave | Vancleave | MS | Mississippi | 28059 | Jackson | 30.5483 | -88.6675 | 4939 | 44 | polygon | FALSE | FALSE | America/Chicago | 3 | 39565 | 1840013934 | [10 empty] | VancleaveMS
Circle Pines | Circle Pines | MN | Minnesota | 27003 | Anoka | 45.1409 | -93.1505 | 4938 | 1090 | polygon | FALSE | TRUE | America/Chicago | 3 | 55014 | 1840006711 | [10 empty] | Circle PinesMN
Fairfield | Fairfield | IL | Illinois | 17191 | Wayne | 38.3799 | -88.3724 | 4936 | 472 | polygon | FALSE | TRUE | America/Chicago | 3 | 62837 | 1840008641 | [10 empty] | FairfieldIL
Bolivar | Bolivar | TN | Tennessee | 47069 | Hardeman | 35.2645 | -89.0118 | 4936 | 234 | polygon | FALSE | TRUE | America/Chicago | 3 | 38008 | 1840013465 | [10 empty] | BolivarTN
Maize | Maize | KS | Kansas | 20173 | Sedgwick | 37.7748 | -97.462 | 4934 | 197 | polygon | FALSE | TRUE | America/Chicago | 3 | 67101 67223 | 1840009869 | [10 empty] | MaizeKS
Pleasant Garden | Pleasant Garden | NC | North Carolina | 37081 | Guilford | 35.9595 | -79.7599 | 4932 | 126 | polygon | FALSE | TRUE | America/New_York | 3 | 27406 27313 | 1840016142 | [10 empty] | Pleasant GardenNC
Mount Carmel | Mount Carmel | OH | Ohio | 39025 | Clermont | 39.0978 | -84.2995 | 4932 | 1040 | polygon | FALSE | FALSE | America/New_York | 3 | 45244 45245 | 1840034326 | [10 empty] | Mount CarmelOH
Cold Spring Harbor | Cold Spring Harbor | NY | New York | 36103 | Suffolk | 40.8608 | -73.4488 | 4932 | 519 | polygon | FALSE | FALSE | America/New_York | 3 | 11743 11724 | 1840005029 | [10 empty] | Cold Spring HarborNY
Kanab | Kanab | UT | Utah | 49025 | Kane | 37.0262 | -112.5219 | 4931 | 131 | polygon | FALSE | TRUE | America/Denver | 3 | 84741 | 1840018947 | [10 empty] | KanabUT
Long View | Long View | NC | North Carolina | 37035 | Catawba | 35.7217 | -81.3858 | 4930 | 475 | polygon | FALSE | TRUE | America/New_York | 3 | 28601 28602 | 1840033007 | [10 empty] | Long ViewNC
Sheridan | Sheridan | AR | Arkansas | 5053 | Grant | 34.2995 | -92.4226 | 4929 | 160 | polygon | FALSE | TRUE | America/Chicago | 3 | 72150 | 1840015565 | [10 empty] | SheridanAR
Blackwood | Blackwood | NJ | New Jersey | 34007 | Camden | 39.7982 | -75.0629 | 4929 | 1560 | polygon | FALSE | FALSE | America/New_York | 3 | 8012 | 1840005560 | [10 empty] | BlackwoodNJ
Farmville | Farmville | NC | North Carolina | 37147 | Pitt | 35.5955 | -77.5913 | 4928 | 545 | polygon | FALSE | TRUE | America/New_York | 3 | 27828 | 1840016275 | [10 empty] | FarmvilleNC
Northvale | Northvale | NJ | New Jersey | 34003 | Bergen | 41.0099 | -73.9505 | 4927 | 1503 | polygon | FALSE | TRUE | America/New_York | 3 | 7647 | 1840000910 | [10 empty] | NorthvaleNJ
Crystal Springs | Crystal Springs | MS | Mississippi | 28029 | Copiah | 31.9903 | -90.354 | 4925 | 335 | polygon | FALSE | TRUE | America/Chicago | 3 | 39059 | 1840014932 | [10 empty] | Crystal SpringsMS
Raynham Center | Raynham Center | MA | Massachusetts | 25005 | Bristol | 41.9327 | -71.0431 | 4923 | 450 | polygon | FALSE | FALSE | America/New_York | 3 | 02767 02768 | 1840004735 | [10 empty] | Raynham CenterMA
Toronto | Toronto | OH | Ohio | 39081 | Jefferson | 40.4581 | -80.6096 | 4923 | 911 | polygon | FALSE | TRUE | America/New_York | 3 | 43964 | 1840010407 | [10 empty] | TorontoOH
Rutherford | Rutherford | PA | Pennsylvania | 42043 | Dauphin | 40.2696 | -76.7678 | 4919 | 1531 | polygon | FALSE | FALSE | America/New_York | 3 | 17111 | 1840035437 | [10 empty] | RutherfordPA
Salem | Salem | MO | Missouri | 29065 | Dent | 37.6399 | -91.5346 | 4919 | 598 | polygon | FALSE | TRUE | America/Chicago | 3 | 65560 | 1840009878 | [10 empty] | SalemMO
Glasgow Village | Glasgow Village | MO | Missouri | 29189 | St. Louis | 38.7579 | -90.1984 | 4918 | 1971 | polygon | FALSE | FALSE | America/Chicago | 3 | 63137 | 1840006118 | [10 empty] | Glasgow VillageMO
Firthcliffe | Firthcliffe | NY | New York | 36071 | Orange | 41.4409 | -74.0353 | 4912 | 639 | polygon | FALSE | FALSE | America/New_York | 3 | 12518 | 1840004854 | [10 empty] | FirthcliffeNY
Midway | Midway | NC | North Carolina | 37057 | Davidson | 35.9751 | -80.2204 | 4912 | 243 | polygon | FALSE | TRUE | America/New_York | 3 | 27127 27107 | 1840022708 | [10 empty] | MidwayNC
St. Joseph | St. Joseph | IL | Illinois | 17019 | Champaign | 40.1141 | -88.0354 | 4911 | 715 | polygon | FALSE | TRUE | America/Chicago | 3 | 61873 | 1840012230 | [10 empty] | St. JosephIL
Buena Vista | Buena Vista | CO | Colorado | 8015 | Chaffee | 38.832 | -106.1386 | 4910 | 325 | polygon | FALSE | TRUE | America/Denver | 3 | 81211 | 1840021472 | [10 empty] | Buena VistaCO
Bay Hill | Bay Hill | FL | Florida | 12095 | Orange | 28.4558 | -81.5122 | 4909 | 797 | polygon | FALSE | FALSE | America/New_York | 3 | 32836 32819 | 1840029020 | [10 empty] | Bay HillFL
Kingfisher | Kingfisher | OK | Oklahoma | 40073 | Kingfisher | 35.8439 | -97.9381 | 4908 | 468 | polygon | FALSE | TRUE | America/Chicago | 3 | 73750 | 1840020389 | [10 empty] | KingfisherOK
New Haven | New Haven | MI | Michigan | 26099 | Macomb | 42.7306 | -82.7953 | 4907 | 749 | polygon | FALSE | TRUE | America/Detroit | 3 | 48048 | 1840011051 | [10 empty] | New HavenMI
Prospect | Prospect | KY | Kentucky | 21111 | Jefferson | 38.3471 | -85.6103 | 4905 | 494 | polygon | FALSE | TRUE | America/New_York | 3 | 40059 | 1840014301 | [10 empty] | ProspectKY
Sugarcreek | Sugarcreek | PA | Pennsylvania | 42121 | Venango | 41.438 | -79.8183 | 4904 | 50 | polygon | FALSE | TRUE | America/New_York | 3 | 16301 16323 16343 | 1840003430 | [10 empty] | SugarcreekPA
Bridgeville | Bridgeville | PA | Pennsylvania | 42003 | Allegheny | 40.3578 | -80.1061 | 4903 | 1727 | polygon | FALSE | TRUE | America/New_York | 3 | 15017 | 1840001213 | [10 empty] | BridgevillePA
Seven Lakes | Seven Lakes | NC | North Carolina | 37125 | Moore | 35.2647 | -79.5865 | 4903 | 225 | polygon | FALSE | FALSE | America/New_York | 3 | 27376 | 1840013443 | [10 empty] | Seven LakesNC
Winona Lake | Winona Lake | IN | Indiana | 18085 | Kosciusko | 41.2166 | -85.8106 | 4902 | 684 | polygon | FALSE | TRUE | America/Indiana/Indianapolis | 3 | 46580 46590 | 1840010281 | [10 empty] | Winona LakeIN
King George | King George | VA | Virginia | 51099 | King George | 38.2807 | -77.1896 | 4902 | 175 | polygon | FALSE | FALSE | America/New_York | 3 | 22485 | 1840026758 | [10 empty] | King GeorgeVA
Mount Pleasant | Mount Pleasant | TN | Tennessee | 47119 | Maury | 35.5484 | -87.1872 | 4897 | 150 | polygon | FALSE | TRUE | America/Chicago | 3 | 38401 38474 | 1840014519 | [10 empty] | Mount PleasantTN
Centreville | Centreville | IL | Illinois | 17163 | St. Clair | 38.5798 | -90.1039 | 4897 | 451 | polygon | FALSE | TRUE | America/Chicago | 3 | 62207 62205 62203 | 1840007485 | [10 empty] | CentrevilleIL
Big Pine Key | Big Pine Key | FL | Florida | 12087 | Monroe | 24.6892 | -81.3676 | 4896 | 185 | polygon | FALSE | FALSE | America/New_York | 3 | 33043 | 1840014251 | [10 empty] | Big Pine KeyFL
Lake Worth | Lake Worth | TX | Texas | 48439 | Tarrant | 32.813 | -97.4306 | 4896 | 767 | polygon | FALSE | TRUE | America/Chicago | 3 | 76135 | 1840020705 | [10 empty] | Lake WorthTX
Telford | Telford | PA | Pennsylvania | 42091 | Montgomery | 40.3259 | -75.3274 | 4894 | 1876 | polygon | FALSE | TRUE | America/New_York | 3 | 18969 | 1840035222 | [10 empty] | TelfordPA
Demarest | Demarest | NJ | New Jersey | 34003 | Bergen | 40.955 | -73.9567 | 4894 | 912 | polygon | FALSE | TRUE | America/New_York | 3 | 7627 | 1840003540 | [10 empty] | DemarestNJ
Cashmere | Cashmere | WA | Washington | 53007 | Chelan | 47.5177 | -120.4673 | 4893 | 1052 | polygon | FALSE | TRUE | America/Los_Angeles | 3 | 98815 | 1840018368 | [10 empty] | CashmereWA
Mayville | Mayville | WI | Wisconsin | 55027 | Dodge | 43.4986 | -88.5475 | 4890 | 580 | polygon | FALSE | TRUE | America/Chicago | 3 | 53050 | 1840002742 | [10 empty] | MayvilleWI
Flower Hill | Flower Hill | NY | New York | 36059 | Nassau | 40.8075 | -73.6755 | 4889 | 1167 | polygon | FALSE | TRUE | America/New_York | 3 | 11030 11576 11050 | 1840005287 | [10 empty] | Flower HillNY
Suncook | Suncook | NH | New Hampshire | 33013 | Merrimack | 43.1382 | -71.4529 | 4888 | 507 | polygon | FALSE | FALSE | America/New_York | 3 | 3275 | 1840002804 | [10 empty] | SuncookNH
Pleasant Run | Pleasant Run | OH | Ohio | 39061 | Hamilton | 39.2927 | -84.5757 | 4887 | 910 | polygon | FALSE | FALSE | America/New_York | 3 | 45251 45231 | 1840034160 | [10 empty] | Pleasant RunOH
Island Park | Island Park | NY | New York | 36059 | Nassau | 40.6051 | -73.6553 | 4886 | 4241 | polygon | FALSE | TRUE | America/New_York | 2 | 11558 | 1840005297 | [10 empty] | Island ParkNY
Smithville | Smithville | TN | Tennessee | 47041 | DeKalb | 35.9584 | -85.8211 | 4886 | 322 | polygon | FALSE | TRUE | America/Chicago | 3 | 37166 | 1840015350 | [10 empty] | SmithvilleTN
Desloge | Desloge | MO | Missouri | 29187 | St. Francois | 37.8751 | -90.5192 | 4882 | 645 | polygon | FALSE | TRUE | America/Chicago | 3 | 63628 63601 | 1840007552 | [10 empty] | DeslogeMO
Davison | Davison | MI | Michigan | 26049 | Genesee | 43.0319 | -83.5186 | 4881 | 948 | polygon | FALSE | TRUE | America/Detroit | 3 | 48423 | 1840002947 | [10 empty] | DavisonMI
Benson | Benson | AZ | Arizona | 4003 | Cochise | 31.9157 | -110.3257 | 4880 | 45 | polygon | FALSE | TRUE | America/Phoenix | 3 | 85602 85630 | 1840019494 | [10 empty] | BensonAZ
West Columbia | West Columbia | TX | Texas | 48039 | Brazoria | 29.1422 | -95.649 | 4880 | 589 | polygon | FALSE | TRUE | America/Chicago | 3 | 77486 | 1840022237 | [10 empty] | West ColumbiaTX
East Freehold | East Freehold | NJ | New Jersey | 34025 | Monmouth | 40.2718 | -74.2425 | 4880 | 632 | polygon | FALSE | FALSE | America/New_York | 3 | 7728 | 1840005441 | [10 empty] | East FreeholdNJ
Chinle | Chinle | AZ | Arizona | 4001 | Apache | 36.1504 | -109.5794 | 4879 | 117 | polygon | FALSE | FALSE | America/Denver | 3 | 86503 | 1840017672 | [10 empty] | ChinleAZ
New Lexington | New Lexington | OH | Ohio | 39127 | Perry | 39.716 | -82.208 | 4876 | 926 | polygon | FALSE | TRUE | America/New_York | 3 | 43764 | 1840012483 | [10 empty] | New LexingtonOH
Vandergrift | Vandergrift | PA | Pennsylvania | 42129 | Westmoreland | 40.5994 | -79.5748 | 4875 | 1383 | polygon | FALSE | TRUE | America/New_York | 3 | 15690 | 1840001163 | [10 empty] | VandergriftPA
Bealeton | Bealeton | VA | Virginia | 51061 | Fauquier | 38.5822 | -77.7781 | 4873 | 343 | polygon | FALSE | FALSE | America/New_York | 3 | 22712 | 1840024589 | [10 empty] | BealetonVA
Denton | Denton | MD | Maryland | 24011 | Caroline | 38.8769 | -75.8265 | 4871 | 330 | polygon | FALSE | TRUE | America/New_York | 3 | 21629 | 1840005932 | [10 empty] | DentonMD
Thiells | Thiells | NY | New York | 36087 | Rockland | 41.2067 | -74.0122 | 4870 | 1019 | polygon | FALSE | FALSE | America/New_York | 3 | 10984 10923 | 1840004970 | [10 empty] | ThiellsNY
Hunters Creek Village | Hunters Creek Village | TX | Texas | 48201 | Harris | 29.7715 | -95.4987 | 4869 | 962 | polygon | FALSE | TRUE | America/Chicago | 3 | 77024 | 1840020927 | [10 empty] | Hunters Creek VillageTX
Cherokee | Cherokee | IA | Iowa | 19035 | Cherokee | 42.7501 | -95.5528 | 4869 | 279 | polygon | FALSE | TRUE | America/Chicago | 3 | 51012 | 1840006901 | [10 empty] | CherokeeIA
Shenandoah | Shenandoah | IA | Iowa | 19145 | Page | 40.7583 | -95.372 | 4869 | 496 | polygon | FALSE | TRUE | America/Chicago | 3 | 51601 51603 | 1840009387 | [10 empty] | ShenandoahIA
Middlefield | Middlefield | OH | Ohio | 39055 | Geauga | 41.4604 | -81.0734 | 4869 | 342 | polygon | FALSE | TRUE | America/New_York | 3 | 44062 | 1840011516 | [10 empty] | MiddlefieldOH
Lake Barrington | Lake Barrington | IL | Illinois | 17097 | Lake | 42.2121 | -88.1684 | 4868 | 327 | polygon | FALSE | TRUE | America/Chicago | 3 | 60010 | 1840011157 | [10 empty] | Lake BarringtonIL
Tucumcari | Tucumcari | NM | New Mexico | 35037 | Quay | 35.17 | -103.7046 | 4867 | 197 | polygon | FALSE | TRUE | America/Denver | 3 | 88401 | 1840021739 | [10 empty] | TucumcariNM
Berlin | Berlin | MD | Maryland | 24047 | Worcester | 38.3309 | -75.215 | 4866 | 558 | polygon | FALSE | TRUE | America/New_York | 3 | 21811 | 1840006258 | [10 empty] | BerlinMD
Clarks Summit | Clarks Summit | PA | Pennsylvania | 42069 | Lackawanna | 41.4902 | -75.7065 | 4865 | 1184 | polygon | FALSE | TRUE | America/New_York | 3 | 18411 | 1840003378 | [10 empty] | Clarks SummitPA
Wahneta | Wahneta | FL | Florida | 12105 | Polk | 27.9574 | -81.7288 | 4862 | 833 | polygon | FALSE | FALSE | America/New_York | 3 | 33880 | 1840014125 | [10 empty] | WahnetaFL
Lincoln Village | Lincoln Village | CA | California | 6077 | San Joaquin | 38.0054 | -121.3339 | 4859 | 2549 | polygon | FALSE | FALSE | America/Los_Angeles | 2 | 95207 | 1840028163 | [10 empty] | Lincoln VillageCA
Chittenango | Chittenango | NY | New York | 36053 | Madison | 43.0462 | -75.8749 | 4852 | 753 | polygon | FALSE | TRUE | America/New_York | 3 | 13037 | 1840004361 | [10 empty] | ChittenangoNY
Flora | Flora | IL | Illinois | 17025 | Clay | 38.6689 | -88.4759 | 4852 | 399 | polygon | FALSE | TRUE | America/Chicago | 3 | 62839 | 1840008579 | [10 empty] | FloraIL
Duryea | Duryea | PA | Pennsylvania | 42079 | Luzerne | 41.3537 | -75.7758 | 4852 | 337 | polygon | FALSE | TRUE | America/New_York | 3 | 18642 | 1840000747 | [10 empty] | DuryeaPA
Palmetto | Palmetto | GA | Georgia | 13121 | Fulton | 33.5311 | -84.6677 | 4851 | 157 | polygon | FALSE | TRUE | America/New_York | 3 | 30268 | 1840014740 | [10 empty] | PalmettoGA
Glendora | Glendora | NJ | New Jersey | 34007 | Camden | 39.8405 | -75.0678 | 4851 | 1800 | polygon | FALSE | FALSE | America/New_York | 3 | 8029 | 1840033286 | [10 empty] | GlendoraNJ
Nashville | Nashville | GA | Georgia | 13019 | Berrien | 31.2051 | -83.2486 | 4851 | 402 | polygon | FALSE | TRUE | America/New_York | 3 | 31639 | 1840014964 | [10 empty] | NashvilleGA
Chisholm | Chisholm | MN | Minnesota | 27137 | St. Louis | 47.4877 | -92.8788 | 4849 | 417 | polygon | FALSE | TRUE | America/Chicago | 3 | 55719 | 1840006588 | [10 empty] | ChisholmMN
Manheim | Manheim | PA | Pennsylvania | 42071 | Lancaster | 40.1631 | -76.3963 | 4849 | 1354 | polygon | FALSE | TRUE | America/New_York | 3 | 17545 | 1840003720 | [10 empty] | ManheimPA
Luray | Luray | VA | Virginia | 51139 | Page | 38.665 | -78.4546 | 4848 | 387 | polygon | FALSE | TRUE | America/New_York | 3 | 22835 | 1840006141 | [10 empty] | LurayVA
Whitehouse | Whitehouse | OH | Ohio | 39095 | Lucas | 41.5215 | -83.7957 | 4845 | 434 | polygon | FALSE | TRUE | America/New_York | 3 | 43571 | 1840011480 | [10 empty] | WhitehouseOH
Sawgrass | Sawgrass | FL | Florida | 12109 | St. Johns | 30.19 | -81.3704 | 4841 | 617 | polygon | FALSE | FALSE | America/New_York | 3 | 32082 | 1840029073 | [10 empty] | SawgrassFL
Normandy | Normandy | MO | Missouri | 29189 | St. Louis | 38.7071 | -90.3009 | 4838 | 1008 | polygon | FALSE | TRUE | America/Chicago | 3 | 63121 | 1840008592 | [10 empty] | NormandyMO
Bluefield | Bluefield | VA | Virginia | 51185 | Tazewell | 37.2351 | -81.2751 | 4837 | 196 | polygon | FALSE | TRUE | America/New_York | 3 | 24605 | 1840006451 | [10 empty] | BluefieldVA
Perry | Perry | OK | Oklahoma | 40103 | Noble | 36.2844 | -97.3088 | 4837 | 275 | polygon | FALSE | TRUE | America/Chicago | 3 | 73077 | 1840020371 | [10 empty] | PerryOK
Childersburg | Childersburg | AL | Alabama | 1121 | Talladega | 33.2961 | -86.3457 | 4837 | 151 | polygon | FALSE | TRUE | America/Chicago | 3 | 35044 35014 | 1840014813 | [10 empty] | ChildersburgAL
Porter | Porter | IN | Indiana | 18127 | Porter | 41.6257 | -87.0801 | 4834 | 302 | polygon | FALSE | TRUE | America/Chicago | 3 | 46304 | 1840010229 | [10 empty] | PorterIN
Marseilles | Marseilles | IL | Illinois | 17099 | LaSalle | 41.3099 | -88.685 | 4834 | 205 | polygon | FALSE | TRUE | America/Chicago | 3 | 61341 | 1840008198 | [10 empty] | MarseillesIL
Green Tree | Green Tree | PA | Pennsylvania | 42003 | Allegheny | 40.417 | -80.0544 | 4832 | 898 | polygon | FALSE | TRUE | America/New_York | 3 | 15205 15220 15242 15244 15283 | 1840001235 | [10 empty] | Green TreePA
Arnold | Arnold | PA | Pennsylvania | 42129 | Westmoreland | 40.5789 | -79.7653 | 4831 | 2548 | polygon | FALSE | TRUE | America/New_York | 2 | 15068 | 1840003624 | [10 empty] | ArnoldPA
Rockford | Rockford | MN | Minnesota | 27171 | Wright | 45.092 | -93.7453 | 4831 | 687 | polygon | FALSE | TRUE | America/Chicago | 3 | 55313 55373 | 1840008900 | [10 empty] | RockfordMN
West Milton | West Milton | OH | Ohio | 39109 | Miami | 39.9585 | -84.3262 | 4828 | 574 | polygon | FALSE | TRUE | America/New_York | 3 | 45339 45383 | 1840012379 | [10 empty] | West MiltonOH
Stone Park | Stone Park | IL | Illinois | 17031 | Cook | 41.9033 | -87.8806 | 4826 | 5423 | polygon | FALSE | TRUE | America/Chicago | 2 | 60165 | 1840011327 | [10 empty] | Stone ParkIL
Chattahoochee | Chattahoochee | FL | Florida | 12039 | Gadsden | 30.6977 | -84.8341 | 4823 | 220 | polygon | FALSE | TRUE | America/New_York | 3 | 32324 | 1840015020 | [10 empty] | ChattahoocheeFL
Hummelstown | Hummelstown | PA | Pennsylvania | 42043 | Dauphin | 40.2657 | -76.7126 | 4823 | 1499 | polygon | FALSE | TRUE | America/New_York | 3 | 17036 | 1840001290 | [10 empty] | HummelstownPA
Caro | Caro | MI | Michigan | 26157 | Tuscola | 43.489 | -83.4025 | 4821 | 525 | polygon | FALSE | TRUE | America/Detroit | 3 | 48723 | 1840010048 | [10 empty] | CaroMI
Forest Hills | Forest Hills | TN | Tennessee | 47037 | Davidson | 36.0651 | -86.8403 | 4820 | 201 | polygon | FALSE | TRUE | America/Chicago | 3 | 37215 | 1840013344 | [10 empty] | Forest HillsTN
Ridge Manor | Ridge Manor | FL | Florida | 12053 | Hernando | 28.4988 | -82.1832 | 4820 | 215 | polygon | FALSE | FALSE | America/New_York | 3 | 33523 | 1840014111 | [10 empty] | Ridge ManorFL
Falfurrias | Falfurrias | TX | Texas | 48047 | Brooks | 27.2243 | -98.1451 | 4812 | 649 | polygon | FALSE | TRUE | America/Chicago | 3 | 78355 | 1840021014 | [10 empty] | FalfurriasTX
Edgefield | Edgefield | SC | South Carolina | 45037 | Edgefield | 33.7871 | -81.9292 | 4810 | 442 | polygon | FALSE | TRUE | America/New_York | 3 | 29824 | 1840016779 | [10 empty] | EdgefieldSC
Windsor Heights | Windsor Heights | IA | Iowa | 19153 | Polk | 41.6043 | -93.7128 | 4809 | 1298 | polygon | FALSE | TRUE | America/Chicago | 3 | 50324 | 1840010186 | [10 empty] | Windsor HeightsIA
DeWitt | DeWitt | MI | Michigan | 26037 | Clinton | 42.8364 | -84.575 | 4808 | 654 | polygon | FALSE | TRUE | America/Detroit | 3 | 48820 | 1840003077 | [10 empty] | DeWittMI
Waynesboro | Waynesboro | MS | Mississippi | 28153 | Wayne | 31.6773 | -88.6353 | 4805 | 146 | polygon | FALSE | TRUE | America/Chicago | 3 | 39367 | 1840015853 | [10 empty] | WaynesboroMS
Three Points | Three Points | AZ | Arizona | 4019 | Pima | 32.0596 | -111.2866 | 4801 | 39 | polygon | FALSE | FALSE | America/Phoenix | 3 | 85735 85736 | 1840019486 | [10 empty] | Three PointsAZ
West Bay Shore | West Bay Shore | NY | New York | 36103 | Suffolk | 40.708 | -73.2719 | 4801 | 847 | polygon | FALSE | FALSE | America/New_York | 3 | 11706 | 1840005110 | [10 empty] | West Bay ShoreNY
Nassau Village-Ratliff | Nassau Village-Ratliff | FL | Florida | 12089 | Nassau | 30.5109 | -81.8088 | 4801 | 126 | polygon | FALSE | TRUE | America/New_York | 3 | 32011 | 1840073870 | [10 empty] | Nassau Village-RatliffFL
Chesterbrook | Chesterbrook | PA | Pennsylvania | 42029 | Chester | 40.0736 | -75.4582 | 4800 | 1189 | polygon | FALSE | FALSE | America/New_York | 3 | 19087 | 1840035419 | [10 empty] | ChesterbrookPA
Magnolia | Magnolia | TX | Texas | 48339 | Montgomery | 30.2117 | -95.7419 | 4799 | 285 | polygon | FALSE | TRUE | America/Chicago | 3 | 77354 77355 77353 | 1840020884 | [10 empty] | MagnoliaTX
Michigan Center | Michigan Center | MI | Michigan | 26075 | Jackson | 42.2267 | -84.323 | 4797 | 367 | polygon | FALSE | FALSE | America/Detroit | 3 | 49254 49201 49203 | 1840004652 | [10 empty] | Michigan CenterMI
West Jefferson | West Jefferson | OH | Ohio | 39097 | Madison | 39.9481 | -83.2983 | 4797 | 210 | polygon | FALSE | TRUE | America/New_York | 3 | 43119 43162 | 1840012420 | [10 empty] | West JeffersonOH
Hyde Park | Hyde Park | UT | Utah | 49005 | Cache | 41.8008 | -111.8119 | 4797 | 425 | polygon | FALSE | TRUE | America/Denver | 3 | 84318 84335 | 1840018698 | [10 empty] | Hyde ParkUT
Dallas | Dallas | NC | North Carolina | 37071 | Gaston | 35.3167 | -81.1827 | 4797 | 640 | polygon | FALSE | TRUE | America/New_York | 3 | 28034 | 1840016396 | [10 empty] | DallasNC
Goddard | Goddard | KS | Kansas | 20173 | Sedgwick | 37.6658 | -97.5621 | 4796 | 377 | polygon | FALSE | TRUE | America/Chicago | 3 | 67052 | 1840008705 | [10 empty] | GoddardKS
East Harwich | East Harwich | MA | Massachusetts | 25001 | Barnstable | 41.7081 | -70.0339 | 4796 | 230 | polygon | FALSE | FALSE | America/New_York | 3 | 02645 02661 | 1840003238 | [10 empty] | East HarwichMA
Pleasant View | Pleasant View | TN | Tennessee | 47021 | Cheatham | 36.3893 | -87.0455 | 4795 | 147 | polygon | FALSE | TRUE | America/Chicago | 3 | 37146 | 1840014461 | [10 empty] | Pleasant ViewTN
Temple | Temple | GA | Georgia | 13045 | Carroll | 33.7342 | -85.0289 | 4795 | 271 | polygon | FALSE | TRUE | America/New_York | 3 | 30179 | 1840015678 | [10 empty] | TempleGA
Hickory Creek | Hickory Creek | TX | Texas | 48121 | Denton | 33.1114 | -97.0313 | 4795 | 377 | polygon | FALSE | TRUE | America/Chicago | 3 | 75065 | 1840022013 | [10 empty] | Hickory CreekTX
Schlusser | Schlusser | PA | Pennsylvania | 42041 | Cumberland | 40.2421 | -77.1778 | 4794 | 681 | polygon | FALSE | FALSE | America/New_York | 3 | 17013 | 1840035438 | [10 empty] | SchlusserPA
Dillon | Dillon | MT | Montana | 30001 | Beaverhead | 45.2177 | -112.6348 | 4794 | 936 | polygon | FALSE | TRUE | America/Denver | 3 | 59725 | 1840018539 | [10 empty] | DillonMT
Midway North | Midway North | TX | Texas | 48215 | Hidalgo | 26.1872 | -98.0188 | 4792 | 1026 | polygon | FALSE | TRUE | America/Chicago | 3 | 78537 78596 | 1840034872 | [10 empty] | Midway NorthTX
Middletown | Middletown | MD | Maryland | 24021 | Frederick | 39.4415 | -77.5348 | 4792 | 873 | polygon | FALSE | TRUE | America/New_York | 3 | 21769 | 1840005713 | [10 empty] | MiddletownMD
Olympia Fields | Olympia Fields | IL | Illinois | 17031 | Cook | 41.517 | -87.6924 | 4790 | 629 | polygon | FALSE | TRUE | America/Chicago | 3 | 60461 | 1840011308 | [10 empty] | Olympia FieldsIL
Lindale | Lindale | GA | Georgia | 13115 | Floyd | 34.1884 | -85.1808 | 4789 | 337 | polygon | FALSE | FALSE | America/New_York | 3 | 30147 30161 | 1840013604 | [10 empty] | LindaleGA
Manchester | Manchester | KY | Kentucky | 21051 | Clay | 37.1464 | -83.7635 | 4787 | 177 | polygon | FALSE | TRUE | America/New_York | 3 | 40962 | 1840015255 | [10 empty] | ManchesterKY
DeQuincy | DeQuincy | LA | Louisiana | 22019 | Calcasieu | 30.449 | -93.4456 | 4785 | 372 | polygon | FALSE | TRUE | America/Chicago | 3 | 70633 | 1840015038 | [10 empty] | DeQuincyLA
Wolverine Lake | Wolverine Lake | MI | Michigan | 26125 | Oakland | 42.555 | -83.4883 | 4783 | 1468 | polygon | FALSE | TRUE | America/Detroit | 3 | 48390 | 1840011061 | [10 empty] | Wolverine LakeMI
Wamego | Wamego | KS | Kansas | 20149 | Pottawatomie | 39.2054 | -96.31 | 4782 | 773 | polygon | FALSE | TRUE | America/Chicago | 3 | 66547 | 1840010634 | [10 empty] | WamegoKS
Carthage | Carthage | MS | Mississippi | 28079 | Leake | 32.7431 | -89.5337 | 4782 | 198 | polygon | FALSE | TRUE | America/Chicago | 3 | 39051 | 1840014870 | [10 empty] | CarthageMS
Black Diamond | Black Diamond | WA | Washington | 53033 | King | 47.313 | -122.0181 | 4781 | 281 | polygon | FALSE | TRUE | America/Los_Angeles | 3 | 98010 | 1840018418 | [10 empty] | Black DiamondWA
Clifton Forge | Clifton Forge | VA | Virginia | 51005 | Alleghany | 37.8232 | -79.825 | 4778 | 446 | polygon | FALSE | TRUE | America/New_York | 3 | 24422 24474 | 1840006365 | [10 empty] | Clifton ForgeVA
Landrum | Landrum | SC | South Carolina | 45083 | Spartanburg | 35.1747 | -82.1849 | 4776 | 382 | polygon | FALSE | TRUE | America/New_York | 3 | 29356 | 1840014616 | [10 empty] | LandrumSC
Elko New Market | Elko New Market | MN | Minnesota | 27139 | Scott | 44.5667 | -93.338 | 4774 | 542 | polygon | FALSE | TRUE | America/Chicago | 3 | 55020 55054 | 1840007863 | [10 empty] | Elko New MarketMN
Monticello | Monticello | LA | Louisiana | 22033 | East Baton Rouge | 30.4881 | -91.0449 | 4774 | 770 | polygon | FALSE | FALSE | America/Chicago | 3 | 70814 | 1840031106 | [10 empty] | MonticelloLA
Bells | Bells | TN | Tennessee | 47033 | Crockett | 35.7203 | -89.0859 | 4772 | 397 | polygon | FALSE | TRUE | America/Chicago | 3 | 38006 | 1840013394 | [10 empty] | BellsTN
Wilmer | Wilmer | TX | Texas | 48113 | Dallas | 32.5982 | -96.6816 | 4772 | 289 | polygon | FALSE | TRUE | America/Chicago | 3 | 75172 | 1840022056 | [10 empty] | WilmerTX
New Boston | New Boston | TX | Texas | 48037 | Bowie | 33.4612 | -94.4182 | 4768 | 444 | polygon | FALSE | TRUE | America/Chicago | 3 | 75570 | 1840020613 | [10 empty] | New BostonTX
Watseka | Watseka | IL | Illinois | 17075 | Iroquois | 40.7751 | -87.7304 | 4767 | 625 | polygon | FALSE | TRUE | America/Chicago | 3 | 60970 | 1840010336 | [10 empty] | WatsekaIL
Ashland City | Ashland City | TN | Tennessee | 47021 | Cheatham | 36.2607 | -87.0412 | 4767 | 172 | polygon | FALSE | TRUE | America/Chicago | 3 | 37015 | 1840015304 | [10 empty] | Ashland CityTN
Harlan | Harlan | IA | Iowa | 19165 | Shelby | 41.6496 | -95.3268 | 4766 | 418 | polygon | FALSE | TRUE | America/Chicago | 3 | 51537 51593 | 1840000530 | [10 empty] | HarlanIA
Potosi | Potosi | MO | Missouri | 29221 | Washington | 37.9337 | -90.775 | 4765 | 427 | polygon | FALSE | TRUE | America/Chicago | 3 | 63664 63660 | 1840009846 | [10 empty] | PotosiMO
Whiting | Whiting | IN | Indiana | 18089 | Lake | 41.6731 | -87.4843 | 4765 | 1022 | polygon | FALSE | TRUE | America/Chicago | 3 | 46394 | 1840010227 | [10 empty] | WhitingIN
Crooksville | Crooksville | OH | Ohio | 39127 | Perry | 39.769 | -82.0956 | 4765 | 590 | polygon | FALSE | TRUE | America/New_York | 3 | 43731 | 1840012480 | [10 empty] | CrooksvilleOH
Dansville | Dansville | NY | New York | 36051 | Livingston | 42.5625 | -77.6968 | 4764 | 647 | polygon | FALSE | TRUE | America/New_York | 3 | 14437 | 1840004430 | [10 empty] | DansvilleNY
Weston | Weston | WV | West Virginia | 54041 | Lewis | 39.0392 | -80.4618 | 4764 | 766 | polygon | FALSE | TRUE | America/New_York | 3 | 26452 | 1840005930 | [10 empty] | WestonWV
Ahoskie | Ahoskie | NC | North Carolina | 37091 | Hertford | 36.2843 | -76.9898 | 4763 | 422 | polygon | FALSE | TRUE | America/New_York | 3 | 27910 | 1840015277 | [10 empty] | AhoskieNC
Benton City | Benton City | WA | Washington | 53005 | Benton | 46.2623 | -119.4812 | 4763 | 546 | polygon | FALSE | TRUE | America/Los_Angeles | 3 | 99320 | 1840018480 | [10 empty] | Benton CityWA
Shelley | Shelley | ID | Idaho | 16011 | Bingham | 43.3795 | -112.1261 | 4761 | 961 | polygon | FALSE | TRUE | America/Boise | 3 | 83274 | 1840021282 | [10 empty] | ShelleyID
West Pittston | West Pittston | PA | Pennsylvania | 42079 | Luzerne | 41.3295 | -75.7998 | 4761 | 2241 | polygon | FALSE | TRUE | America/New_York | 2 | 18643 | 1840000774 | [10 empty] | West PittstonPA
Forked River | Forked River | NJ | New Jersey | 34029 | Ocean | 39.8255 | -74.1822 | 4761 | 691 | polygon | FALSE | FALSE | America/New_York | 3 | 8731 | 1840005524 | [10 empty] | Forked RiverNJ
Ligonier | Ligonier | IN | Indiana | 18113 | Noble | 41.4625 | -85.5948 | 4760 | 603 | polygon | FALSE | TRUE | America/Indiana/Indianapolis | 3 | 46767 | 1840009278 | [10 empty] | LigonierIN
Royal Pines | Royal Pines | NC | North Carolina | 37021 | Buncombe | 35.4783 | -82.5038 | 4759 | 677 | polygon | FALSE | FALSE | America/New_York | 3 | 28803 28704 | 1840013412 | [10 empty] | Royal PinesNC
Penns Grove | Penns Grove | NJ | New Jersey | 34033 | Salem | 39.7275 | -75.4691 | 4757 | 2057 | polygon | FALSE | TRUE | America/New_York | 2 | 8069 | 1840001530 | [10 empty] | Penns GroveNJ
Mount Plymouth | Mount Plymouth | FL | Florida | 12069 | Lake | 28.8024 | -81.535 | 4757 | 635 | polygon | FALSE | FALSE | America/New_York | 3 | 32776 | 1840014049 | [10 empty] | Mount PlymouthFL
Shelbyville | Shelbyville | IL | Illinois | 17173 | Shelby | 39.4096 | -88.8005 | 4757 | 425 | polygon | FALSE | TRUE | America/Chicago | 3 | 62565 | 1840009568 | [10 empty] | ShelbyvilleIL
Dodgeville | Dodgeville | WI | Wisconsin | 55049 | Iowa | 42.966 | -90.1297 | 4757 | 446 | polygon | FALSE | TRUE | America/Chicago | 3 | 53533 53595 | 1840002959 | [10 empty] | DodgevilleWI
Royersford | Royersford | PA | Pennsylvania | 42091 | Montgomery | 40.1862 | -75.5382 | 4755 | 2333 | polygon | FALSE | TRUE | America/New_York | 2 | 19468 | 1840001376 | [10 empty] | RoyersfordPA
Ford City | Ford City | CA | California | 6029 | Kern | 35.1647 | -119.4584 | 4753 | 1195 | polygon | FALSE | FALSE | America/Los_Angeles | 3 | 93268 | 1840017817 | [10 empty] | Ford CityCA
Lake Sarasota | Lake Sarasota | FL | Florida | 12115 | Sarasota | 27.2916 | -82.437 | 4749 | 1348 | polygon | FALSE | FALSE | America/New_York | 3 | 34241 | 1840029050 | [10 empty] | Lake SarasotaFL
Cherry Grove | Cherry Grove | OH | Ohio | 39061 | Hamilton | 39.0802 | -84.322 | 4747 | 1618 | polygon | FALSE | FALSE | America/New_York | 3 | 45255 | 1840005879 | [10 empty] | Cherry GroveOH
Madisonville | Madisonville | TX | Texas | 48313 | Madison | 30.9538 | -95.9091 | 4746 | 432 | polygon | FALSE | TRUE | America/Chicago | 3 | 77864 | 1840020861 | [10 empty] | MadisonvilleTX
Bloomfield | Bloomfield | WI | Wisconsin | 55127 | Walworth | 42.5488 | -88.352 | 4746 | 146 | polygon | FALSE | TRUE | America/Chicago | 3 | 53147 53128 53157 | 1840043424 | [10 empty] | BloomfieldWI
Lincoln | Lincoln | ND | North Dakota | 38015 | Burleigh | 46.7691 | -100.6987 | 4745 | 1012 | polygon | FALSE | TRUE | America/Chicago | 3 | 58504 | 1840000158 | [10 empty] | LincolnND
Rockwell | Rockwell | AR | Arkansas | 5051 | Garland | 34.4641 | -93.1341 | 4744 | 583 | polygon | FALSE | FALSE | America/Chicago | 3 | 71913 | 1840027857 | [10 empty] | RockwellAR
McLoud | McLoud | OK | Oklahoma | 40125 | Pottawatomie | 35.407 | -97.1013 | 4743 | 96 | polygon | FALSE | TRUE | America/Chicago | 3 | 74851 | 1840022764 | [10 empty] | McLoudOK
Port Allen | Port Allen | LA | Louisiana | 22121 | West Baton Rouge | 30.4456 | -91.2098 | 4743 | 645 | polygon | FALSE | TRUE | America/Chicago | 3 | 70767 | 1840015026 | [10 empty] | Port AllenLA
Evansdale | Evansdale | IA | Iowa | 19013 | Black Hawk | 42.4635 | -92.2764 | 4743 | 452 | polygon | FALSE | TRUE | America/Chicago | 3 | 50707 | 1840000441 | [10 empty] | EvansdaleIA
Nowthen | Nowthen | MN | Minnesota | 27003 | Anoka | 45.3421 | -93.4495 | 4741 | 54 | polygon | FALSE | TRUE | America/Chicago | 3 | 55303 55330 | 1840022338 | [10 empty] | NowthenMN
Baxter Springs | Baxter Springs | KS | Kansas | 20021 | Cherokee | 37.0196 | -94.7351 | 4741 | 484 | polygon | FALSE | TRUE | America/Chicago | 3 | 66713 | 1840001714 | [10 empty] | Baxter SpringsKS
Seat Pleasant | Seat Pleasant | MD | Maryland | 24033 | Prince George's | 38.8952 | -76.9016 | 4738 | 2464 | polygon | FALSE | TRUE | America/New_York | 2 | 20743 | 1840005979 | [10 empty] | Seat PleasantMD
Palos Park | Palos Park | IL | Illinois | 17031 | Cook | 41.6682 | -87.8885 | 4736 | 288 | polygon | FALSE | TRUE | America/Chicago | 3 | 60464 60439 | 1840011312 | [10 empty] | Palos ParkIL
Manning | Manning | SC | South Carolina | 45027 | Clarendon | 33.6933 | -80.2167 | 4735 | 511 | polygon | FALSE | TRUE | America/New_York | 3 | 29102 | 1840015655 | [10 empty] | ManningSC
Columbia | Columbia | KY | Kentucky | 21001 | Adair | 37.1036 | -85.3074 | 4734 | 367 | polygon | FALSE | TRUE | America/Chicago | 3 | 42728 | 1840014384 | [10 empty] | ColumbiaKY
Candlewick Lake | Candlewick Lake | IL | Illinois | 17007 | Boone | 42.3524 | -88.8693 | 4734 | 988 | polygon | FALSE | FALSE | America/Chicago | 3 | 61065 | 1840141570 | [10 empty] | Candlewick LakeIL
Campanilla | Campanilla | PR | Puerto Rico | 72137 | Toa Baja | 18.4229 | -66.2382 | 4733 | 3054 | polygon | FALSE | FALSE | America/Puerto_Rico | 2 | 949 | 1630035630 | [10 empty] | CampanillaPR
Winnfield | Winnfield | LA | Louisiana | 22127 | Winn | 31.924 | -92.6425 | 4732 | 451 | polygon | FALSE | TRUE | America/Chicago | 3 | 71483 | 1840015837 | [10 empty] | WinnfieldLA
Mead | Mead | CO | Colorado | 8123 | Weld | 40.2321 | -104.9928 | 4731 | 149 | polygon | FALSE | TRUE | America/Denver | 3 | 80542 80504 80513 | 1840022396 | [10 empty] | MeadCO
Santa BÃ¡rbara | Santa Barbara | PR | Puerto Rico | 72029 | CanÃ³vanas | 18.3951 | -65.9176 | 4731 | 2793 | polygon | FALSE | FALSE | America/Puerto_Rico | 2 | 729 | 1630023714 | [10 empty] | Santa BÃ¡rbaraPR
Harrington Park | Harrington Park | NJ | New Jersey | 34003 | Bergen | 40.9899 | -73.9803 | 4730 | 989 | polygon | FALSE | TRUE | America/New_York | 3 | 7640 | 1840003557 | [10 empty] | Harrington ParkNJ
Archbold | Archbold | OH | Ohio | 39051 | Fulton | 41.5165 | -84.3036 | 4729 | 346 | polygon | FALSE | TRUE | America/New_York | 3 | 43502 | 1840011510 | [10 empty] | ArchboldOH
Silverton | Silverton | OH | Ohio | 39061 | Hamilton | 39.1884 | -84.401 | 4727 | 1627 | polygon | FALSE | TRUE | America/New_York | 3 | 45213 45236 45227 | 1840001614 | [10 empty] | SilvertonOH
Medina | Medina | TX | Texas | 48505 | Zapata | 26.929 | -99.2614 | 4727 | 1029 | polygon | FALSE | FALSE | America/Chicago | 3 | 78076 | 1840136274 | [10 empty] | MedinaTX
Madill | Madill | OK | Oklahoma | 40095 | Marshall | 34.0867 | -96.7741 | 4725 | 341 | polygon | FALSE | TRUE | America/Chicago | 3 | 73446 | 1840020543 | [10 empty] | MadillOK
El Jebel | El Jebel | CO | Colorado | 8037 | Eagle | 39.4051 | -107.092 | 4725 | 344 | polygon | FALSE | FALSE | America/Denver | 3 | 81623 | 1840017536 | [10 empty] | El JebelCO
Campbelltown | Campbelltown | PA | Pennsylvania | 42075 | Lebanon | 40.2761 | -76.5848 | 4725 | 623 | polygon | FALSE | FALSE | America/New_York | 3 | 17078 17010 | 1840005427 | [10 empty] | CampbelltownPA
Grandyle Village | Grandyle Village | NY | New York | 36029 | Erie | 42.9866 | -78.9524 | 4723 | 969 | polygon | FALSE | FALSE | America/Toronto | 3 | 14072 | 1840024062 | [10 empty] | Grandyle VillageNY
Edwardsville | Edwardsville | PA | Pennsylvania | 42079 | Luzerne | 41.2614 | -75.9071 | 4723 | 1574 | polygon | FALSE | TRUE | America/New_York | 3 | 18704 | 1840000748 | [10 empty] | EdwardsvillePA
Chula Vista | Chula Vista | TX | Texas | 48323 | Maverick | 28.6573 | -100.422 | 4722 | 550 | polygon | FALSE | TRUE | America/Chicago | 3 | 78852 | 1840073267 | [10 empty] | Chula VistaTX
Camino Tassajara | Camino Tassajara | CA | California | 6013 | Contra Costa | 37.7909 | -121.885 | 4721 | 1429 | polygon | FALSE | FALSE | America/Los_Angeles | 3 | 94506 | 1840028420 | [10 empty] | Camino TassajaraCA
Emerald Lake Hills | Emerald Lake Hills | CA | California | 6081 | San Mateo | 37.4662 | -122.2675 | 4721 | 1525 | polygon | FALSE | FALSE | America/Los_Angeles | 3 | 94062 94064 | 1840028374 | [10 empty] | Emerald Lake HillsCA
Weston Lakes | Weston Lakes | TX | Texas | 48157 | Fort Bend | 29.6627 | -95.9353 | 4721 | 582 | polygon | FALSE | TRUE | America/Chicago | 3 | 77441 | 1840023155 | [10 empty] | Weston LakesTX
Indian Mountain Lake | Indian Mountain Lake | PA | Pennsylvania | 42089 | Monroe | 41.0003 | -75.5058 | 4719 | 286 | polygon | FALSE | FALSE | America/New_York | 3 | 18330 18210 | 1840035026 | [10 empty] | Indian Mountain LakePA
Butler Beach | Butler Beach | FL | Florida | 12109 | St. Johns | 29.798 | -81.2653 | 4716 | 716 | polygon | FALSE | FALSE | America/New_York | 3 | 32080 | 1840029025 | [10 empty] | Butler BeachFL
Penitas | Penitas | TX | Texas | 48215 | Hidalgo | 26.2508 | -98.4426 | 4716 | 460 | polygon | FALSE | TRUE | America/Chicago | 3 | 78576 78572 | 1840021029 | [10 empty] | PenitasTX
Dexter | Dexter | MI | Michigan | 26161 | Washtenaw | 42.3319 | -83.8803 | 4715 | 955 | polygon | FALSE | TRUE | America/Detroit | 3 | 48130 | 1840011193 | [10 empty] | DexterMI
Highlands | Highlands | NJ | New Jersey | 34025 | Monmouth | 40.4036 | -73.9899 | 4714 | 2458 | polygon | FALSE | TRUE | America/New_York | 2 | 7732 | 1840003688 | [10 empty] | HighlandsNJ
Lake San Marcos | Lake San Marcos | CA | California | 6073 | San Diego | 33.1196 | -117.2088 | 4713 | 1066 | polygon | FALSE | FALSE | America/Los_Angeles | 3 | 92078 | 1840018024 | [10 empty] | Lake San MarcosCA
Headland | Headland | AL | Alabama | 1067 | Henry | 31.3501 | -85.3523 | 4712 | 59 | polygon | FALSE | TRUE | America/Chicago | 3 | 36345 | 1840014949 | [10 empty] | HeadlandAL
Summit | Summit | AZ | Arizona | 4019 | Pima | 32.0619 | -110.9483 | 4707 | 490 | polygon | FALSE | FALSE | America/Phoenix | 3 | 85756 | 1840019488 | [10 empty] | SummitAZ
Westwood | Westwood | KY | Kentucky | 21019 | Boyd | 38.4806 | -82.6798 | 4706 | 486 | polygon | FALSE | FALSE | America/New_York | 3 | 41102 41101 | 1840142797 | [10 empty] | WestwoodKY
Eldon | Eldon | MO | Missouri | 29131 | Miller | 38.3512 | -92.5766 | 4706 | 511 | polygon | FALSE | TRUE | America/Chicago | 3 | 65026 | 1840008659 | [10 empty] | EldonMO
Deale | Deale | MD | Maryland | 24003 | Anne Arundel | 38.791 | -76.5469 | 4706 | 342 | polygon | FALSE | FALSE | America/New_York | 3 | 20751 20733 20779 | 1840005911 | [10 empty] | DealeMD
Winchester | Winchester | IN | Indiana | 18135 | Randolph | 40.172 | -84.9766 | 4705 | 522 | polygon | FALSE | TRUE | America/Indiana/Indianapolis | 3 | 47394 | 1840014526 | [10 empty] | WinchesterIN
Castroville | Castroville | TX | Texas | 48325 | Medina | 29.3513 | -98.8711 | 4701 | 420 | polygon | FALSE | TRUE | America/Chicago | 3 | 78009 | 1840019656 | [10 empty] | CastrovilleTX
Crystal City | Crystal City | MO | Missouri | 29099 | Jefferson | 38.2226 | -90.3813 | 4700 | 401 | polygon | FALSE | TRUE | America/Chicago | 3 | 63028 63019 | 1840007505 | [10 empty] | Crystal CityMO
Baldwin City | Baldwin City | KS | Kansas | 20045 | Douglas | 38.7782 | -95.1879 | 4700 | 679 | polygon | FALSE | TRUE | America/Chicago | 3 | 66006 | 1840007415 | [10 empty] | Baldwin CityKS
Fountain Hill | Fountain Hill | PA | Pennsylvania | 42077 | Lehigh | 40.6029 | -75.3961 | 4699 | 2467 | polygon | FALSE | TRUE | America/New_York | 2 | 18015 | 1840001049 | [10 empty] | Fountain HillPA
Gladstone | Gladstone | MI | Michigan | 26041 | Delta | 45.8522 | -87.0356 | 4698 | 358 | polygon | FALSE | TRUE | America/Detroit | 3 | 49837 | 1840003926 | [10 empty] | GladstoneMI
Miami Heights | Miami Heights | OH | Ohio | 39061 | Hamilton | 39.1687 | -84.7152 | 4697 | 515 | polygon | FALSE | FALSE | America/New_York | 3 | 45002 45248 | 1840034233 | [10 empty] | Miami HeightsOH
Broad Brook | Broad Brook | CT | Connecticut | 9003 | Hartford | 41.9097 | -72.5426 | 4695 | 305 | polygon | FALSE | FALSE | America/New_York | 3 | 6016 | 1840004776 | [10 empty] | Broad BrookCT
Mountain Grove | Mountain Grove | MO | Missouri | 29229 | Wright | 37.1341 | -92.266 | 4690 | 451 | polygon | FALSE | TRUE | America/Chicago | 3 | 65711 | 1840008744 | [10 empty] | Mountain GroveMO
Falmouth | Falmouth | VA | Virginia | 51179 | Stafford | 38.3319 | -77.4655 | 4688 | 580 | polygon | FALSE | FALSE | America/New_York | 3 | 22405 | 1840006215 | [10 empty] | FalmouthVA
Cheboygan | Cheboygan | MI | Michigan | 26031 | Cheboygan | 45.6415 | -84.4685 | 4686 | 266 | polygon | FALSE | TRUE | America/Detroit | 3 | 49721 | 1840002047 | [10 empty] | CheboyganMI
Bishopville | Bishopville | SC | South Carolina | 45061 | Lee | 34.2202 | -80.2483 | 4686 | 498 | polygon | FALSE | TRUE | America/New_York | 3 | 29010 | 1840013634 | [10 empty] | BishopvilleSC
Placitas | Placitas | NM | New Mexico | 35043 | Sandoval | 35.3226 | -106.4436 | 4686 | 60 | polygon | FALSE | FALSE | America/Denver | 3 | 87043 | 1840019064 | [10 empty] | PlacitasNM
Westmont | Westmont | PA | Pennsylvania | 42021 | Cambria | 40.3194 | -78.9524 | 4685 | 770 | polygon | FALSE | TRUE | America/New_York | 3 | 15905 | 1840001128 | [10 empty] | WestmontPA
Morgan's Point Resort | Morgan's Point Resort | TX | Texas | 48027 | Bell | 31.1518 | -97.4581 | 4685 | 645 | polygon | FALSE | TRUE | America/Chicago | 3 | 76513 76503 | 1840037019 | [10 empty] | Morgan's Point ResortTX
Lexington | Lexington | OH | Ohio | 39139 | Richland | 40.68 | -82.5793 | 4682 | 470 | polygon | FALSE | TRUE | America/New_York | 3 | 44904 | 1840011882 | [10 empty] | LexingtonOH
Sierra View | Sierra View | PA | Pennsylvania | 42089 | Monroe | 41.0007 | -75.4476 | 4680 | 357 | polygon | FALSE | FALSE | America/New_York | 3 | 18330 18610 | 1840035455 | [10 empty] | Sierra ViewPA
Lake View | Lake View | AL | Alabama | 1125 | Tuscaloosa | 33.2802 | -87.1258 | 4679 | 490 | polygon | FALSE | TRUE | America/Chicago | 3 | 35111 | 1840016839 | [10 empty] | Lake ViewAL
Wayland | Wayland | MI | Michigan | 26005 | Allegan | 42.6725 | -85.6408 | 4679 | 550 | polygon | FALSE | TRUE | America/Detroit | 3 | 49348 | 1840000421 | [10 empty] | WaylandMI
Sherman | Sherman | IL | Illinois | 17167 | Sangamon | 39.8876 | -89.6066 | 4679 | 576 | polygon | FALSE | TRUE | America/Chicago | 3 | 62684 62707 | 1840012455 | [10 empty] | ShermanIL
Mountain Lake Park | Mountain Lake Park | MD | Maryland | 24023 | Garrett | 39.4004 | -79.3812 | 4678 | 418 | polygon | FALSE | TRUE | America/New_York | 3 | 21550 | 1840005633 | [10 empty] | Mountain Lake ParkMD
Smith Mills | Smith Mills | MA | Massachusetts | 25005 | Bristol | 41.6432 | -70.992 | 4678 | 387 | polygon | FALSE | FALSE | America/New_York | 3 | 2747 | 1840004736 | [10 empty] | Smith MillsMA
Mattituck | Mattituck | NY | New York | 36103 | Suffolk | 41.0012 | -72.5419 | 4676 | 200 | polygon | FALSE | FALSE | America/New_York | 3 | 11952 | 1840005091 | [10 empty] | MattituckNY
Brookdale | Brookdale | SC | South Carolina | 45075 | Orangeburg | 33.5183 | -80.8332 | 4674 | 495 | polygon | FALSE | FALSE | America/New_York | 3 | 29115 | 1840035795 | [10 empty] | BrookdaleSC
Connerton | Connerton | FL | Florida | 12101 | Pasco | 28.3022 | -82.4624 | 4673 | 139 | polygon | FALSE | TRUE | America/New_York | 3 | 34637 34639 | 1840038857 | [10 empty] | ConnertonFL
Brisbane | Brisbane | CA | California | 6081 | San Mateo | 37.6898 | -122.402 | 4671 | 582 | polygon | FALSE | TRUE | America/Los_Angeles | 3 | 94005 | 1840028147 | [10 empty] | BrisbaneCA
North Braddock | North Braddock | PA | Pennsylvania | 42003 | Allegheny | 40.4023 | -79.8533 | 4669 | 1208 | polygon | FALSE | TRUE | America/New_York | 3 | 15104 | 1840001248 | [10 empty] | North BraddockPA
June Park | June Park | FL | Florida | 12009 | Brevard | 28.0718 | -80.6874 | 4669 | 603 | polygon | FALSE | FALSE | America/New_York | 3 | 32904 | 1840014074 | [10 empty] | June ParkFL
South Lebanon | South Lebanon | OH | Ohio | 39165 | Warren | 39.3672 | -84.2204 | 4668 | 547 | polygon | FALSE | TRUE | America/New_York | 3 | 45065 45036 45034 45039 | 1840012616 | [10 empty] | South LebanonOH
Bigfork | Bigfork | MT | Montana | 30029 | Flathead | 48.0852 | -114.0551 | 4668 | 57 | polygon | FALSE | FALSE | America/Denver | 3 | 59911 | 1840017296 | [10 empty] | BigforkMT
Osage Beach | Osage Beach | MO | Missouri | 29029 | Camden | 38.1353 | -92.6479 | 4666 | 183 | polygon | FALSE | TRUE | America/Chicago | 3 | 65065 | 1840009754 | [10 empty] | Osage BeachMO
Brielle | Brielle | NJ | New Jersey | 34025 | Monmouth | 40.1048 | -74.0636 | 4666 | 1026 | polygon | FALSE | TRUE | America/New_York | 3 | 8730 | 1840001357 | [10 empty] | BrielleNJ
Summerside | Summerside | OH | Ohio | 39025 | Clermont | 39.1187 | -84.2862 | 4666 | 872 | polygon | FALSE | FALSE | America/New_York | 3 | 45244 | 1840034135 | [10 empty] | SummersideOH
Spurgeon | Spurgeon | TN | Tennessee | 47163 | Sullivan | 36.443 | -82.4621 | 4666 | 440 | polygon | FALSE | FALSE | America/New_York | 3 | 37615 37663 | 1840013334 | [10 empty] | SpurgeonTN
Tuscola | Tuscola | IL | Illinois | 17041 | Douglas | 39.7967 | -88.2749 | 4665 | 585 | polygon | FALSE | TRUE | America/Chicago | 3 | 61953 | 1840010587 | [10 empty] | TuscolaIL
Cherokee Village | Cherokee Village | AR | Arkansas | 5135 | Sharp | 36.2959 | -91.5696 | 4661 | 88 | polygon | FALSE | TRUE | America/Chicago | 3 | 72529 | 1840014446 | [10 empty] | Cherokee VillageAR
Sandy Oaks | Sandy Oaks | TX | Texas | 48029 | Bexar | 29.1821 | -98.4081 | 4660 | 754 | polygon | FALSE | TRUE | America/Chicago | 3 | 78112 | 1840037146 | [10 empty] | Sandy OaksTX
Carolina Shores | Carolina Shores | NC | North Carolina | 37019 | Brunswick | 33.9076 | -78.5738 | 4659 | 672 | polygon | FALSE | TRUE | America/New_York | 3 | 28467 | 1840015581 | [10 empty] | Carolina ShoresNC
Granite Falls | Granite Falls | NC | North Carolina | 37027 | Caldwell | 35.7966 | -81.4233 | 4659 | 343 | polygon | FALSE | TRUE | America/New_York | 3 | 28630 | 1840016189 | [10 empty] | Granite FallsNC
Hawthorne | Hawthorne | NY | New York | 36119 | Westchester | 41.1035 | -73.7969 | 4658 | 1637 | polygon | FALSE | FALSE | America/New_York | 3 | 10532 | 1840004922 | [10 empty] | HawthorneNY
Chester | Chester | MD | Maryland | 24035 | Queen Anne's | 38.9677 | -76.2823 | 4658 | 343 | polygon | FALSE | FALSE | America/New_York | 3 | 21619 | 1840005894 | [10 empty] | ChesterMD
Millis-Clicquot | Millis-Clicquot | MA | Massachusetts | 25021 | Norfolk | 42.1648 | -71.3544 | 4658 | 574 | polygon | FALSE | TRUE | America/New_York | 3 | 2054 | 1840073515 | [10 empty] | Millis-ClicquotMA
Wayzata | Wayzata | MN | Minnesota | 27053 | Hennepin | 44.9671 | -93.5161 | 4657 | 580 | polygon | FALSE | TRUE | America/Chicago | 3 | 55391 | 1840010000 | [10 empty] | WayzataMN
Tama | Tama | IA | Iowa | 19171 | Tama | 41.9648 | -92.5746 | 4657 | 358 | polygon | FALSE | TRUE | America/Chicago | 3 | 52339 | 1840009150 | [10 empty] | TamaIA
Madison | Madison | GA | Georgia | 13211 | Morgan | 33.579 | -83.4758 | 4656 | 186 | polygon | FALSE | TRUE | America/New_York | 3 | 30650 | 1840015676 | [10 empty] | MadisonGA
Paradise Hills | Paradise Hills | NM | New Mexico | 35001 | Bernalillo | 35.1981 | -106.7023 | 4656 | 1757 | polygon | FALSE | FALSE | America/Denver | 3 | 87114 87193 | 1840024971 | [10 empty] | Paradise HillsNM
Tulia | Tulia | TX | Texas | 48437 | Swisher | 34.5374 | -101.7742 | 4655 | 505 | polygon | FALSE | TRUE | America/Chicago | 3 | 79088 | 1840021880 | [10 empty] | TuliaTX
West Elmira | West Elmira | NY | New York | 36015 | Chemung | 42.0879 | -76.8473 | 4655 | 591 | polygon | FALSE | FALSE | America/New_York | 3 | 14905 | 1840004687 | [10 empty] | West ElmiraNY
Phoenix | Phoenix | OR | Oregon | 41029 | Jackson | 42.2748 | -122.8151 | 4653 | 1252 | polygon | FALSE | TRUE | America/Los_Angeles | 3 | 97535 | 1840020077 | [10 empty] | PhoenixOR
Reiffton | Reiffton | PA | Pennsylvania | 42011 | Berks | 40.3126 | -75.8662 | 4651 | 947 | polygon | FALSE | FALSE | America/New_York | 3 | 19606 | 1840005391 | [10 empty] | ReifftonPA
Danville | Danville | PA | Pennsylvania | 42093 | Montour | 40.9615 | -76.6121 | 4648 | 1153 | polygon | FALSE | TRUE | America/New_York | 3 | 17821 | 1840000854 | [10 empty] | DanvillePA
Little Falls | Little Falls | NY | New York | 36043 | Herkimer | 43.0452 | -74.8566 | 4645 | 466 | polygon | FALSE | TRUE | America/New_York | 3 | 13365 | 1840000333 | [10 empty] | Little FallsNY
Boalsburg | Boalsburg | PA | Pennsylvania | 42027 | Centre | 40.7783 | -77.7734 | 4642 | 309 | polygon | FALSE | FALSE | America/New_York | 3 | 16827 | 1840005154 | [10 empty] | BoalsburgPA
Woodruff | Woodruff | SC | South Carolina | 45083 | Spartanburg | 34.7397 | -82.0323 | 4642 | 436 | polygon | FALSE | TRUE | America/New_York | 3 | 29388 | 1840015484 | [10 empty] | WoodruffSC
Galeville | Galeville | NY | New York | 36067 | Onondaga | 43.0889 | -76.1815 | 4642 | 1555 | polygon | FALSE | FALSE | America/New_York | 3 | 13088 | 1840004315 | [10 empty] | GalevilleNY
Jackson | Jackson | AL | Alabama | 1025 | Clarke | 31.5318 | -87.8915 | 4642 | 114 | polygon | FALSE | TRUE | America/Chicago | 3 | 36545 | 1840014935 | [10 empty] | JacksonAL
Pea Ridge | Pea Ridge | FL | Florida | 12113 | Santa Rosa | 30.6029 | -87.1022 | 4641 | 638 | polygon | FALSE | TRUE | America/Chicago | 3 | 32583 32571 | 1840043095 | [10 empty] | Pea RidgeFL
Kaplan | Kaplan | LA | Louisiana | 22113 | Vermilion | 30.006 | -92.284 | 4639 | 733 | polygon | FALSE | TRUE | America/Chicago | 3 | 70548 | 1840015050 | [10 empty] | KaplanLA
Lemoyne | Lemoyne | PA | Pennsylvania | 42041 | Cumberland | 40.2442 | -76.8991 | 4634 | 1109 | polygon | FALSE | TRUE | America/New_York | 3 | 17043 | 1840001387 | [10 empty] | LemoynePA
Durand | Durand | MI | Michigan | 26155 | Shiawassee | 42.9127 | -83.989 | 4633 | 653 | polygon | FALSE | TRUE | America/Detroit | 3 | 48429 | 1840003071 | [10 empty] | DurandMI
East Palestine | East Palestine | OH | Ohio | 39029 | Columbiana | 40.8392 | -80.5467 | 4633 | 541 | polygon | FALSE | TRUE | America/New_York | 3 | 44413 | 1840008292 | [10 empty] | East PalestineOH
Gardnertown | Gardnertown | NY | New York | 36071 | Orange | 41.5328 | -74.0594 | 4633 | 370 | polygon | FALSE | FALSE | America/New_York | 3 | 12550 12551 12552 | 1840004861 | [10 empty] | GardnertownNY
Wanamassa | Wanamassa | NJ | New Jersey | 34025 | Monmouth | 40.2365 | -74.0294 | 4630 | 1604 | polygon | FALSE | FALSE | America/New_York | 3 | 7712 | 1840005452 | [10 empty] | WanamassaNJ
Spruce Pine | Spruce Pine | NC | North Carolina | 37121 | Mitchell | 35.9104 | -82.0731 | 4630 | 176 | polygon | FALSE | TRUE | America/New_York | 3 | 28777 | 1840017751 | [10 empty] | Spruce PineNC
Swartz | Swartz | LA | Louisiana | 22073 | Ouachita | 32.5809 | -91.9869 | 4629 | 219 | polygon | FALSE | FALSE | America/Chicago | 3 | 71203 | 1840013812 | [10 empty] | SwartzLA
Hebbronville | Hebbronville | TX | Texas | 48247 | Jim Hogg | 27.3239 | -98.686 | 4626 | 285 | polygon | FALSE | FALSE | America/Chicago | 3 | 78361 | 1840018298 | [10 empty] | HebbronvilleTX
Daingerfield | Daingerfield | TX | Texas | 48343 | Morris | 33.0306 | -94.725 | 4625 | 374 | polygon | FALSE | TRUE | America/Chicago | 3 | 75638 | 1840019406 | [10 empty] | DaingerfieldTX
Hampton | Hampton | MD | Maryland | 24005 | Baltimore | 39.4222 | -76.5696 | 4624 | 311 | polygon | FALSE | FALSE | America/New_York | 3 | 21286 | 1840005692 | [10 empty] | HamptonMD
ComerÃ­o | Comerio | PR | Puerto Rico | 72045 | ComerÃ­o | 18.2203 | -66.2243 | 4624 | 3998 | polygon | FALSE | FALSE | America/Puerto_Rico | 2 | 782 | 1630023541 | [10 empty] | ComerÃ­oPR
Vilonia | Vilonia | AR | Arkansas | 5045 | Faulkner | 35.0807 | -92.2088 | 4623 | 223 | polygon | FALSE | TRUE | America/Chicago | 3 | 72173 | 1840015465 | [10 empty] | ViloniaAR
Auburn | Auburn | IL | Illinois | 17167 | Sangamon | 39.5762 | -89.7441 | 4623 | 431 | polygon | FALSE | TRUE | America/Chicago | 3 | 62615 | 1840007301 | [10 empty] | AuburnIL
Rock Hill | Rock Hill | MO | Missouri | 29189 | St. Louis | 38.6091 | -90.3673 | 4620 | 1627 | polygon | FALSE | TRUE | America/Chicago | 3 | 63119 63144 | 1840009770 | [10 empty] | Rock HillMO
Cape May Court House | Cape May Court House | NJ | New Jersey | 34009 | Cape May | 39.079 | -74.8207 | 4617 | 204 | polygon | FALSE | FALSE | America/New_York | 3 | 8210 | 1840005864 | [10 empty] | Cape May Court HouseNJ
Blountstown | Blountstown | FL | Florida | 12013 | Calhoun | 30.443 | -85.0455 | 4617 | 295 | polygon | FALSE | TRUE | America/Chicago | 3 | 32424 | 1840013952 | [10 empty] | BlountstownFL
Vandercook Lake | Vandercook Lake | MI | Michigan | 26075 | Jackson | 42.1916 | -84.3854 | 4615 | 388 | polygon | FALSE | FALSE | America/Detroit | 3 | 49201 49203 | 1840006977 | [10 empty] | Vandercook LakeMI
Hazardville | Hazardville | CT | Connecticut | 9003 | Hartford | 41.9899 | -72.5256 | 4615 | 541 | polygon | FALSE | FALSE | America/New_York | 3 | 6082 | 1840000504 | [10 empty] | HazardvilleCT
Edenton | Edenton | NC | North Carolina | 37041 | Chowan | 36.058 | -76.6008 | 4614 | 331 | polygon | FALSE | TRUE | America/New_York | 3 | 27932 | 1840016103 | [10 empty] | EdentonNC
Old Westbury | Old Westbury | NY | New York | 36059 | Nassau | 40.7866 | -73.5975 | 4614 | 207 | polygon | FALSE | TRUE | America/New_York | 3 | 11548 11568 | 1840005316 | [10 empty] | Old WestburyNY
Daytona Beach Shores | Daytona Beach Shores | FL | Florida | 12127 | Volusia | 29.1723 | -80.9808 | 4614 | 1960 | polygon | FALSE | TRUE | America/New_York | 3 | 32118 | 1840015069 | [10 empty] | Daytona Beach ShoresFL
Creedmoor | Creedmoor | NC | North Carolina | 37077 | Granville | 36.1223 | -78.6758 | 4612 | 333 | polygon | FALSE | TRUE | America/New_York | 3 | 27522 | 1840014434 | [10 empty] | CreedmoorNC
Higginsville | Higginsville | MO | Missouri | 29107 | Lafayette | 39.0653 | -93.727 | 4609 | 472 | polygon | FALSE | TRUE | America/Chicago | 3 | 64037 | 1840007389 | [10 empty] | HigginsvilleMO
Coldwater | Coldwater | OH | Ohio | 39107 | Mercer | 40.4833 | -84.6317 | 4609 | 907 | polygon | FALSE | TRUE | America/New_York | 3 | 45828 | 1840012000 | [10 empty] | ColdwaterOH
Woodmore | Woodmore | MD | Maryland | 24033 | Prince George's | 38.9222 | -76.781 | 4608 | 271 | polygon | FALSE | FALSE | America/New_York | 3 | 20721 | 1840005969 | [10 empty] | WoodmoreMD
Spotsylvania Courthouse | Spotsylvania Courthouse | VA | Virginia | 51177 | Spotsylvania | 38.1982 | -77.5885 | 4607 | 170 | polygon | FALSE | FALSE | America/New_York | 3 | 22553 22551 | 1840006269 | [10 empty] | Spotsylvania CourthouseVA
Winnsboro | Winnsboro | SC | South Carolina | 45039 | Fairfield | 34.3718 | -81.0907 | 4607 | 380 | polygon | FALSE | TRUE | America/New_York | 3 | 29180 | 1840016627 | [10 empty] | WinnsboroSC
Bushnell | Bushnell | FL | Florida | 12119 | Sumter | 28.6856 | -82.116 | 4607 | 105 | polygon | FALSE | TRUE | America/New_York | 3 | 33513 33538 33585 | 1840014067 | [10 empty] | BushnellFL
Haskell | Haskell | AR | Arkansas | 5125 | Saline | 34.5095 | -92.6406 | 4605 | 361 | polygon | FALSE | TRUE | America/Chicago | 3 | 72015 | 1840013571 | [10 empty] | HaskellAR
Village of Four Seasons | Village of Four Seasons | MO | Missouri | 29029 | Camden | 38.1974 | -92.7179 | 4605 | 190 | polygon | FALSE | TRUE | America/Chicago | 3 | 65049 | 1840032256 | [10 empty] | Village of Four SeasonsMO
Altavista | Altavista | VA | Virginia | 51031 | Campbell | 37.1232 | -79.2858 | 4603 | 260 | polygon | FALSE | TRUE | America/New_York | 3 | 24517 | 1840006438 | [10 empty] | AltavistaVA
Newport | Newport | SC | South Carolina | 45091 | York | 34.9832 | -81.0992 | 4602 | 220 | polygon | FALSE | FALSE | America/New_York | 3 | 29732 | 1840013520 | [10 empty] | NewportSC
Dundee | Dundee | MI | Michigan | 26115 | Monroe | 41.9643 | -83.6636 | 4601 | 338 | polygon | FALSE | TRUE | America/Detroit | 3 | 48131 | 1840013156 | [10 empty] | DundeeMI
Cold Spring | Cold Spring | MN | Minnesota | 27145 | Stearns | 45.4572 | -94.4296 | 4601 | 622 | polygon | FALSE | TRUE | America/Chicago | 3 | 56320 | 1840006682 | [10 empty] | Cold SpringMN
Oak View | Oak View | CA | California | 6111 | Ventura | 34.399 | -119.2976 | 4598 | 904 | polygon | FALSE | FALSE | America/Los_Angeles | 3 | 93022 | 1840019199 | [10 empty] | Oak ViewCA
North Sea | North Sea | NY | New York | 36103 | Suffolk | 40.933 | -72.4047 | 4597 | 160 | polygon | FALSE | FALSE | America/New_York | 3 | 11968 | 1840005060 | [10 empty] | North SeaNY
Neptune City | Neptune City | NJ | New Jersey | 34025 | Monmouth | 40.2005 | -74.0333 | 4596 | 1980 | polygon | FALSE | TRUE | America/New_York | 3 | 07753 07754 | 1840003677 | [10 empty] | Neptune CityNJ
Lajas | Lajas | PR | Puerto Rico | 72079 | Lajas | 18.0453 | -67.0583 | 4596 | 1481 | polygon | FALSE | FALSE | America/Puerto_Rico | 3 | 667 | 1630023598 | [10 empty] | LajasPR
Pascoag | Pascoag | RI | Rhode Island | 44007 | Providence | 41.9518 | -71.7041 | 4594 | 353 | polygon | FALSE | FALSE | America/New_York | 3 | 02859 02824 | 1840003294 | [10 empty] | PascoagRI
Wingate | Wingate | NC | North Carolina | 37179 | Union | 34.9852 | -80.4497 | 4594 | 938 | polygon | FALSE | TRUE | America/New_York | 3 | 28174 | 1840016460 | [10 empty] | WingateNC
Williamstown | Williamstown | PA | Pennsylvania | 42043 | Dauphin | 40.5809 | -76.617 | 4593 | 2064 | polygon | FALSE | TRUE | America/New_York | 2 | 17098 | 1840001298 | [10 empty] | WilliamstownPA
Montebello | Montebello | NY | New York | 36087 | Rockland | 41.1317 | -74.1134 | 4593 | 410 | polygon | FALSE | TRUE | America/New_York | 3 | 10901 | 1840004978 | [10 empty] | MontebelloNY
Searingtown | Searingtown | NY | New York | 36059 | Nassau | 40.7705 | -73.6603 | 4593 | 1908 | polygon | FALSE | FALSE | America/New_York | 3 | 11507 11577 11576 | 1840033957 | [10 empty] | SearingtownNY
Hollister | Hollister | MO | Missouri | 29213 | Taney | 36.6058 | -93.2338 | 4592 | 278 | polygon | FALSE | TRUE | America/Chicago | 3 | 65672 65673 | 1840007660 | [10 empty] | HollisterMO
Suncoast Estates | Suncoast Estates | FL | Florida | 12071 | Lee | 26.7122 | -81.8684 | 4592 | 651 | polygon | FALSE | FALSE | America/New_York | 3 | 33917 | 1840029083 | [10 empty] | Suncoast EstatesFL
Newport | Newport | NC | North Carolina | 37031 | Carteret | 34.772 | -76.8771 | 4591 | 232 | polygon | FALSE | TRUE | America/New_York | 3 | 28570 | 1840016485 | [10 empty] | NewportNC
Meadows Place | Meadows Place | TX | Texas | 48157 | Fort Bend | 29.6513 | -95.5873 | 4591 | 1891 | polygon | FALSE | TRUE | America/Chicago | 3 | 77477 | 1840020949 | [10 empty] | Meadows PlaceTX
Edinburgh | Edinburgh | IN | Indiana | 18081 | Johnson | 39.3509 | -85.9625 | 4590 | 570 | polygon | FALSE | TRUE | America/Indiana/Indianapolis | 3 | 46124 | 1840013729 | [10 empty] | EdinburghIN
Verdigris | Verdigris | OK | Oklahoma | 40131 | Rogers | 36.2533 | -95.6602 | 4590 | 302 | polygon | FALSE | TRUE | America/Chicago | 3 | 74019 | 1840022656 | [10 empty] | VerdigrisOK
Fort Defiance | Fort Defiance | AZ | Arizona | 4001 | Apache | 35.7469 | -109.0685 | 4590 | 291 | polygon | FALSE | FALSE | America/Denver | 3 | 86504 | 1840017675 | [10 empty] | Fort DefianceAZ
Spry | Spry | PA | Pennsylvania | 42133 | York | 39.9125 | -76.6863 | 4588 | 685 | polygon | FALSE | FALSE | America/New_York | 3 | 17403 17402 17313 | 1840005508 | [10 empty] | SpryPA
Mount Ephraim | Mount Ephraim | NJ | New Jersey | 34007 | Camden | 39.8806 | -75.0917 | 4587 | 2003 | polygon | FALSE | TRUE | America/New_York | 2 | 8059 | 1840003772 | [10 empty] | Mount EphraimNJ
Plain City | Plain City | OH | Ohio | 39097 | Madison | 40.1067 | -83.2693 | 4586 | 732 | polygon | FALSE | TRUE | America/New_York | 3 | 43064 | 1840012418 | [10 empty] | Plain CityOH
Coopertown | Coopertown | TN | Tennessee | 47147 | Robertson | 36.4143 | -86.9658 | 4586 | 56 | polygon | FALSE | TRUE | America/Chicago | 3 | 37073 37172 37146 | 1840016013 | [10 empty] | CoopertownTN
Montgomery | Montgomery | GA | Georgia | 13051 | Chatham | 31.9438 | -81.1081 | 4584 | 339 | polygon | FALSE | FALSE | America/New_York | 3 | 31406 | 1840013838 | [10 empty] | MontgomeryGA
Lower Grand Lagoon | Lower Grand Lagoon | FL | Florida | 12005 | Bay | 30.1444 | -85.7526 | 4584 | 842 | polygon | FALSE | FALSE | America/Chicago | 3 | 32408 | 1840029054 | [10 empty] | Lower Grand LagoonFL
Farrell | Farrell | PA | Pennsylvania | 42085 | Mercer | 41.2112 | -80.497 | 4580 | 781 | polygon | FALSE | TRUE | America/New_York | 3 | 16121 | 1840000657 | [10 empty] | FarrellPA
Flemington | Flemington | NJ | New Jersey | 34019 | Hunterdon | 40.5087 | -74.8599 | 4577 | 1640 | polygon | FALSE | TRUE | America/New_York | 3 | 8822 | 1840003605 | [10 empty] | FlemingtonNJ
Kahaluu | Kahaluu | HI | Hawaii | 15003 | Honolulu | 21.4576 | -157.8453 | 4577 | 507 | polygon | FALSE | FALSE | Pacific/Honolulu | 3 | 96744 | 1840029490 | [10 empty] | KahaluuHI
Beattystown | Beattystown | NJ | New Jersey | 34041 | Warren | 40.8222 | -74.8502 | 4575 | 583 | polygon | FALSE | FALSE | America/New_York | 3 | 7840 | 1840005192 | [10 empty] | BeattystownNJ
Peppermill Village | Peppermill Village | MD | Maryland | 24033 | Prince George's | 38.894 | -76.8878 | 4575 | 2356 | polygon | FALSE | FALSE | America/New_York | 2 | 20743 | 1840031500 | [10 empty] | Peppermill VillageMD
Buffalo | Buffalo | WY | Wyoming | 56019 | Johnson | 44.3426 | -106.7139 | 4575 | 394 | polygon | FALSE | TRUE | America/Denver | 3 | 82834 | 1840018615 | [10 empty] | BuffaloWY
Fox River Grove | Fox River Grove | IL | Illinois | 17111 | McHenry | 42.1955 | -88.2147 | 4573 | 1031 | polygon | FALSE | TRUE | America/Chicago | 3 | 60021 | 1840011135 | [10 empty] | Fox River GroveIL
North Kansas City | North Kansas City | MO | Missouri | 29047 | Clay | 39.1396 | -94.5643 | 4571 | 400 | polygon | FALSE | TRUE | America/Chicago | 3 | 64116 64144 | 1840008498 | [10 empty] | North Kansas CityMO
West York | West York | PA | Pennsylvania | 42133 | York | 39.9534 | -76.761 | 4571 | 3360 | polygon | FALSE | TRUE | America/New_York | 2 | 17404 | 1840001467 | [10 empty] | West YorkPA
Blakely | Blakely | GA | Georgia | 13099 | Early | 31.3827 | -84.9228 | 4571 | 100 | polygon | FALSE | TRUE | America/New_York | 3 | 39823 | 1840013872 | [10 empty] | BlakelyGA
Bridgeport | Bridgeport | PA | Pennsylvania | 42091 | Montgomery | 40.1042 | -75.3437 | 4570 | 2677 | polygon | FALSE | TRUE | America/New_York | 2 | 19405 | 1840003694 | [10 empty] | BridgeportPA
Portola Valley | Portola Valley | CA | California | 6081 | San Mateo | 37.3713 | -122.2203 | 4568 | 193 | polygon | FALSE | TRUE | America/Los_Angeles | 3 | 94028 | 1840021553 | [10 empty] | Portola ValleyCA
Scottsville | Scottsville | KY | Kentucky | 21003 | Allen | 36.7521 | -86.2018 | 4568 | 287 | polygon | FALSE | TRUE | America/Chicago | 3 | 42164 | 1840015271 | [10 empty] | ScottsvilleKY
Breckenridge Hills | Breckenridge Hills | MO | Missouri | 29189 | St. Louis | 38.7158 | -90.3685 | 4566 | 2201 | polygon | FALSE | TRUE | America/Chicago | 2 | 63114 63074 | 1840006127 | [10 empty] | Breckenridge HillsMO
Belfair | Belfair | WA | Washington | 53045 | Mason | 47.4495 | -122.8487 | 4564 | 239 | polygon | FALSE | FALSE | America/Los_Angeles | 3 | 98528 | 1840025252 | [10 empty] | BelfairWA
Vamo | Vamo | FL | Florida | 12115 | Sarasota | 27.2254 | -82.4944 | 4564 | 1203 | polygon | FALSE | FALSE | America/New_York | 3 | 34231 34238 34229 | 1840014181 | [10 empty] | VamoFL
Benton | Benton | KY | Kentucky | 21157 | Marshall | 36.8512 | -88.3594 | 4563 | 382 | polygon | FALSE | TRUE | America/Chicago | 3 | 42025 | 1840013275 | [10 empty] | BentonKY
Gray | Gray | GA | Georgia | 13169 | Jones | 33.002 | -83.5373 | 4563 | 321 | polygon | FALSE | TRUE | America/New_York | 3 | 31032 | 1840013786 | [10 empty] | GrayGA
Louisburg | Louisburg | KS | Kansas | 20121 | Miami | 38.6203 | -94.677 | 4562 | 361 | polygon | FALSE | TRUE | America/Chicago | 3 | 66053 | 1840001653 | [10 empty] | LouisburgKS
Donora | Donora | PA | Pennsylvania | 42125 | Washington | 40.179 | -79.8625 | 4562 | 927 | polygon | FALSE | TRUE | America/New_York | 3 | 15033 | 1840003650 | [10 empty] | DonoraPA
Whitfield | Whitfield | PA | Pennsylvania | 42011 | Berks | 40.3358 | -76.0048 | 4560 | 1679 | polygon | FALSE | FALSE | America/New_York | 3 | 19609 19608 19610 | 1840035443 | [10 empty] | WhitfieldPA
Byram | Byram | CT | Connecticut | 9001 | Fairfield | 41.0011 | -73.6528 | 4560 | 2207 | polygon | FALSE | FALSE | America/New_York | 2 | 6830 | 1840026280 | [10 empty] | ByramCT
Sullivan | Sullivan | IL | Illinois | 17139 | Moultrie | 39.5954 | -88.6085 | 4560 | 618 | polygon | FALSE | TRUE | America/Chicago | 3 | 61951 | 1840009552 | [10 empty] | SullivanIL
Ellisville | Ellisville | MS | Mississippi | 28067 | Jones | 31.5969 | -89.2091 | 4559 | 168 | polygon | FALSE | TRUE | America/Chicago | 3 | 39437 | 1840013856 | [10 empty] | EllisvilleMS
Perezville | Perezville | TX | Texas | 48215 | Hidalgo | 26.2396 | -98.4023 | 4555 | 1064 | polygon | FALSE | FALSE | America/Chicago | 3 | 78574 78572 | 1840025180 | [10 empty] | PerezvilleTX
Castle Pines Village | Castle Pines Village | CO | Colorado | 8035 | Douglas | 39.4418 | -104.897 | 4553 | 394 | polygon | FALSE | FALSE | America/Denver | 3 | 80108 | 1840028593 | [10 empty] | Castle Pines VillageCO
Gang Mills | Gang Mills | NY | New York | 36101 | Steuben | 42.1534 | -77.123 | 4553 | 401 | polygon | FALSE | FALSE | America/New_York | 3 | 14870 | 1840004548 | [10 empty] | Gang MillsNY
Rio Communities | Rio Communities | NM | New Mexico | 35061 | Valencia | 34.6459 | -106.7164 | 4552 | 228 | polygon | FALSE | TRUE | America/Denver | 3 | 87002 | 1840033728 | [10 empty] | Rio CommunitiesNM
Point Pleasant Beach | Point Pleasant Beach | NJ | New Jersey | 34029 | Ocean | 40.0929 | -74.0459 | 4551 | 1235 | polygon | FALSE | TRUE | America/New_York | 3 | 8742 | 1840001486 | [10 empty] | Point Pleasant BeachNJ
Okauchee Lake | Okauchee Lake | WI | Wisconsin | 55133 | Waukesha | 43.1248 | -88.4408 | 4551 | 508 | polygon | FALSE | FALSE | America/Chicago | 3 | 53069 53066 | 1840004353 | [10 empty] | Okauchee LakeWI
Hartsdale | Hartsdale | NY | New York | 36119 | Westchester | 41.0153 | -73.8036 | 4550 | 1962 | polygon | FALSE | FALSE | America/New_York | 3 | 10583 10530 | 1840004921 | [10 empty] | HartsdaleNY
Columbiana | Columbiana | AL | Alabama | 1117 | Shelby | 33.193 | -86.6115 | 4550 | 101 | polygon | FALSE | TRUE | America/Chicago | 3 | 35051 | 1840006158 | [10 empty] | ColumbianaAL
Fox Farm-College | Fox Farm-College | WY | Wyoming | 56021 | Laramie | 41.1103 | -104.7872 | 4549 | 582 | polygon | FALSE | TRUE | America/Denver | 3 | 82007 82010 | 1840073950 | [10 empty] | Fox Farm-CollegeWY
Wahoo | Wahoo | NE | Nebraska | 31155 | Saunders | 41.2166 | -96.6172 | 4548 | 598 | polygon | FALSE | TRUE | America/Chicago | 3 | 68066 | 1840003455 | [10 empty] | WahooNE
Eastwood | Eastwood | LA | Louisiana | 22015 | Bossier | 32.5606 | -93.5625 | 4548 | 276 | polygon | FALSE | FALSE | America/Chicago | 3 | 71037 71067 | 1840013100 | [10 empty] | EastwoodLA
Aurora | Aurora | NE | Nebraska | 31081 | Hamilton | 40.8642 | -98.007 | 4547 | 576 | polygon | FALSE | TRUE | America/Chicago | 3 | 68818 | 1840007144 | [10 empty] | AuroraNE
Union Springs | Union Springs | AL | Alabama | 1011 | Bullock | 32.1395 | -85.7141 | 4547 | 198 | polygon | FALSE | TRUE | America/Chicago | 3 | 36089 | 1840004415 | [10 empty] | Union SpringsAL
Leisure Village | Leisure Village | NJ | New Jersey | 34029 | Ocean | 40.0445 | -74.1852 | 4547 | 1346 | polygon | FALSE | FALSE | America/New_York | 3 | 8701 | 1840005534 | [10 empty] | Leisure VillageNJ
Bremen | Bremen | IN | Indiana | 18099 | Marshall | 41.4484 | -86.1506 | 4546 | 609 | polygon | FALSE | TRUE | America/Indiana/Indianapolis | 3 | 46506 | 1840009300 | [10 empty] | BremenIN
Santa Ynez | Santa Ynez | CA | California | 6083 | Santa Barbara | 34.6151 | -120.0944 | 4546 | 341 | polygon | FALSE | FALSE | America/Los_Angeles | 3 | 93463 93460 | 1840019184 | [10 empty] | Santa YnezCA
Oconto | Oconto | WI | Wisconsin | 55083 | Oconto | 44.8918 | -87.8692 | 4545 | 258 | polygon | FALSE | TRUE | America/Chicago | 3 | 54153 | 1840001575 | [10 empty] | OcontoWI
Social Circle | Social Circle | GA | Georgia | 13297 | Walton | 33.6505 | -83.7116 | 4544 | 120 | polygon | FALSE | TRUE | America/New_York | 3 | 30025 | 1840015658 | [10 empty] | Social CircleGA
Canastota | Canastota | NY | New York | 36053 | Madison | 43.0835 | -75.7559 | 4544 | 525 | polygon | FALSE | TRUE | America/New_York | 3 | 13032 | 1840004359 | [10 empty] | CanastotaNY
Harrington | Harrington | DE | Delaware | 10001 | Kent | 38.9244 | -75.5707 | 4543 | 515 | polygon | FALSE | TRUE | America/New_York | 3 | 19952 | 1840005811 | [10 empty] | HarringtonDE
Dardanelle | Dardanelle | AR | Arkansas | 5149 | Yell | 35.2263 | -93.1649 | 4541 | 481 | polygon | FALSE | TRUE | America/Chicago | 3 | 72834 | 1840014607 | [10 empty] | DardanelleAR
Wiggins | Wiggins | MS | Mississippi | 28131 | Stone | 30.8557 | -89.1385 | 4541 | 163 | polygon | FALSE | TRUE | America/Chicago | 3 | 39577 | 1840015904 | [10 empty] | WigginsMS
Dilley | Dilley | TX | Texas | 48163 | Frio | 28.6675 | -99.1765 | 4540 | 743 | polygon | FALSE | TRUE | America/Chicago | 3 | 78017 | 1840019687 | [10 empty] | DilleyTX
Avalon | Avalon | PA | Pennsylvania | 42003 | Allegheny | 40.501 | -80.068 | 4537 | 2840 | polygon | FALSE | TRUE | America/New_York | 2 | 15202 | 1840001200 | [10 empty] | AvalonPA
Gunnison | Gunnison | UT | Utah | 49039 | Sanpete | 39.157 | -111.8135 | 4536 | 289 | polygon | FALSE | TRUE | America/Denver | 3 | 84634 | 1840037159 | [10 empty] | GunnisonUT
Boiling Springs | Boiling Springs | NC | North Carolina | 37045 | Cleveland | 35.2521 | -81.6636 | 4535 | 390 | polygon | FALSE | TRUE | America/New_York | 3 | 28017 28152 | 1840015425 | [10 empty] | Boiling SpringsNC
Piedmont | Piedmont | AL | Alabama | 1015 | Calhoun | 33.9268 | -85.6148 | 4535 | 178 | polygon | FALSE | TRUE | America/Chicago | 3 | 36272 | 1840014781 | [10 empty] | PiedmontAL
Palacios | Palacios | TX | Texas | 48321 | Matagorda | 28.7198 | -96.235 | 4535 | 354 | polygon | FALSE | TRUE | America/Chicago | 3 | 77465 | 1840020990 | [10 empty] | PalaciosTX
East Hampton North | East Hampton North | NY | New York | 36103 | Suffolk | 40.9725 | -72.1889 | 4535 | 310 | polygon | FALSE | TRUE | America/New_York | 3 | 11937 | 1840035108 | [10 empty] | East Hampton NorthNY
Paxton | Paxton | IL | Illinois | 17053 | Ford | 40.4563 | -88.1021 | 4534 | 524 | polygon | FALSE | TRUE | America/Chicago | 3 | 60957 | 1840009368 | [10 empty] | PaxtonIL
Lexington | Lexington | MO | Missouri | 29107 | Lafayette | 39.1798 | -93.8694 | 4534 | 334 | polygon | FALSE | TRUE | America/Chicago | 3 | 64067 | 1840008528 | [10 empty] | LexingtonMO
Whiteland | Whiteland | IN | Indiana | 18081 | Johnson | 39.5507 | -86.0742 | 4532 | 380 | polygon | FALSE | TRUE | America/Indiana/Indianapolis | 3 | 46184 | 1840010618 | [10 empty] | WhitelandIN
Luverne | Luverne | MN | Minnesota | 27133 | Rock | 43.6533 | -96.2146 | 4531 | 485 | polygon | FALSE | TRUE | America/Chicago | 3 | 56156 | 1840008995 | [10 empty] | LuverneMN
Watertown | Watertown | MN | Minnesota | 27019 | Carver | 44.9603 | -93.8431 | 4529 | 665 | polygon | FALSE | TRUE | America/Chicago | 3 | 55388 | 1840010009 | [10 empty] | WatertownMN
Laureles | Laureles | TX | Texas | 48061 | Cameron | 26.1168 | -97.4875 | 4529 | 364 | polygon | FALSE | FALSE | America/Chicago | 3 | 78586 78568 | 1840018327 | [10 empty] | LaurelesTX
Hazlehurst | Hazlehurst | MS | Mississippi | 28029 | Copiah | 31.8646 | -90.3929 | 4528 | 325 | polygon | FALSE | TRUE | America/Chicago | 3 | 39083 | 1840014933 | [10 empty] | HazlehurstMS
Moses Lake North | Moses Lake North | WA | Washington | 53025 | Grant | 47.195 | -119.3185 | 4526 | 314 | polygon | FALSE | TRUE | America/Los_Angeles | 3 | 98837 | 1840074436 | [10 empty] | Moses Lake NorthWA
Negaunee | Negaunee | MI | Michigan | 26103 | Marquette | 46.497 | -87.5968 | 4525 | 129 | polygon | FALSE | TRUE | America/Detroit | 3 | 49866 | 1840003921 | [10 empty] | NegauneeMI
Surfside Beach | Surfside Beach | SC | South Carolina | 45051 | Horry | 33.6093 | -78.9772 | 4525 | 902 | polygon | FALSE | TRUE | America/New_York | 3 | 29575 | 1840016712 | [10 empty] | Surfside BeachSC
Wrightsboro | Wrightsboro | NC | North Carolina | 37129 | New Hanover | 34.2895 | -77.9217 | 4525 | 156 | polygon | FALSE | FALSE | America/New_York | 3 | 28401 28405 28429 | 1840013630 | [10 empty] | WrightsboroNC
Pilot Point | Pilot Point | TX | Texas | 48121 | Denton | 33.3955 | -96.9501 | 4525 | 433 | polygon | FALSE | TRUE | America/Chicago | 3 | 76258 | 1840020643 | [10 empty] | Pilot PointTX
Buhl | Buhl | ID | Idaho | 16083 | Twin Falls | 42.5984 | -114.7596 | 4524 | 926 | polygon | FALSE | TRUE | America/Boise | 3 | 83316 | 1840018679 | [10 empty] | BuhlID
Chain Lake | Chain Lake | WA | Washington | 53061 | Snohomish | 47.9038 | -121.9861 | 4522 | 165 | polygon | FALSE | TRUE | America/Los_Angeles | 3 | 98290 | 1840041915 | [10 empty] | Chain LakeWA
Spring Lake Heights | Spring Lake Heights | NJ | New Jersey | 34025 | Monmouth | 40.1522 | -74.043 | 4521 | 1348 | polygon | FALSE | TRUE | America/New_York | 3 | 7762 | 1840001367 | [10 empty] | Spring Lake HeightsNJ
Piney | Piney | AR | Arkansas | 5051 | Garland | 34.5024 | -93.142 | 4521 | 268 | polygon | FALSE | FALSE | America/Chicago | 3 | 71913 | 1840013589 | [10 empty] | PineyAR
South Hill | South Hill | VA | Virginia | 51117 | Mecklenburg | 36.7254 | -78.1287 | 4520 | 170 | polygon | FALSE | TRUE | America/New_York | 3 | 23970 23950 | 1840006541 | [10 empty] | South HillVA
Gibraltar | Gibraltar | MI | Michigan | 26163 | Wayne | 42.096 | -83.2029 | 4519 | 473 | polygon | FALSE | TRUE | America/Detroit | 3 | 48173 48183 | 1840003975 | [10 empty] | GibraltarMI
Winfield | Winfield | AL | Alabama | 1093 | Marion | 33.9334 | -87.7962 | 4519 | 98 | polygon | FALSE | TRUE | America/Chicago | 3 | 35594 | 1840015587 | [10 empty] | WinfieldAL
Bonneauville | Bonneauville | PA | Pennsylvania | 42001 | Adams | 39.8105 | -77.1363 | 4519 | 734 | polygon | FALSE | TRUE | America/New_York | 3 | 17325 | 1840000679 | [10 empty] | BonneauvillePA
South Bound Brook | South Bound Brook | NJ | New Jersey | 34035 | Somerset | 40.5535 | -74.5277 | 4518 | 2705 | polygon | FALSE | TRUE | America/New_York | 2 | 8880 | 1840001057 | [10 empty] | South Bound BrookNJ
Reminderville | Reminderville | OH | Ohio | 39153 | Summit | 41.3338 | -81.4018 | 4517 | 798 | polygon | FALSE | TRUE | America/New_York | 3 | 44087 44202 | 1840000801 | [10 empty] | RemindervilleOH
Oak Hill | Oak Hill | TN | Tennessee | 47037 | Davidson | 36.0735 | -86.7856 | 4516 | 222 | polygon | FALSE | TRUE | America/Chicago | 3 | 37204 37220 | 1840014464 | [10 empty] | Oak HillTN
Smithville | Smithville | TX | Texas | 48021 | Bastrop | 30.008 | -97.1511 | 4515 | 438 | polygon | FALSE | TRUE | America/Chicago | 3 | 78957 | 1840022186 | [10 empty] | SmithvilleTX
Capitol Heights | Capitol Heights | MD | Maryland | 24033 | Prince George's | 38.8766 | -76.9074 | 4514 | 2232 | polygon | FALSE | TRUE | America/New_York | 2 | 20743 20731 | 1840005983 | [10 empty] | Capitol HeightsMD
Lake Holiday | Lake Holiday | IL | Illinois | 17099 | LaSalle | 41.6156 | -88.6703 | 4512 | 544 | polygon | FALSE | FALSE | America/Chicago | 3 | 60548 60552 | 1840026300 | [10 empty] | Lake HolidayIL
Phoenix Lake | Phoenix Lake | CA | California | 6109 | Tuolumne | 38.0075 | -120.3089 | 4511 | 158 | polygon | FALSE | FALSE | America/Los_Angeles | 3 | 95370 | 1840026756 | [10 empty] | Phoenix LakeCA
North Westport | North Westport | MA | Massachusetts | 25005 | Bristol | 41.6539 | -71.0927 | 4510 | 335 | polygon | FALSE | FALSE | America/New_York | 3 | 2790 | 1840031244 | [10 empty] | North WestportMA
Mount Vernon | Mount Vernon | MO | Missouri | 29109 | Lawrence | 37.105 | -93.8191 | 4508 | 437 | polygon | FALSE | TRUE | America/Chicago | 3 | 65712 | 1840008780 | [10 empty] | Mount VernonMO
Hancock | Hancock | MI | Michigan | 26061 | Houghton | 47.1355 | -88.5987 | 4506 | 675 | polygon | FALSE | TRUE | America/Detroit | 3 | 49930 | 1840003920 | [10 empty] | HancockMI
Sauk Centre | Sauk Centre | MN | Minnesota | 27145 | Stearns | 45.736 | -94.9523 | 4505 | 417 | polygon | FALSE | TRUE | America/Chicago | 3 | 56378 | 1840008887 | [10 empty] | Sauk CentreMN
Lake Wisconsin | Lake Wisconsin | WI | Wisconsin | 55021 | Columbia | 43.3782 | -89.5762 | 4505 | 141 | polygon | FALSE | FALSE | America/Chicago | 3 | 53955 53555 | 1840004203 | [10 empty] | Lake WisconsinWI
Ludlow | Ludlow | KY | Kentucky | 21117 | Kenton | 39.0904 | -84.5498 | 4504 | 1899 | polygon | FALSE | TRUE | America/New_York | 3 | 41016 | 1840015173 | [10 empty] | LudlowKY
Laguna Beach | Laguna Beach | FL | Florida | 12005 | Bay | 30.2549 | -85.951 | 4504 | 691 | polygon | FALSE | FALSE | America/Chicago | 3 | 32413 | 1840013957 | [10 empty] | Laguna BeachFL
East Petersburg | East Petersburg | PA | Pennsylvania | 42071 | Lancaster | 40.1006 | -76.3511 | 4504 | 1439 | polygon | FALSE | TRUE | America/New_York | 3 | 17520 | 1840003715 | [10 empty] | East PetersburgPA
Silver Summit | Silver Summit | UT | Utah | 49043 | Summit | 40.7434 | -111.4905 | 4503 | 102 | polygon | FALSE | TRUE | America/Denver | 3 | 84098 | 1840041658 | [10 empty] | Silver SummitUT
Ardsley | Ardsley | NY | New York | 36119 | Westchester | 41.0135 | -73.8395 | 4502 | 1314 | polygon | FALSE | TRUE | America/New_York | 3 | 10502 | 1840004947 | [10 empty] | ArdsleyNY
Tallassee | Tallassee | AL | Alabama | 1051 | Elmore | 32.5314 | -85.8902 | 4502 | 157 | polygon | FALSE | TRUE | America/Chicago | 3 | 36078 | 1840015790 | [10 empty] | TallasseeAL
Guayanilla | Guayanilla | PR | Puerto Rico | 72059 | Guayanilla | 18.0222 | -66.7898 | 4501 | 2452 | polygon | FALSE | FALSE | America/Puerto_Rico | 2 | 656 | 1630023620 | [10 empty] | GuayanillaPR
Crystal River | Crystal River | FL | Florida | 12017 | Citrus | 28.8964 | -82.5992 | 4498 | 164 | polygon | FALSE | TRUE | America/New_York | 3 | 34428 34429 34423 | 1840015084 | [10 empty] | Crystal RiverFL
Hazlehurst | Hazlehurst | GA | Georgia | 13161 | Jeff Davis | 31.8651 | -82.5994 | 4497 | 337 | polygon | FALSE | TRUE | America/New_York | 3 | 31539 | 1840014937 | [10 empty] | HazlehurstGA
Ogallala | Ogallala | NE | Nebraska | 31101 | Keith | 41.1292 | -101.721 | 4497 | 350 | polygon | FALSE | TRUE | America/Denver | 3 | 69153 | 1840008250 | [10 empty] | OgallalaNE
Bayshore | Bayshore | NC | North Carolina | 37129 | New Hanover | 34.2893 | -77.8025 | 4496 | 737 | polygon | FALSE | FALSE | America/New_York | 3 | 28411 | 1840033015 | [10 empty] | BayshoreNC
Edwardsville | Edwardsville | KS | Kansas | 20209 | Wyandotte | 39.0765 | -94.8166 | 4495 | 192 | polygon | FALSE | TRUE | America/Chicago | 3 | 66111 66113 | 1840001625 | [10 empty] | EdwardsvilleKS
Fremont | Fremont | MI | Michigan | 26123 | Newaygo | 43.463 | -85.9541 | 4494 | 398 | polygon | FALSE | TRUE | America/Detroit | 3 | 49412 49413 | 1840002680 | [10 empty] | FremontMI
Florence | Florence | MS | Mississippi | 28121 | Rankin | 32.1557 | -90.1225 | 4494 | 214 | polygon | FALSE | TRUE | America/Chicago | 3 | 39073 39218 | 1840016982 | [10 empty] | FlorenceMS
Orangeburg | Orangeburg | NY | New York | 36087 | Rockland | 41.0488 | -73.9407 | 4491 | 565 | polygon | FALSE | FALSE | America/New_York | 3 | 10962 10976 | 1840004965 | [10 empty] | OrangeburgNY
Ottawa Hills | Ottawa Hills | OH | Ohio | 39095 | Lucas | 41.6682 | -83.6433 | 4488 | 921 | polygon | FALSE | TRUE | America/New_York | 3 | 43615 43606 | 1840000571 | [10 empty] | Ottawa HillsOH
Jamestown | Jamestown | NC | North Carolina | 37081 | Guilford | 35.9985 | -79.9347 | 4487 | 578 | polygon | FALSE | TRUE | America/New_York | 3 | 27282 27265 | 1840016136 | [10 empty] | JamestownNC
Sayre | Sayre | OK | Oklahoma | 40009 | Beckham | 35.2973 | -99.6284 | 4486 | 309 | polygon | FALSE | TRUE | America/Chicago | 3 | 73662 | 1840021774 | [10 empty] | SayreOK
Pine Level | Pine Level | AL | Alabama | 1001 | Autauga | 32.5797 | -86.4529 | 4484 | 69 | polygon | FALSE | FALSE | America/Chicago | 3 | 36067 36022 | 1840023046 | [10 empty] | Pine LevelAL
Ebensburg | Ebensburg | PA | Pennsylvania | 42021 | Cambria | 40.4884 | -78.7264 | 4478 | 711 | polygon | FALSE | TRUE | America/New_York | 3 | 15931 | 1840001109 | [10 empty] | EbensburgPA
Fussels Corner | Fussels Corner | FL | Florida | 12105 | Polk | 28.0574 | -81.861 | 4477 | 321 | polygon | FALSE | FALSE | America/New_York | 3 | 33823 33801 | 1840029036 | [10 empty] | Fussels CornerFL
Medina | Medina | TN | Tennessee | 47053 | Gibson | 35.8152 | -88.7901 | 4474 | 412 | polygon | FALSE | TRUE | America/Chicago | 3 | 38355 | 1840015340 | [10 empty] | MedinaTN
San Diego | San Diego | TX | Texas | 48131 | Duval | 27.7609 | -98.2389 | 4474 | 857 | polygon | FALSE | TRUE | America/Chicago | 3 | 78384 | 1840022255 | [10 empty] | San DiegoTX
Santa Venetia | Santa Venetia | CA | California | 6041 | Marin | 38.0055 | -122.5032 | 4474 | 473 | polygon | FALSE | FALSE | America/Los_Angeles | 3 | 94901 94903 | 1840018887 | [10 empty] | Santa VenetiaCA
Williamstown | Williamstown | KY | Kentucky | 21081 | Grant | 38.6415 | -84.5676 | 4473 | 90 | polygon | FALSE | TRUE | America/New_York | 3 | 41097 | 1840015179 | [10 empty] | WilliamstownKY
Shady Hollow | Shady Hollow | TX | Texas | 48453 | Travis | 30.1646 | -97.8629 | 4473 | 797 | polygon | FALSE | FALSE | America/Chicago | 3 | 78748 78739 | 1840019587 | [10 empty] | Shady HollowTX
Rosedale | Rosedale | WA | Washington | 53053 | Pierce | 47.3453 | -122.6368 | 4472 | 380 | polygon | FALSE | FALSE | America/Los_Angeles | 3 | 98332 | 1840023839 | [10 empty] | RosedaleWA
Walhalla | Walhalla | SC | South Carolina | 45073 | Oconee | 34.7705 | -83.0615 | 4472 | 444 | polygon | FALSE | TRUE | America/New_York | 3 | 29696 29691 | 1840015507 | [10 empty] | WalhallaSC
Newton Falls | Newton Falls | OH | Ohio | 39155 | Trumbull | 41.1888 | -80.9712 | 4471 | 754 | polygon | FALSE | TRUE | America/New_York | 3 | 44444 | 1840008240 | [10 empty] | Newton FallsOH
Castle Hills | Castle Hills | TX | Texas | 48029 | Bexar | 29.5229 | -98.5197 | 4470 | 698 | polygon | FALSE | TRUE | America/Chicago | 3 | 78213 | 1840019652 | [10 empty] | Castle HillsTX
Pinetop-Lakeside | Pinetop-Lakeside | AZ | Arizona | 4017 | Navajo | 34.1486 | -109.9658 | 4469 | 154 | polygon | FALSE | TRUE | America/Phoenix | 3 | 85935 85929 | 1840022571 | [10 empty] | Pinetop-LakesideAZ
Goodland | Goodland | KS | Kansas | 20181 | Sherman | 39.3489 | -101.7142 | 4469 | 378 | polygon | FALSE | TRUE | America/Denver | 3 | 67735 | 1840001552 | [10 empty] | GoodlandKS
Huber Ridge | Huber Ridge | OH | Ohio | 39049 | Franklin | 40.0909 | -82.9174 | 4468 | 1647 | polygon | FALSE | FALSE | America/New_York | 3 | 43081 | 1840005544 | [10 empty] | Huber RidgeOH
Woodville | Woodville | TX | Texas | 48457 | Tyler | 30.774 | -94.4236 | 4468 | 292 | polygon | FALSE | TRUE | America/Chicago | 3 | 75979 75990 | 1840023135 | [10 empty] | WoodvilleTX
Berryville | Berryville | VA | Virginia | 51043 | Clarke | 39.1504 | -77.9824 | 4467 | 743 | polygon | FALSE | TRUE | America/New_York | 3 | 22611 | 1840005892 | [10 empty] | BerryvilleVA
Millersburg | Millersburg | PA | Pennsylvania | 42043 | Dauphin | 40.5422 | -76.9554 | 4467 | 1279 | polygon | FALSE | TRUE | America/New_York | 3 | 17061 | 1840001292 | [10 empty] | MillersburgPA
Utqiagvik | Utqiagvik | AK | Alaska | 2185 | North Slope | 71.2728 | -156.7575 | 4467 | 91 | polygon | FALSE | TRUE | America/Anchorage | 3 | 99723 | 1840023481 | [10 empty] | UtqiagvikAK
Helena Valley Northwest | Helena Valley Northwest | MT | Montana | 30049 | Lewis and Clark | 46.729 | -112.0627 | 4465 | 105 | polygon | FALSE | TRUE | America/Denver | 3 | 59602 | 1840074064 | [10 empty] | Helena Valley NorthwestMT
Holiday City South | Holiday City South | NJ | New Jersey | 34029 | Ocean | 39.9533 | -74.2366 | 4464 | 917 | polygon | FALSE | TRUE | America/New_York | 3 | 8757 | 1840073688 | [10 empty] | Holiday City SouthNJ
White City | White City | FL | Florida | 12111 | St. Lucie | 27.3722 | -80.3403 | 4464 | 343 | polygon | FALSE | FALSE | America/New_York | 3 | 34982 34981 | 1840134890 | [10 empty] | White CityFL
Sunnyside | Sunnyside | CA | California | 6019 | Fresno | 36.7294 | -119.6945 | 4464 | 900 | polygon | FALSE | FALSE | America/Los_Angeles | 3 | 93727 | 1840024781 | [10 empty] | SunnysideCA
Algood | Algood | TN | Tennessee | 47141 | Putnam | 36.1999 | -85.4467 | 4463 | 422 | polygon | FALSE | TRUE | America/Chicago | 3 | 38506 | 1840015317 | [10 empty] | AlgoodTN
Mount Holly Springs | Mount Holly Springs | PA | Pennsylvania | 42041 | Cumberland | 40.1126 | -77.1854 | 4463 | 582 | polygon | FALSE | TRUE | America/New_York | 3 | 17065 | 1840001389 | [10 empty] | Mount Holly SpringsPA
Horse Cave | Horse Cave | KY | Kentucky | 21099 | Hart | 37.1738 | -85.9146 | 4460 | 297 | polygon | FALSE | TRUE | America/Chicago | 3 | 42749 | 1840014375 | [10 empty] | Horse CaveKY
High Ridge | High Ridge | MO | Missouri | 29099 | Jefferson | 38.4608 | -90.5339 | 4459 | 456 | polygon | FALSE | FALSE | America/Chicago | 3 | 63049 | 1840006233 | [10 empty] | High RidgeMO
Cramerton | Cramerton | NC | North Carolina | 37071 | Gaston | 35.2344 | -81.0734 | 4458 | 448 | polygon | FALSE | TRUE | America/New_York | 3 | 28032 28012 | 1840016395 | [10 empty] | CramertonNC
Oak Grove | Oak Grove | TN | Tennessee | 47179 | Washington | 36.4223 | -82.4293 | 4458 | 383 | polygon | FALSE | FALSE | America/New_York | 3 | 37615 | 1840013335 | [10 empty] | Oak GroveTN
Bonsall | Bonsall | CA | California | 6073 | San Diego | 33.2761 | -117.1942 | 4458 | 128 | polygon | FALSE | FALSE | America/Los_Angeles | 3 | 92003 92084 | 1840018016 | [10 empty] | BonsallCA
Minerva | Minerva | OH | Ohio | 39151 | Stark | 40.7306 | -81.1022 | 4456 | 644 | polygon | FALSE | TRUE | America/New_York | 3 | 44657 | 1840011916 | [10 empty] | MinervaOH
Whiteville | Whiteville | TN | Tennessee | 47069 | Hardeman | 35.318 | -89.1498 | 4456 | 652 | polygon | FALSE | TRUE | America/Chicago | 3 | 38075 | 1840016388 | [10 empty] | WhitevilleTN
West Peoria | West Peoria | IL | Illinois | 17143 | Peoria | 40.697 | -89.6398 | 4455 | 820 | polygon | FALSE | TRUE | America/Chicago | 3 | 61604 | 1840010352 | [10 empty] | West PeoriaIL
Beaufort | Beaufort | NC | North Carolina | 37031 | Carteret | 34.7308 | -76.6487 | 4452 | 354 | polygon | FALSE | TRUE | America/New_York | 3 | 28516 | 1840015496 | [10 empty] | BeaufortNC
Grayson | Grayson | GA | Georgia | 13135 | Gwinnett | 33.89 | -83.9574 | 4452 | 697 | polygon | FALSE | TRUE | America/New_York | 3 | 30017 | 1840013676 | [10 empty] | GraysonGA
San Carlos | San Carlos | AZ | Arizona | 4007 | Gila | 33.35 | -110.4654 | 4451 | 200 | polygon | FALSE | FALSE | America/Phoenix | 3 | 85550 | 1840019263 | [10 empty] | San CarlosAZ
East Merrimack | East Merrimack | NH | New Hampshire | 33011 | Hillsborough | 42.867 | -71.484 | 4449 | 571 | polygon | FALSE | FALSE | America/New_York | 3 | 3054 | 1840033211 | [10 empty] | East MerrimackNH
Holtville | Holtville | AL | Alabama | 1051 | Elmore | 32.6314 | -86.3268 | 4449 | 79 | polygon | FALSE | FALSE | America/Chicago | 3 | 36092 36022 | 1840023043 | [10 empty] | HoltvilleAL
Mountain View Acres | Mountain View Acres | CA | California | 6071 | San Bernardino | 34.4976 | -117.3472 | 4447 | 1080 | polygon | FALSE | FALSE | America/Los_Angeles | 3 | 92392 | 1840019111 | [10 empty] | Mountain View AcresCA
La Verkin | La Verkin | UT | Utah | 49053 | Washington | 37.2308 | -113.2523 | 4446 | 134 | polygon | FALSE | TRUE | America/Denver | 3 | 84745 | 1840037162 | [10 empty] | La VerkinUT
Mount Hood Village | Mount Hood Village | OR | Oregon | 41005 | Clackamas | 45.3433 | -121.9832 | 4445 | 65 | polygon | FALSE | TRUE | America/Los_Angeles | 3 | 97011 97067 97049 97055 | 1840034828 | [10 empty] | Mount Hood VillageOR
Pupukea | Pupukea | HI | Hawaii | 15003 | Honolulu | 21.6511 | -158.0436 | 4443 | 499 | polygon | FALSE | FALSE | Pacific/Honolulu | 3 | 96712 | 1840029586 | [10 empty] | PupukeaHI
Reedsport | Reedsport | OR | Oregon | 41019 | Douglas | 43.6983 | -124.1122 | 4442 | 776 | polygon | FALSE | TRUE | America/Los_Angeles | 3 | 97467 | 1840020032 | [10 empty] | ReedsportOR
Lake Tansi | Lake Tansi | TN | Tennessee | 47035 | Cumberland | 35.8706 | -85.0617 | 4441 | 200 | polygon | FALSE | FALSE | America/Chicago | 3 | 38572 | 1840013375 | [10 empty] | Lake TansiTN
Coquille | Coquille | OR | Oregon | 41011 | Coos | 43.1802 | -124.1841 | 4439 | 549 | polygon | FALSE | TRUE | America/Los_Angeles | 3 | 97423 | 1840018654 | [10 empty] | CoquilleOR
Armonk | Armonk | NY | New York | 36119 | Westchester | 41.132 | -73.7137 | 4438 | 287 | polygon | FALSE | FALSE | America/New_York | 3 | 10504 | 1840004914 | [10 empty] | ArmonkNY
Mary Esther | Mary Esther | FL | Florida | 12091 | Okaloosa | 30.4127 | -86.6588 | 4434 | 1161 | polygon | FALSE | TRUE | America/Chicago | 3 | 32569 | 1840015902 | [10 empty] | Mary EstherFL
Saukville | Saukville | WI | Wisconsin | 55089 | Ozaukee | 43.3847 | -87.9439 | 4433 | 486 | polygon | FALSE | TRUE | America/Chicago | 3 | 53080 | 1840002827 | [10 empty] | SaukvilleWI
Unalaska | Unalaska | AK | Alaska | 2016 | Aleutians West | 53.8984 | -166.568 | 4432 | 16 | polygon | FALSE | TRUE | America/Nome | 3 | 99692 99685 | 1840023260 | [10 empty] | UnalaskaAK
The Meadows | The Meadows | FL | Florida | 12115 | Sarasota | 27.3653 | -82.4724 | 4430 | 792 | polygon | FALSE | FALSE | America/New_York | 3 | 34235 | 1840029087 | [10 empty] | The MeadowsFL
Tazewell | Tazewell | VA | Virginia | 51185 | Tazewell | 37.1268 | -81.5134 | 4430 | 232 | polygon | FALSE | TRUE | America/New_York | 3 | 24651 24630 24608 | 1840006455 | [10 empty] | TazewellVA
Beecher | Beecher | IL | Illinois | 17197 | Will | 41.3501 | -87.6174 | 4427 | 615 | polygon | FALSE | TRUE | America/Chicago | 3 | 60401 | 1840011481 | [10 empty] | BeecherIL
Crestline | Crestline | OH | Ohio | 39033 | Crawford | 40.7836 | -82.7458 | 4425 | 542 | polygon | FALSE | TRUE | America/New_York | 3 | 44833 44827 | 1840007171 | [10 empty] | CrestlineOH
Enon | Enon | VA | Virginia | 51041 | Chesterfield | 37.3273 | -77.3194 | 4425 | 396 | polygon | FALSE | FALSE | America/New_York | 3 | 23836 | 1840026844 | [10 empty] | EnonVA
Russell | Russell | KS | Kansas | 20167 | Russell | 38.8878 | -98.8513 | 4423 | 354 | polygon | FALSE | TRUE | America/Chicago | 3 | 67665 | 1840001631 | [10 empty] | RussellKS
Dilworth | Dilworth | MN | Minnesota | 27027 | Clay | 46.8795 | -96.6986 | 4422 | 531 | polygon | FALSE | TRUE | America/Chicago | 3 | 56529 | 1840006637 | [10 empty] | DilworthMN
Valdese | Valdese | NC | North Carolina | 37023 | Burke | 35.7566 | -81.5634 | 4420 | 217 | polygon | FALSE | TRUE | America/New_York | 3 | 28612 28690 28655 | 1840016234 | [10 empty] | ValdeseNC
Marlow | Marlow | OK | Oklahoma | 40137 | Stephens | 34.6296 | -97.9579 | 4420 | 244 | polygon | FALSE | TRUE | America/Chicago | 3 | 73055 | 1840020526 | [10 empty] | MarlowOK
Jenkintown | Jenkintown | PA | Pennsylvania | 42091 | Montgomery | 40.0962 | -75.1296 | 4420 | 2949 | polygon | FALSE | TRUE | America/New_York | 2 | 19046 | 1840003702 | [10 empty] | JenkintownPA
Perryville | Perryville | MD | Maryland | 24015 | Cecil | 39.5738 | -76.0669 | 4419 | 575 | polygon | FALSE | TRUE | America/New_York | 3 | 21903 21904 | 1840005640 | [10 empty] | PerryvilleMD
Berwick | Berwick | LA | Louisiana | 22101 | St. Mary | 29.7013 | -91.2377 | 4419 | 289 | polygon | FALSE | TRUE | America/Chicago | 3 | 70342 | 1840015942 | [10 empty] | BerwickLA
Planada | Planada | CA | California | 6047 | Merced | 37.2892 | -120.3207 | 4418 | 1081 | polygon | FALSE | FALSE | America/Los_Angeles | 3 | 95333 95365 | 1840018932 | [10 empty] | PlanadaCA
Towanda | Towanda | PA | Pennsylvania | 42015 | Bradford | 41.7707 | -76.4472 | 4417 | 953 | polygon | FALSE | TRUE | America/New_York | 3 | 18848 | 1840000520 | [10 empty] | TowandaPA
California | California | MO | Missouri | 29135 | Moniteau | 38.6304 | -92.5667 | 4416 | 454 | polygon | FALSE | TRUE | America/Chicago | 3 | 65018 65055 | 1840007435 | [10 empty] | CaliforniaMO
Ste. Genevieve | Ste. Genevieve | MO | Missouri | 29186 | Ste. Genevieve | 37.9747 | -90.0481 | 4416 | 415 | polygon | FALSE | TRUE | America/Chicago | 3 | 63670 | 1840009854 | [10 empty] | Ste. GenevieveMO
Stock Island | Stock Island | FL | Florida | 12087 | Monroe | 24.5658 | -81.7351 | 4416 | 2037 | polygon | FALSE | FALSE | America/New_York | 2 | 33040 | 1840029082 | [10 empty] | Stock IslandFL
Brookridge | Brookridge | FL | Florida | 12053 | Hernando | 28.5483 | -82.4897 | 4412 | 672 | polygon | FALSE | FALSE | America/New_York | 3 | 34613 | 1840029022 | [10 empty] | BrookridgeFL
Churchville | Churchville | PA | Pennsylvania | 42017 | Bucks | 40.1994 | -74.9986 | 4412 | 843 | polygon | FALSE | FALSE | America/New_York | 3 | 18966 18954 | 1840035279 | [10 empty] | ChurchvillePA
Senoia | Senoia | GA | Georgia | 13077 | Coweta | 33.3082 | -84.5546 | 4412 | 277 | polygon | FALSE | TRUE | America/New_York | 3 | 30276 | 1840015719 | [10 empty] | SenoiaGA
Cortland | Cortland | IL | Illinois | 17037 | DeKalb | 41.9255 | -88.6794 | 4408 | 466 | polygon | FALSE | TRUE | America/Chicago | 3 | 60112 60151 | 1840009189 | [10 empty] | CortlandIL
King City | King City | OR | Oregon | 41067 | Washington | 45.4011 | -122.8071 | 4408 | 2079 | polygon | FALSE | TRUE | America/Los_Angeles | 2 | 97224 | 1840019934 | [10 empty] | King CityOR
Kensington Park | Kensington Park | FL | Florida | 12115 | Sarasota | 27.3591 | -82.4931 | 4407 | 1344 | polygon | FALSE | FALSE | America/New_York | 3 | 34235 34230 | 1840029046 | [10 empty] | Kensington ParkFL
Armona | Armona | CA | California | 6031 | Kings | 36.3179 | -119.7054 | 4407 | 895 | polygon | FALSE | FALSE | America/Los_Angeles | 3 | 93202 93230 | 1840017716 | [10 empty] | ArmonaCA
Jourdanton | Jourdanton | TX | Texas | 48013 | Atascosa | 28.9138 | -98.5411 | 4405 | 486 | polygon | FALSE | TRUE | America/Chicago | 3 | 78026 | 1840019680 | [10 empty] | JourdantonTX
Sheffield | Sheffield | OH | Ohio | 39093 | Lorain | 41.4559 | -82.0912 | 4402 | 158 | polygon | FALSE | TRUE | America/New_York | 3 | 44054 | 1840000646 | [10 empty] | SheffieldOH
Viroqua | Viroqua | WI | Wisconsin | 55123 | Vernon | 43.5582 | -90.8863 | 4402 | 432 | polygon | FALSE | TRUE | America/Chicago | 3 | 54665 | 1840002688 | [10 empty] | ViroquaWI
Jessup | Jessup | PA | Pennsylvania | 42069 | Lackawanna | 41.4622 | -75.5478 | 4400 | 252 | polygon | FALSE | TRUE | America/New_York | 3 | 18434 | 1840003383 | [10 empty] | JessupPA
St. James | St. James | MN | Minnesota | 27165 | Watonwan | 43.9832 | -94.6249 | 4400 | 729 | polygon | FALSE | TRUE | America/Chicago | 3 | 56081 | 1840008994 | [10 empty] | St. JamesMN
Ashdown | Ashdown | AR | Arkansas | 5081 | Little River | 33.6746 | -94.1264 | 4400 | 238 | polygon | FALSE | TRUE | America/Chicago | 3 | 71822 | 1840013711 | [10 empty] | AshdownAR
Sparta | Sparta | MI | Michigan | 26081 | Kent | 43.1575 | -85.7091 | 4399 | 687 | polygon | FALSE | TRUE | America/Detroit | 3 | 49345 | 1840011006 | [10 empty] | SpartaMI
Montoursville | Montoursville | PA | Pennsylvania | 42081 | Lycoming | 41.2472 | -76.9184 | 4399 | 470 | polygon | FALSE | TRUE | America/New_York | 3 | 17754 | 1840000632 | [10 empty] | MontoursvillePA
Walworth | Walworth | WI | Wisconsin | 55127 | Walworth | 42.5305 | -88.5941 | 4399 | 628 | polygon | FALSE | TRUE | America/Chicago | 3 | 53184 | 1840002475 | [10 empty] | WalworthWI
Samoset | Samoset | FL | Florida | 12081 | Manatee | 27.4752 | -82.543 | 4399 | 1309 | polygon | FALSE | FALSE | America/New_York | 3 | 34208 | 1840014169 | [10 empty] | SamosetFL
McSwain | McSwain | CA | California | 6047 | Merced | 37.3146 | -120.5867 | 4399 | 281 | polygon | FALSE | TRUE | America/Los_Angeles | 3 | 95341 95301 | 1840038303 | [10 empty] | McSwainCA
Carlisle | Carlisle | IA | Iowa | 19181 | Warren | 41.5116 | -93.4949 | 4396 | 299 | polygon | FALSE | TRUE | America/Chicago | 3 | 50047 | 1840007104 | [10 empty] | CarlisleIA
Suquamish | Suquamish | WA | Washington | 53035 | Kitsap | 47.7237 | -122.583 | 4395 | 248 | polygon | FALSE | FALSE | America/Los_Angeles | 3 | 98392 98370 | 1840018411 | [10 empty] | SuquamishWA
Stanford | Stanford | KY | Kentucky | 21137 | Lincoln | 37.535 | -84.6605 | 4393 | 343 | polygon | FALSE | TRUE | America/New_York | 3 | 40484 | 1840015242 | [10 empty] | StanfordKY
Ely | Ely | NV | Nevada | 32033 | White Pine | 39.2649 | -114.8709 | 4392 | 202 | polygon | FALSE | TRUE | America/Los_Angeles | 3 | 89301 89315 | 1840020183 | [10 empty] | ElyNV
Hallsville | Hallsville | TX | Texas | 48203 | Harrison | 32.5027 | -94.57 | 4392 | 454 | polygon | FALSE | TRUE | America/Chicago | 3 | 75650 | 1840020738 | [10 empty] | HallsvilleTX
Holts Summit | Holts Summit | MO | Missouri | 29027 | Callaway | 38.6474 | -92.1142 | 4391 | 457 | polygon | FALSE | TRUE | America/Chicago | 3 | 65043 | 1840007417 | [10 empty] | Holts SummitMO
Clintonville | Clintonville | WI | Wisconsin | 55135 | Waupaca | 44.6222 | -88.7513 | 4391 | 381 | polygon | FALSE | TRUE | America/Chicago | 3 | 54929 | 1840002358 | [10 empty] | ClintonvilleWI
Clarkdale | Clarkdale | AZ | Arizona | 4025 | Yavapai | 34.7503 | -112.055 | 4391 | 163 | polygon | FALSE | TRUE | America/Phoenix | 3 | 86326 86324 | 1840022754 | [10 empty] | ClarkdaleAZ
Church Point | Church Point | LA | Louisiana | 22001 | Acadia | 30.4037 | -92.2145 | 4388 | 581 | polygon | FALSE | TRUE | America/Chicago | 3 | 70525 | 1840017200 | [10 empty] | Church PointLA
Brookville | Brookville | PA | Pennsylvania | 42065 | Jefferson | 41.1615 | -79.0827 | 4388 | 466 | polygon | FALSE | TRUE | America/New_York | 3 | 15825 | 1840003469 | [10 empty] | BrookvillePA
Redland | Redland | AL | Alabama | 1051 | Elmore | 32.4754 | -86.1375 | 4388 | 70 | polygon | FALSE | TRUE | America/Chicago | 3 | 36093 | 1840037844 | [10 empty] | RedlandAL
Hurstbourne | Hurstbourne | KY | Kentucky | 21111 | Jefferson | 38.238 | -85.5891 | 4388 | 940 | polygon | FALSE | TRUE | America/New_York | 3 | 40222 | 1840014308 | [10 empty] | HurstbourneKY
Mount Olive | Mount Olive | AL | Alabama | 1073 | Jefferson | 33.6778 | -86.8726 | 4387 | 183 | polygon | FALSE | FALSE | America/Chicago | 3 | 35117 | 1840013727 | [10 empty] | Mount OliveAL
Coopersville | Coopersville | MI | Michigan | 26139 | Ottawa | 43.0658 | -85.9341 | 4387 | 352 | polygon | FALSE | TRUE | America/Detroit | 3 | 49404 | 1840002993 | [10 empty] | CoopersvilleMI
Arabi | Arabi | LA | Louisiana | 22087 | St. Bernard | 29.9562 | -89.9986 | 4387 | 965 | polygon | FALSE | FALSE | America/Chicago | 3 | 70032 | 1840014000 | [10 empty] | ArabiLA
Windom | Windom | MN | Minnesota | 27033 | Cottonwood | 43.8736 | -95.1201 | 4386 | 418 | polygon | FALSE | TRUE | America/Chicago | 3 | 56101 | 1840010032 | [10 empty] | WindomMN
Nashville | Nashville | AR | Arkansas | 5061 | Howard | 33.9418 | -93.8516 | 4386 | 309 | polygon | FALSE | TRUE | America/Chicago | 3 | 71852 | 1840014709 | [10 empty] | NashvilleAR
Kingsville | Kingsville | MD | Maryland | 24005 | Baltimore | 39.4496 | -76.4204 | 4385 | 168 | polygon | FALSE | FALSE | America/New_York | 3 | 21156 21087 | 1840005693 | [10 empty] | KingsvilleMD
Larksville | Larksville | PA | Pennsylvania | 42079 | Luzerne | 41.2639 | -75.9326 | 4385 | 360 | polygon | FALSE | TRUE | America/New_York | 3 | 18704 18651 | 1840000758 | [10 empty] | LarksvillePA
Jacksboro | Jacksboro | TX | Texas | 48237 | Jack | 33.2256 | -98.1594 | 4384 | 235 | polygon | FALSE | TRUE | America/Chicago | 3 | 76458 | 1840019369 | [10 empty] | JacksboroTX
West Laurel | West Laurel | MD | Maryland | 24033 | Prince George's | 39.1133 | -76.8924 | 4383 | 747 | polygon | FALSE | FALSE | America/New_York | 3 | 20707 | 1840005968 | [10 empty] | West LaurelMD
Argyle | Argyle | TX | Texas | 48121 | Denton | 33.1105 | -97.1864 | 4381 | 148 | polygon | FALSE | TRUE | America/Chicago | 3 | 76226 | 1840019386 | [10 empty] | ArgyleTX
Van Alstyne | Van Alstyne | TX | Texas | 48181 | Grayson | 33.4203 | -96.5834 | 4378 | 333 | polygon | FALSE | TRUE | America/Chicago | 3 | 75495 | 1840021956 | [10 empty] | Van AlstyneTX
Cortez | Cortez | FL | Florida | 12081 | Manatee | 27.4668 | -82.6687 | 4377 | 757 | polygon | FALSE | FALSE | America/New_York | 3 | 34215 34210 | 1840013125 | [10 empty] | CortezFL
Cornwall | Cornwall | PA | Pennsylvania | 42075 | Lebanon | 40.2659 | -76.4077 | 4376 | 174 | polygon | FALSE | TRUE | America/New_York | 3 | 17042 17016 17085 | 1840001345 | [10 empty] | CornwallPA
Fetters Hot Springs-Agua Caliente | Fetters Hot Springs-Agua Caliente | CA | California | 6097 | Sonoma | 38.3274 | -122.4871 | 4374 | 1155 | polygon | FALSE | TRUE | America/Los_Angeles | 3 | 95476 | 1840073930 | [10 empty] | Fetters Hot Springs-Agua CalienteCA
Caldwell | Caldwell | TX | Texas | 48051 | Burleson | 30.5307 | -96.7007 | 4373 | 433 | polygon | FALSE | TRUE | America/Chicago | 3 | 77836 | 1840019578 | [10 empty] | CaldwellTX
Woodbridge | Woodbridge | VA | Virginia | 51153 | Prince William | 38.6569 | -77.2403 | 4373 | 1054 | polygon | FALSE | FALSE | America/New_York | 3 | 22191 22195 | 1840006106 | [10 empty] | WoodbridgeVA
Albion | Albion | PA | Pennsylvania | 42049 | Erie | 41.8904 | -80.3641 | 4372 | 518 | polygon | FALSE | TRUE | America/New_York | 3 | 16401 | 1840000473 | [10 empty] | AlbionPA
Noyack | Noyack | NY | New York | 36103 | Suffolk | 40.9827 | -72.335 | 4372 | 200 | polygon | FALSE | FALSE | America/New_York | 3 | 11963 11969 | 1840005062 | [10 empty] | NoyackNY
Heeia | Heeia | HI | Hawaii | 15003 | Honolulu | 21.4211 | -157.8203 | 4372 | 546 | polygon | FALSE | FALSE | Pacific/Honolulu | 3 | 96744 | 1840029481 | [10 empty] | HeeiaHI
Pendleton | Pendleton | IN | Indiana | 18095 | Madison | 40.0067 | -85.7712 | 4371 | 126 | polygon | FALSE | TRUE | America/Indiana/Indianapolis | 3 | 46064 | 1840014100 | [10 empty] | PendletonIN
Wonder Lake | Wonder Lake | IL | Illinois | 17111 | McHenry | 42.3792 | -88.3496 | 4370 | 310 | polygon | FALSE | TRUE | America/Chicago | 3 | 60097 60050 | 1840011142 | [10 empty] | Wonder LakeIL
Fort Branch | Fort Branch | IN | Indiana | 18051 | Gibson | 38.2461 | -87.5734 | 4370 | 979 | polygon | FALSE | TRUE | America/Chicago | 3 | 47648 | 1840010796 | [10 empty] | Fort BranchIN
Long Hill | Long Hill | CT | Connecticut | 9011 | New London | 41.3536 | -72.0517 | 4369 | 1096 | polygon | FALSE | FALSE | America/New_York | 3 | 6340 | 1840003348 | [10 empty] | Long HillCT
Pittsboro | Pittsboro | NC | North Carolina | 37037 | Chatham | 35.7256 | -79.1714 | 4368 | 347 | polygon | FALSE | TRUE | America/New_York | 3 | 27312 | 1840016259 | [10 empty] | PittsboroNC
Grottoes | Grottoes | VA | Virginia | 51165 | Rockingham | 38.2692 | -78.8252 | 4367 | 541 | polygon | FALSE | TRUE | America/New_York | 3 | 24441 | 1840006134 | [10 empty] | GrottoesVA
Euharlee | Euharlee | GA | Georgia | 13015 | Bartow | 34.1441 | -84.9327 | 4367 | 312 | polygon | FALSE | TRUE | America/New_York | 3 | 30145 30120 | 1840013622 | [10 empty] | EuharleeGA
Tarentum | Tarentum | PA | Pennsylvania | 42003 | Allegheny | 40.6041 | -79.7601 | 4366 | 1376 | polygon | FALSE | TRUE | America/New_York | 3 | 15084 | 1840001265 | [10 empty] | TarentumPA
Camanche | Camanche | IA | Iowa | 19045 | Clinton | 41.7928 | -90.2766 | 4365 | 194 | polygon | FALSE | TRUE | America/Chicago | 3 | 52730 | 1840007039 | [10 empty] | CamancheIA
Todd Creek | Todd Creek | CO | Colorado | 8001 | Adams | 39.9795 | -104.8726 | 4365 | 173 | polygon | FALSE | FALSE | America/Denver | 3 | 80602 | 1840028571 | [10 empty] | Todd CreekCO
Deer Park | Deer Park | WA | Washington | 53063 | Spokane | 47.9642 | -117.4398 | 4364 | 244 | polygon | FALSE | TRUE | America/Los_Angeles | 3 | 99006 | 1840018400 | [10 empty] | Deer ParkWA
Balm | Balm | FL | Florida | 12057 | Hillsborough | 27.7541 | -82.2882 | 4362 | 167 | polygon | FALSE | FALSE | America/New_York | 3 | 33598 33503 | 1840025162 | [10 empty] | BalmFL
Pacheco | Pacheco | CA | California | 6013 | Contra Costa | 37.9878 | -122.07 | 4361 | 2272 | polygon | FALSE | FALSE | America/Los_Angeles | 2 | 94553 | 1840018898 | [10 empty] | PachecoCA
Lake Providence | Lake Providence | LA | Louisiana | 22035 | East Carroll | 32.8133 | -91.1826 | 4361 | 368 | polygon | FALSE | TRUE | America/Chicago | 3 | 71286 71254 | 1840016945 | [10 empty] | Lake ProvidenceLA
Copperopolis | Copperopolis | CA | California | 6009 | Calaveras | 37.9365 | -120.6277 | 4361 | 81 | polygon | FALSE | FALSE | America/Los_Angeles | 3 | 95228 | 1840017589 | [10 empty] | CopperopolisCA
Isle of Palms | Isle of Palms | SC | South Carolina | 45019 | Charleston | 32.8043 | -79.7552 | 4360 | 379 | polygon | FALSE | TRUE | America/New_York | 3 | 29451 | 1840015165 | [10 empty] | Isle of PalmsSC
Tontitown | Tontitown | AR | Arkansas | 5143 | Washington | 36.1642 | -94.2457 | 4358 | 93 | polygon | FALSE | TRUE | America/Chicago | 3 | 72762 72770 | 1840015337 | [10 empty] | TontitownAR
Laurel | Laurel | DE | Delaware | 10005 | Sussex | 38.5692 | -75.5689 | 4356 | 606 | polygon | FALSE | TRUE | America/New_York | 3 | 19956 | 1840006078 | [10 empty] | LaurelDE
Hamburg | Hamburg | PA | Pennsylvania | 42011 | Berks | 40.5561 | -75.9825 | 4355 | 890 | polygon | FALSE | TRUE | America/New_York | 3 | 19526 | 1840001176 | [10 empty] | HamburgPA
Mauston | Mauston | WI | Wisconsin | 55057 | Juneau | 43.7995 | -90.0775 | 4355 | 376 | polygon | FALSE | TRUE | America/Chicago | 3 | 53948 | 1840002230 | [10 empty] | MaustonWI
West Hazleton | West Hazleton | PA | Pennsylvania | 42079 | Luzerne | 40.9699 | -76.013 | 4355 | 1121 | polygon | FALSE | TRUE | America/New_York | 3 | 18202 | 1840000773 | [10 empty] | West HazletonPA
Hearne | Hearne | TX | Texas | 48395 | Robertson | 30.877 | -96.5956 | 4354 | 408 | polygon | FALSE | TRUE | America/Chicago | 3 | 77859 | 1840020850 | [10 empty] | HearneTX
Garwood | Garwood | NJ | New Jersey | 34039 | Union | 40.6513 | -74.3231 | 4352 | 2583 | polygon | FALSE | TRUE | America/New_York | 2 | 7027 | 1840003615 | [10 empty] | GarwoodNJ
Shallotte | Shallotte | NC | North Carolina | 37019 | Brunswick | 33.9759 | -78.3807 | 4351 | 182 | polygon | FALSE | TRUE | America/New_York | 3 | 28462 28470 | 1840017953 | [10 empty] | ShallotteNC
Atlantic Highlands | Atlantic Highlands | NJ | New Jersey | 34025 | Monmouth | 40.4112 | -74.0296 | 4351 | 1328 | polygon | FALSE | TRUE | America/New_York | 3 | 7716 | 1840003685 | [10 empty] | Atlantic HighlandsNJ
Sullivan | Sullivan | IN | Indiana | 18153 | Sullivan | 39.0973 | -87.4074 | 4351 | 842 | polygon | FALSE | TRUE | America/Indiana/Indianapolis | 3 | 47882 | 1840009628 | [10 empty] | SullivanIN
Harrogate | Harrogate | TN | Tennessee | 47025 | Claiborne | 36.5752 | -83.6462 | 4348 | 231 | polygon | FALSE | TRUE | America/New_York | 3 | 37752 37867 | 1840013303 | [10 empty] | HarrogateTN
Argo | Argo | AL | Alabama | 1073 | Jefferson | 33.6961 | -86.5066 | 4348 | 156 | polygon | FALSE | TRUE | America/Chicago | 3 | 35173 35120 | 1840015668 | [10 empty] | ArgoAL
Canton | Canton | NC | North Carolina | 37087 | Haywood | 35.5515 | -82.8406 | 4347 | 451 | polygon | FALSE | TRUE | America/New_York | 3 | 28716 | 1840015395 | [10 empty] | CantonNC
American Falls | American Falls | ID | Idaho | 16077 | Power | 42.7828 | -112.8541 | 4345 | 1032 | polygon | FALSE | TRUE | America/Boise | 3 | 83211 | 1840018666 | [10 empty] | American FallsID
Cedarville | Cedarville | OH | Ohio | 39057 | Greene | 39.7471 | -83.8109 | 4343 | 1274 | polygon | FALSE | TRUE | America/New_York | 3 | 45314 | 1840010597 | [10 empty] | CedarvilleOH
Brices Creek | Brices Creek | NC | North Carolina | 37049 | Craven | 35.0505 | -77.0844 | 4342 | 213 | polygon | FALSE | FALSE | America/New_York | 3 | 28562 | 1840033011 | [10 empty] | Brices CreekNC
Greendale | Greendale | IN | Indiana | 18029 | Dearborn | 39.1317 | -84.851 | 4341 | 295 | polygon | FALSE | TRUE | America/New_York | 3 | 47025 | 1840008522 | [10 empty] | GreendaleIN
French Island | French Island | WI | Wisconsin | 55063 | La Crosse | 43.8593 | -91.2614 | 4341 | 828 | polygon | FALSE | FALSE | America/Chicago | 3 | 54603 | 1840004157 | [10 empty] | French IslandWI
North Terre Haute | North Terre Haute | IN | Indiana | 18167 | Vigo | 39.537 | -87.3653 | 4339 | 467 | polygon | FALSE | FALSE | America/Indiana/Indianapolis | 3 | 47805 | 1840005743 | [10 empty] | North Terre HauteIN
East Troy | East Troy | WI | Wisconsin | 55127 | Walworth | 42.7848 | -88.3973 | 4338 | 371 | polygon | FALSE | TRUE | America/Chicago | 3 | 53120 | 1840002484 | [10 empty] | East TroyWI
St. Bernard | St. Bernard | OH | Ohio | 39061 | Hamilton | 39.1711 | -84.4956 | 4336 | 1074 | polygon | FALSE | TRUE | America/New_York | 3 | 45217 | 1840001612 | [10 empty] | St. BernardOH
Eldorado | Eldorado | IL | Illinois | 17165 | Saline | 37.8113 | -88.4415 | 4336 | 602 | polygon | FALSE | TRUE | America/Chicago | 3 | 62930 | 1840008708 | [10 empty] | EldoradoIL
Narberth | Narberth | PA | Pennsylvania | 42091 | Montgomery | 40.0077 | -75.2635 | 4336 | 3329 | polygon | FALSE | TRUE | America/New_York | 2 | 19072 | 1840003704 | [10 empty] | NarberthPA
Elk Ridge | Elk Ridge | UT | Utah | 49049 | Utah | 40.0099 | -111.6775 | 4335 | 592 | polygon | FALSE | TRUE | America/Denver | 3 | 84651 | 1840020166 | [10 empty] | Elk RidgeUT
Bayside | Bayside | WI | Wisconsin | 55079 | Milwaukee | 43.1827 | -87.9017 | 4334 | 701 | polygon | FALSE | TRUE | America/Chicago | 3 | 53217 | 1840003044 | [10 empty] | BaysideWI
Flourtown | Flourtown | PA | Pennsylvania | 42091 | Montgomery | 40.1039 | -75.2069 | 4331 | 1184 | polygon | FALSE | FALSE | America/New_York | 3 | 19038 19031 | 1840034968 | [10 empty] | FlourtownPA
Dyersville | Dyersville | IA | Iowa | 19061 | Dubuque | 42.4817 | -91.1176 | 4329 | 247 | polygon | FALSE | TRUE | America/Chicago | 3 | 52040 | 1840008044 | [10 empty] | DyersvilleIA
Lake Montezuma | Lake Montezuma | AZ | Arizona | 4025 | Yavapai | 34.6414 | -111.796 | 4329 | 139 | polygon | FALSE | FALSE | America/Phoenix | 3 | 86335 86342 | 1840017849 | [10 empty] | Lake MontezumaAZ
Forks | Forks | WA | Washington | 53009 | Clallam | 47.9528 | -124.3904 | 4327 | 364 | polygon | FALSE | TRUE | America/Los_Angeles | 3 | 98331 | 1840019781 | [10 empty] | ForksWA
Fulton | Fulton | MD | Maryland | 24027 | Howard | 39.1516 | -76.9163 | 4326 | 441 | polygon | FALSE | FALSE | America/New_York | 3 | 20723 20759 | 1840024480 | [10 empty] | FultonMD
Wallace | Wallace | NC | North Carolina | 37061 | Duplin | 34.7379 | -77.9909 | 4326 | 486 | polygon | FALSE | TRUE | America/New_York | 3 | 28466 | 1840016471 | [10 empty] | WallaceNC
Cokato | Cokato | MN | Minnesota | 27171 | Wright | 45.0771 | -94.1879 | 4326 | 688 | polygon | FALSE | TRUE | America/Chicago | 3 | 55321 | 1840006705 | [10 empty] | CokatoMN
Taylor | Taylor | AZ | Arizona | 4017 | Navajo | 34.4393 | -110.1018 | 4321 | 51 | polygon | FALSE | TRUE | America/Phoenix | 3 | 85939 | 1840022573 | [10 empty] | TaylorAZ
Dumas | Dumas | AR | Arkansas | 5041 | Desha | 33.8849 | -91.4861 | 4319 | 486 | polygon | FALSE | TRUE | America/Chicago | 3 | 71639 | 1840013683 | [10 empty] | DumasAR
Spring Valley Village | Spring Valley Village | TX | Texas | 48201 | Harris | 29.7898 | -95.5041 | 4319 | 1371 | polygon | FALSE | TRUE | America/Chicago | 3 | 77024 77055 | 1840074867 | [10 empty] | Spring Valley VillageTX
Del Mar | Del Mar | CA | California | 6073 | San Diego | 32.9633 | -117.2627 | 4319 | 968 | polygon | FALSE | TRUE | America/Los_Angeles | 3 | 92014 | 1840019355 | [10 empty] | Del MarCA
Montgomery | Montgomery | WV | West Virginia | 54039 | Kanawha | 38.1741 | -81.3241 | 4317 | 371 | polygon | FALSE | TRUE | America/New_York | 3 | 25136 | 1840038276 | [10 empty] | MontgomeryWV
Bayou Vista | Bayou Vista | LA | Louisiana | 22101 | St. Mary | 29.6912 | -91.2672 | 4316 | 924 | polygon | FALSE | FALSE | America/Chicago | 3 | 70380 | 1840014017 | [10 empty] | Bayou VistaLA
Nikiski | Nikiski | AK | Alaska | 2122 | Kenai Peninsula | 60.7152 | -151.2317 | 4316 | 23 | polygon | FALSE | FALSE | America/Anchorage | 3 | 99611 99635 | 1840023615 | [10 empty] | NikiskiAK
Glassport | Glassport | PA | Pennsylvania | 42003 | Allegheny | 40.3262 | -79.8861 | 4315 | 1053 | polygon | FALSE | TRUE | America/New_York | 3 | 15045 | 1840001233 | [10 empty] | GlassportPA
Humboldt Hill | Humboldt Hill | CA | California | 6023 | Humboldt | 40.7219 | -124.1987 | 4315 | 400 | polygon | FALSE | FALSE | America/Los_Angeles | 3 | 95503 | 1840028380 | [10 empty] | Humboldt HillCA
Larned | Larned | KS | Kansas | 20145 | Pawnee | 38.1834 | -99.1014 | 4313 | 588 | polygon | FALSE | TRUE | America/Chicago | 3 | 67550 | 1840001667 | [10 empty] | LarnedKS
Moon Lake | Moon Lake | FL | Florida | 12101 | Pasco | 28.2993 | -82.6049 | 4312 | 293 | polygon | FALSE | TRUE | America/New_York | 3 | 34654 | 1840039008 | [10 empty] | Moon LakeFL
Bethel Manor | Bethel Manor | VA | Virginia | 51199 | York | 37.0973 | -76.4244 | 4312 | 3296 | polygon | TRUE | TRUE | America/New_York | 2 | 23665 | 1840043173 | [10 empty] | Bethel ManorVA
Indian River Shores | Indian River Shores | FL | Florida | 12061 | Indian River | 27.7084 | -80.3851 | 4311 | 324 | polygon | FALSE | TRUE | America/New_York | 3 | 32963 | 1840017246 | [10 empty] | Indian River ShoresFL
West Ocean City | West Ocean City | MD | Maryland | 24047 | Worcester | 38.3476 | -75.1115 | 4310 | 440 | polygon | FALSE | FALSE | America/New_York | 3 | 21842 21811 | 1840006255 | [10 empty] | West Ocean CityMD
Wright City | Wright City | MO | Missouri | 29219 | Warren | 38.8341 | -91.0399 | 4309 | 277 | polygon | FALSE | TRUE | America/Chicago | 3 | 63390 | 1840010715 | [10 empty] | Wright CityMO
Slatington | Slatington | PA | Pennsylvania | 42077 | Lehigh | 40.7544 | -75.6114 | 4307 | 1258 | polygon | FALSE | TRUE | America/New_York | 3 | 18080 | 1840001051 | [10 empty] | SlatingtonPA
Aumsville | Aumsville | OR | Oregon | 41047 | Marion | 44.8462 | -122.8698 | 4306 | 1430 | polygon | FALSE | TRUE | America/Los_Angeles | 3 | 97325 | 1840018577 | [10 empty] | AumsvilleOR
Holmes Beach | Holmes Beach | FL | Florida | 12081 | Manatee | 27.5108 | -82.7153 | 4305 | 991 | polygon | FALSE | TRUE | America/New_York | 3 | 34217 | 1840015117 | [10 empty] | Holmes BeachFL
Springville | Springville | AL | Alabama | 1115 | St. Clair | 33.7643 | -86.4749 | 4304 | 186 | polygon | FALSE | TRUE | America/Chicago | 3 | 35146 | 1840015642 | [10 empty] | SpringvilleAL
Pennside | Pennside | PA | Pennsylvania | 42011 | Berks | 40.3384 | -75.8781 | 4304 | 1779 | polygon | FALSE | FALSE | America/New_York | 3 | 19606 | 1840035147 | [10 empty] | PennsidePA
Madeira Beach | Madeira Beach | FL | Florida | 12103 | Pinellas | 27.7985 | -82.7887 | 4301 | 1691 | polygon | FALSE | TRUE | America/New_York | 3 | 33708 33738 | 1840015972 | [10 empty] | Madeira BeachFL
Whitesboro | Whitesboro | TX | Texas | 48181 | Grayson | 33.6612 | -96.9022 | 4300 | 476 | polygon | FALSE | TRUE | America/Chicago | 3 | 76273 | 1840021957 | [10 empty] | WhitesboroTX
Whiteriver | Whiteriver | AZ | Arizona | 4017 | Navajo | 33.8358 | -109.9616 | 4296 | 105 | polygon | FALSE | FALSE | America/Phoenix | 3 | 85941 | 1840018966 | [10 empty] | WhiteriverAZ
Slaughterville | Slaughterville | OK | Oklahoma | 40027 | Cleveland | 35.091 | -97.2879 | 4296 | 43 | polygon | FALSE | TRUE | America/Chicago | 3 | 73051 73068 | 1840022780 | [10 empty] | SlaughtervilleOK
National Harbor | National Harbor | MD | Maryland | 24033 | Prince George's | 38.7883 | -77.0106 | 4296 | 1137 | polygon | FALSE | TRUE | America/New_York | 3 | 20745 | 1840039517 | [10 empty] | National HarborMD
West Reading | West Reading | PA | Pennsylvania | 42011 | Berks | 40.3337 | -75.947 | 4296 | 2790 | polygon | FALSE | TRUE | America/New_York | 2 | 19611 | 1840001194 | [10 empty] | West ReadingPA
Prescott | Prescott | WI | Wisconsin | 55093 | Pierce | 44.7523 | -92.7883 | 4295 | 638 | polygon | FALSE | TRUE | America/Chicago | 3 | 54021 | 1840002288 | [10 empty] | PrescottWI
Lamar | Lamar | MO | Missouri | 29011 | Barton | 37.4945 | -94.2791 | 4294 | 317 | polygon | FALSE | TRUE | America/Chicago | 3 | 64759 | 1840008727 | [10 empty] | LamarMO
Wauna | Wauna | WA | Washington | 53053 | Pierce | 47.386 | -122.6694 | 4294 | 261 | polygon | FALSE | FALSE | America/Los_Angeles | 3 | 98329 | 1840023842 | [10 empty] | WaunaWA
La Joya | La Joya | TX | Texas | 48215 | Hidalgo | 26.2518 | -98.4699 | 4293 | 394 | polygon | FALSE | TRUE | America/Chicago | 3 | 78576 78560 | 1840021032 | [10 empty] | La JoyaTX
Middlebury | Middlebury | IN | Indiana | 18039 | Elkhart | 41.6696 | -85.7075 | 4292 | 321 | polygon | FALSE | TRUE | America/Indiana/Indianapolis | 3 | 46540 | 1840009239 | [10 empty] | MiddleburyIN
Barnwell | Barnwell | SC | South Carolina | 45011 | Barnwell | 33.2419 | -81.3659 | 4291 | 211 | polygon | FALSE | TRUE | America/New_York | 3 | 29812 29813 | 1840013763 | [10 empty] | BarnwellSC
Priceville | Priceville | AL | Alabama | 1103 | Morgan | 34.5247 | -86.8855 | 4291 | 251 | polygon | FALSE | TRUE | America/Chicago | 3 | 35603 | 1840017927 | [10 empty] | PricevilleAL
Selmer | Selmer | TN | Tennessee | 47109 | McNairy | 35.1708 | -88.5955 | 4291 | 173 | polygon | FALSE | TRUE | America/Chicago | 3 | 38375 | 1840017869 | [10 empty] | SelmerTN
Chatsworth | Chatsworth | GA | Georgia | 13213 | Murray | 34.7808 | -84.7835 | 4290 | 311 | polygon | FALSE | TRUE | America/New_York | 3 | 30705 | 1840014648 | [10 empty] | ChatsworthGA
Crane | Crane | TX | Texas | 48103 | Crane | 31.3919 | -102.3503 | 4290 | 1374 | polygon | FALSE | TRUE | America/Chicago | 3 | 79731 | 1840019542 | [10 empty] | CraneTX
Geneva | Geneva | AL | Alabama | 1061 | Geneva | 31.0437 | -85.8763 | 4289 | 104 | polygon | FALSE | TRUE | America/Chicago | 3 | 36340 | 1840003161 | [10 empty] | GenevaAL
Melwood | Melwood | MD | Maryland | 24033 | Prince George's | 38.8022 | -76.8419 | 4289 | 593 | polygon | FALSE | TRUE | America/New_York | 3 | 20772 | 1840039512 | [10 empty] | MelwoodMD
Crittenden | Crittenden | KY | Kentucky | 21081 | Grant | 38.7754 | -84.6137 | 4288 | 439 | polygon | FALSE | TRUE | America/New_York | 3 | 41030 | 1840014271 | [10 empty] | CrittendenKY
Springville | Springville | NY | New York | 36029 | Erie | 42.5084 | -78.6696 | 4288 | 449 | polygon | FALSE | TRUE | America/New_York | 3 | 14141 | 1840004391 | [10 empty] | SpringvilleNY
Ridge Wood Heights | Ridge Wood Heights | FL | Florida | 12115 | Sarasota | 27.2874 | -82.5137 | 4287 | 1171 | polygon | FALSE | FALSE | America/New_York | 3 | 34231 | 1840029070 | [10 empty] | Ridge Wood HeightsFL
Nelson | Nelson | GA | Georgia | 13227 | Pickens | 34.379 | -84.3707 | 4287 | 348 | polygon | FALSE | TRUE | America/New_York | 3 | 30177 30107 30151 | 1840014686 | [10 empty] | NelsonGA
Cross Plains | Cross Plains | WI | Wisconsin | 55025 | Dane | 43.1145 | -89.648 | 4286 | 916 | polygon | FALSE | TRUE | America/Chicago | 3 | 53528 | 1840002911 | [10 empty] | Cross PlainsWI
Grant-Valkaria | Grant-Valkaria | FL | Florida | 12009 | Brevard | 27.9322 | -80.5655 | 4286 | 60 | polygon | FALSE | TRUE | America/New_York | 3 | 32909 32950 32949 | 1840017235 | [10 empty] | Grant-ValkariaFL
Hayfield | Hayfield | VA | Virginia | 51059 | Fairfax | 38.7536 | -77.1321 | 4285 | 1290 | polygon | FALSE | FALSE | America/New_York | 3 | 22306 22315 | 1840024573 | [10 empty] | HayfieldVA
Indian Rocks Beach | Indian Rocks Beach | FL | Florida | 12103 | Pinellas | 27.8961 | -82.8444 | 4285 | 1958 | polygon | FALSE | TRUE | America/New_York | 3 | 33785 | 1840015113 | [10 empty] | Indian Rocks BeachFL
Osawatomie | Osawatomie | KS | Kansas | 20121 | Miami | 38.5064 | -94.9483 | 4284 | 314 | polygon | FALSE | TRUE | America/Chicago | 3 | 66064 | 1840003841 | [10 empty] | OsawatomieKS
Buena | Buena | NJ | New Jersey | 34001 | Atlantic | 39.5282 | -74.9448 | 4284 | 218 | polygon | FALSE | TRUE | America/New_York | 3 | 08326 08310 08341 08360 | 1840001534 | [10 empty] | BuenaNJ
Sellersville | Sellersville | PA | Pennsylvania | 42017 | Bucks | 40.36 | -75.3083 | 4283 | 1445 | polygon | FALSE | TRUE | America/New_York | 3 | 18960 | 1840001313 | [10 empty] | SellersvillePA
Medford | Medford | WI | Wisconsin | 55119 | Taylor | 45.1365 | -90.3436 | 4282 | 370 | polygon | FALSE | TRUE | America/Chicago | 3 | 54451 | 1840001571 | [10 empty] | MedfordWI
Mifflinburg | Mifflinburg | PA | Pennsylvania | 42119 | Union | 40.9202 | -77.0465 | 4282 | 743 | polygon | FALSE | TRUE | America/New_York | 3 | 17844 | 1840003532 | [10 empty] | MifflinburgPA
Three Oaks | Three Oaks | FL | Florida | 12071 | Lee | 26.4738 | -81.796 | 4281 | 1014 | polygon | FALSE | FALSE | America/New_York | 3 | 33967 | 1840029011 | [10 empty] | Three OaksFL
Adamsville | Adamsville | AL | Alabama | 1073 | Jefferson | 33.6063 | -86.9745 | 4281 | 65 | polygon | FALSE | TRUE | America/Chicago | 3 | 35214 35005 35060 35073 | 1840013724 | [10 empty] | AdamsvilleAL
Justin | Justin | TX | Texas | 48121 | Denton | 33.0862 | -97.3009 | 4279 | 695 | polygon | FALSE | TRUE | America/Chicago | 3 | 76247 | 1840019388 | [10 empty] | JustinTX
Fayette | Fayette | AL | Alabama | 1057 | Fayette | 33.6943 | -87.8307 | 4275 | 193 | polygon | FALSE | TRUE | America/Chicago | 3 | 35555 | 1840006295 | [10 empty] | FayetteAL
Kenmar | Kenmar | PA | Pennsylvania | 42081 | Lycoming | 41.2547 | -76.955 | 4275 | 805 | polygon | FALSE | FALSE | America/New_York | 3 | 17701 17754 | 1840035287 | [10 empty] | KenmarPA
Lytle | Lytle | TX | Texas | 48013 | Atascosa | 29.2342 | -98.795 | 4275 | 248 | polygon | FALSE | TRUE | America/Chicago | 3 | 78052 | 1840020987 | [10 empty] | LytleTX
Coleman | Coleman | TX | Texas | 48083 | Coleman | 31.8317 | -99.4223 | 4274 | 268 | polygon | FALSE | TRUE | America/Chicago | 3 | 76834 | 1840019516 | [10 empty] | ColemanTX
Sparta | Sparta | IL | Illinois | 17157 | Randolph | 38.1514 | -89.7185 | 4273 | 147 | polygon | FALSE | TRUE | America/Chicago | 3 | 62286 | 1840009840 | [10 empty] | SpartaIL
Morgan | Morgan | UT | Utah | 49029 | Morgan | 41.0414 | -111.6802 | 4273 | 556 | polygon | FALSE | TRUE | America/Denver | 3 | 84050 | 1840020138 | [10 empty] | MorganUT
Magnolia | Magnolia | NJ | New Jersey | 34007 | Camden | 39.8562 | -75.0365 | 4273 | 1686 | polygon | FALSE | TRUE | America/New_York | 3 | 8049 | 1840003769 | [10 empty] | MagnoliaNJ
Mather | Mather | CA | California | 6067 | Sacramento | 38.5489 | -121.2832 | 4272 | 164 | polygon | FALSE | TRUE | America/Los_Angeles | 3 | 95655 95827 | 1840075962 | [10 empty] | MatherCA
Centralia | Centralia | MO | Missouri | 29019 | Boone | 39.2105 | -92.1341 | 4271 | 576 | polygon | FALSE | TRUE | America/Chicago | 3 | 65240 | 1840007392 | [10 empty] | CentraliaMO
Chalfont | Chalfont | PA | Pennsylvania | 42017 | Bucks | 40.2894 | -75.2096 | 4269 | 1018 | polygon | FALSE | TRUE | America/New_York | 3 | 18914 | 1840001319 | [10 empty] | ChalfontPA
Quebradillas | Quebradillas | PR | Puerto Rico | 72115 | Quebradillas | 18.4732 | -66.936 | 4269 | 1020 | polygon | FALSE | FALSE | America/Puerto_Rico | 3 | 678 | 1630035558 | [10 empty] | QuebradillasPR
Oneida | Oneida | TN | Tennessee | 47151 | Scott | 36.5172 | -84.5104 | 4267 | 153 | polygon | FALSE | TRUE | America/New_York | 3 | 37841 | 1840016019 | [10 empty] | OneidaTN
Port Aransas | Port Aransas | TX | Texas | 48355 | Nueces | 27.8102 | -97.0875 | 4266 | 184 | polygon | FALSE | TRUE | America/Chicago | 3 | 78373 | 1840021012 | [10 empty] | Port AransasTX
Beaver | Beaver | PA | Pennsylvania | 42007 | Beaver | 40.6936 | -80.3074 | 4266 | 1798 | polygon | FALSE | TRUE | America/New_York | 3 | 15009 | 1840001012 | [10 empty] | BeaverPA
Travis Ranch | Travis Ranch | TX | Texas | 48257 | Kaufman | 32.8038 | -96.4759 | 4265 | 1708 | polygon | FALSE | TRUE | America/Chicago | 3 | 75126 | 1840041568 | [10 empty] | Travis RanchTX
Lafayette | Lafayette | OR | Oregon | 41071 | Yamhill | 45.2463 | -123.1116 | 4265 | 1904 | polygon | FALSE | TRUE | America/Los_Angeles | 3 | 97127 | 1840019958 | [10 empty] | LafayetteOR
Reidland | Reidland | KY | Kentucky | 21145 | McCracken | 37.0085 | -88.5261 | 4265 | 342 | polygon | FALSE | FALSE | America/Chicago | 3 | 42003 | 1840013264 | [10 empty] | ReidlandKY
Kewaskum | Kewaskum | WI | Wisconsin | 55131 | Washington | 43.5177 | -88.2306 | 4264 | 699 | polygon | FALSE | TRUE | America/Chicago | 3 | 53040 | 1840002833 | [10 empty] | KewaskumWI
Park Layne | Park Layne | OH | Ohio | 39023 | Clark | 39.8881 | -84.0394 | 4264 | 1124 | polygon | FALSE | FALSE | America/New_York | 3 | 45344 | 1840034392 | [10 empty] | Park LayneOH
Clearwater | Clearwater | SC | South Carolina | 45003 | Aiken | 33.5038 | -81.91 | 4264 | 392 | polygon | FALSE | FALSE | America/New_York | 3 | 29841 29842 29822 | 1840013721 | [10 empty] | ClearwaterSC
Buchanan | Buchanan | MI | Michigan | 26021 | Berrien | 41.8283 | -86.3657 | 4263 | 652 | polygon | FALSE | TRUE | America/Detroit | 3 | 49107 | 1840003217 | [10 empty] | BuchananMI
Blanchester | Blanchester | OH | Ohio | 39027 | Clinton | 39.2934 | -83.9797 | 4262 | 396 | polygon | FALSE | TRUE | America/New_York | 3 | 45107 | 1840012618 | [10 empty] | BlanchesterOH
Belleair | Belleair | FL | Florida | 12103 | Pinellas | 27.9365 | -82.8114 | 4260 | 950 | polygon | FALSE | TRUE | America/New_York | 3 | 33756 | 1840015973 | [10 empty] | BelleairFL
Williamston | Williamston | SC | South Carolina | 45007 | Anderson | 34.6194 | -82.4794 | 4260 | 445 | polygon | FALSE | TRUE | America/New_York | 3 | 29697 | 1840016576 | [10 empty] | WilliamstonSC
Florida | Florida | PR | Puerto Rico | 72054 | Florida | 18.3643 | -66.5611 | 4260 | 1089 | polygon | FALSE | FALSE | America/Puerto_Rico | 3 | 650 | 1630023648 | [10 empty] | FloridaPR
Imperial | Imperial | MO | Missouri | 29099 | Jefferson | 38.3672 | -90.3706 | 4260 | 313 | polygon | FALSE | FALSE | America/Chicago | 3 | 63010 63052 | 1840006235 | [10 empty] | ImperialMO
Barboursville | Barboursville | WV | West Virginia | 54011 | Cabell | 38.4061 | -82.297 | 4258 | 401 | polygon | FALSE | TRUE | America/New_York | 3 | 25504 | 1840006213 | [10 empty] | BarboursvilleWV
Adjuntas | Adjuntas | PR | Puerto Rico | 72001 | Adjuntas | 18.1638 | -66.7235 | 4258 | 2192 | polygon | FALSE | FALSE | America/Puerto_Rico | 2 | 601 | 1630035603 | [10 empty] | AdjuntasPR
Mulberry | Mulberry | FL | Florida | 12105 | Polk | 27.9058 | -81.9872 | 4257 | 266 | polygon | FALSE | TRUE | America/New_York | 3 | 33830 33860 | 1840015105 | [10 empty] | MulberryFL
Hokes Bluff | Hokes Bluff | AL | Alabama | 1055 | Etowah | 33.9902 | -85.8639 | 4257 | 137 | polygon | FALSE | TRUE | America/Chicago | 3 | 35903 35905 | 1840014733 | [10 empty] | Hokes BluffAL
Newport | Newport | VT | Vermont | 50019 | Orleans | 44.9375 | -72.2088 | 4257 | 282 | polygon | FALSE | TRUE | America/New_York | 3 | 5855 | 1840002270 | [10 empty] | NewportVT
Mifflintown | Mifflintown | PA | Pennsylvania | 42067 | Juniata | 40.5711 | -77.3951 | 4254 | 2510 | polygon | FALSE | TRUE | America/New_York | 2 | 17059 | 1840003620 | [10 empty] | MifflintownPA
Pittsfield | Pittsfield | IL | Illinois | 17149 | Pike | 39.6202 | -90.7934 | 4254 | 344 | polygon | FALSE | TRUE | America/Chicago | 3 | 62363 | 1840009545 | [10 empty] | PittsfieldIL
Ellisburg | Ellisburg | NJ | New Jersey | 34007 | Camden | 39.9199 | -75.0093 | 4254 | 1815 | polygon | FALSE | FALSE | America/New_York | 3 | 08002 08034 | 1840033268 | [10 empty] | EllisburgNJ
Groesbeck | Groesbeck | TX | Texas | 48293 | Limestone | 31.5259 | -96.5284 | 4253 | 378 | polygon | FALSE | TRUE | America/Chicago | 3 | 76642 | 1840020821 | [10 empty] | GroesbeckTX
Edgewood | Edgewood | OH | Ohio | 39007 | Ashtabula | 41.8783 | -80.7461 | 4253 | 240 | polygon | FALSE | FALSE | America/New_York | 3 | 44004 | 1840004797 | [10 empty] | EdgewoodOH
Stafford Courthouse | Stafford Courthouse | VA | Virginia | 51179 | Stafford | 38.417 | -77.4207 | 4252 | 383 | polygon | FALSE | TRUE | America/New_York | 3 | 22554 22555 | 1840041867 | [10 empty] | Stafford CourthouseVA
Garden City South | Garden City South | NY | New York | 36059 | Nassau | 40.7121 | -73.6605 | 4250 | 4054 | polygon | FALSE | FALSE | America/New_York | 2 | 11530 11552 | 1840005258 | [10 empty] | Garden City SouthNY
Parker | Parker | FL | Florida | 12005 | Bay | 30.1289 | -85.6008 | 4249 | 858 | polygon | FALSE | TRUE | America/Chicago | 3 | 32404 | 1840015036 | [10 empty] | ParkerFL
Mitchell | Mitchell | IN | Indiana | 18093 | Lawrence | 38.7368 | -86.4755 | 4249 | 456 | polygon | FALSE | TRUE | America/Indiana/Indianapolis | 3 | 47446 | 1840008567 | [10 empty] | MitchellIN
Mystic | Mystic | CT | Connecticut | 9011 | New London | 41.3573 | -71.9548 | 4249 | 489 | polygon | FALSE | FALSE | America/New_York | 3 | 6355 | 1840003349 | [10 empty] | MysticCT
Mount Repose | Mount Repose | OH | Ohio | 39025 | Clermont | 39.1908 | -84.2197 | 4249 | 799 | polygon | FALSE | FALSE | America/New_York | 3 | 45150 | 1840005891 | [10 empty] | Mount ReposeOH
Barclay | Barclay | NJ | New Jersey | 34007 | Camden | 39.9013 | -75.0009 | 4248 | 988 | polygon | FALSE | TRUE | America/New_York | 3 | 8034 | 1840043406 | [10 empty] | BarclayNJ
Pleasant Run Farm | Pleasant Run Farm | OH | Ohio | 39061 | Hamilton | 39.3017 | -84.5493 | 4246 | 1551 | polygon | FALSE | FALSE | America/New_York | 3 | 45240 | 1840034394 | [10 empty] | Pleasant Run FarmOH
Farley | Farley | KY | Kentucky | 21145 | McCracken | 37.0405 | -88.5734 | 4245 | 275 | polygon | FALSE | TRUE | America/Chicago | 3 | 42003 | 1840043099 | [10 empty] | FarleyKY
Georgetown | Georgetown | OH | Ohio | 39015 | Brown | 38.8683 | -83.8993 | 4243 | 395 | polygon | FALSE | TRUE | America/New_York | 3 | 45121 | 1840012719 | [10 empty] | GeorgetownOH
Freeburg | Freeburg | IL | Illinois | 17163 | St. Clair | 38.4398 | -89.917 | 4242 | 240 | polygon | FALSE | TRUE | America/Chicago | 3 | 62221 62243 | 1840012871 | [10 empty] | FreeburgIL
Cotulla | Cotulla | TX | Texas | 48283 | La Salle | 28.4364 | -99.2367 | 4241 | 794 | polygon | FALSE | TRUE | America/Chicago | 3 | 78014 | 1840019699 | [10 empty] | CotullaTX
Raymond | Raymond | WA | Washington | 53049 | Pacific | 46.6839 | -123.738 | 4241 | 282 | polygon | FALSE | TRUE | America/Los_Angeles | 3 | 98577 | 1840019881 | [10 empty] | RaymondWA
Sissonville | Sissonville | WV | West Virginia | 54039 | Kanawha | 38.5042 | -81.6398 | 4239 | 128 | polygon | FALSE | FALSE | America/New_York | 3 | 25320 | 1840006195 | [10 empty] | SissonvilleWV
East Tawas | East Tawas | MI | Michigan | 26069 | Iosco | 44.2884 | -83.4849 | 4239 | 373 | polygon | FALSE | TRUE | America/Detroit | 3 | 48730 | 1840002517 | [10 empty] | East TawasMI
Lebanon | Lebanon | IL | Illinois | 17163 | St. Clair | 38.6004 | -89.8116 | 4238 | 615 | polygon | FALSE | TRUE | America/Chicago | 3 | 62254 | 1840008633 | [10 empty] | LebanonIL
Waverly | Waverly | OH | Ohio | 39131 | Pike | 39.1256 | -82.9836 | 4236 | 392 | polygon | FALSE | TRUE | America/New_York | 3 | 45690 | 1840034369 | [10 empty] | WaverlyOH
Park Rapids | Park Rapids | MN | Minnesota | 27057 | Hubbard | 46.917 | -95.0577 | 4235 | 220 | polygon | FALSE | TRUE | America/Chicago | 3 | 56470 | 1840008839 | [10 empty] | Park RapidsMN
Fort Pierce South | Fort Pierce South | FL | Florida | 12111 | St. Lucie | 27.4096 | -80.3539 | 4235 | 603 | polygon | FALSE | TRUE | America/New_York | 3 | 34982 34981 | 1840073835 | [10 empty] | Fort Pierce SouthFL
Lyons | Lyons | GA | Georgia | 13279 | Toombs | 32.2062 | -82.3215 | 4233 | 204 | polygon | FALSE | TRUE | America/New_York | 3 | 30436 | 1840015818 | [10 empty] | LyonsGA
Pocomoke City | Pocomoke City | MD | Maryland | 24047 | Worcester | 38.0635 | -75.5553 | 4230 | 420 | polygon | FALSE | TRUE | America/New_York | 3 | 21851 | 1840006257 | [10 empty] | Pocomoke CityMD
Verona | Verona | VA | Virginia | 51015 | Augusta | 38.1939 | -79.0087 | 4228 | 217 | polygon | FALSE | FALSE | America/New_York | 3 | 24401 24482 | 1840006248 | [10 empty] | VeronaVA
Venersborg | Venersborg | WA | Washington | 53011 | Clark | 45.786 | -122.4721 | 4227 | 150 | polygon | FALSE | FALSE | America/Los_Angeles | 3 | 98604 | 1840018521 | [10 empty] | VenersborgWA
Bethlehem | Bethlehem | NC | North Carolina | 37003 | Alexander | 35.8162 | -81.2962 | 4227 | 214 | polygon | FALSE | FALSE | America/New_York | 3 | 28601 28681 | 1840013382 | [10 empty] | BethlehemNC
Deer Park | Deer Park | IL | Illinois | 17097 | Lake | 42.1656 | -88.0868 | 4225 | 449 | polygon | FALSE | TRUE | America/Chicago | 3 | 60010 | 1840011166 | [10 empty] | Deer ParkIL
Dorneyville | Dorneyville | PA | Pennsylvania | 42077 | Lehigh | 40.5755 | -75.5188 | 4224 | 813 | polygon | FALSE | FALSE | America/New_York | 3 | 18104 18103 | 1840034931 | [10 empty] | DorneyvillePA
Hiram | Hiram | GA | Georgia | 13223 | Paulding | 33.8771 | -84.771 | 4223 | 410 | polygon | FALSE | TRUE | America/New_York | 3 | 30141 | 1840014758 | [10 empty] | HiramGA
Mountain Lakes | Mountain Lakes | NJ | New Jersey | 34027 | Morris | 40.8907 | -74.4406 | 4223 | 617 | polygon | FALSE | TRUE | America/New_York | 3 | 7046 | 1840003578 | [10 empty] | Mountain LakesNJ
Mount Pleasant | Mount Pleasant | PA | Pennsylvania | 42129 | Westmoreland | 40.151 | -79.5435 | 4221 | 1627 | polygon | FALSE | TRUE | America/New_York | 3 | 15666 15685 | 1840001147 | [10 empty] | Mount PleasantPA
Lake Darby | Lake Darby | OH | Ohio | 39049 | Franklin | 39.9604 | -83.2243 | 4220 | 470 | polygon | FALSE | FALSE | America/New_York | 3 | 43119 | 1840034387 | [10 empty] | Lake DarbyOH
Masontown | Masontown | PA | Pennsylvania | 42051 | Fayette | 39.8488 | -79.9081 | 4220 | 837 | polygon | FALSE | TRUE | America/New_York | 3 | 15461 | 1840000664 | [10 empty] | MasontownPA
China Grove | China Grove | NC | North Carolina | 37159 | Rowan | 35.5718 | -80.5788 | 4220 | 460 | polygon | FALSE | TRUE | America/New_York | 3 | 28023 | 1840016264 | [10 empty] | China GroveNC
Bellville | Bellville | TX | Texas | 48015 | Austin | 29.9472 | -96.2598 | 4219 | 613 | polygon | FALSE | TRUE | America/Chicago | 3 | 77418 | 1840019624 | [10 empty] | BellvilleTX
Broken Bow | Broken Bow | OK | Oklahoma | 40089 | McCurtain | 34.0277 | -94.7419 | 4216 | 257 | polygon | FALSE | TRUE | America/Chicago | 3 | 74728 | 1840019259 | [10 empty] | Broken BowOK
Singac | Singac | NJ | New Jersey | 34031 | Passaic | 40.8849 | -74.243 | 4215 | 3542 | polygon | FALSE | FALSE | America/New_York | 2 | 7424 | 1840033411 | [10 empty] | SingacNJ
Fredericktown | Fredericktown | MO | Missouri | 29123 | Madison | 37.5643 | -90.2987 | 4215 | 355 | polygon | FALSE | TRUE | America/Chicago | 3 | 63645 | 1840008730 | [10 empty] | FredericktownMO
McMurray | McMurray | PA | Pennsylvania | 42125 | Washington | 40.2815 | -80.0874 | 4215 | 530 | polygon | FALSE | FALSE | America/New_York | 3 | 15367 15317 | 1840005434 | [10 empty] | McMurrayPA
Ivanhoe | Ivanhoe | CA | California | 6107 | Tulare | 36.3886 | -119.2202 | 4215 | 808 | polygon | FALSE | FALSE | America/Los_Angeles | 3 | 93235 | 1840017694 | [10 empty] | IvanhoeCA
Brookfield | Brookfield | MO | Missouri | 29115 | Linn | 39.7853 | -93.0772 | 4213 | 380 | polygon | FALSE | TRUE | America/Chicago | 3 | 64628 | 1840005551 | [10 empty] | BrookfieldMO
Mayodan | Mayodan | NC | North Carolina | 37157 | Rockingham | 36.421 | -79.9676 | 4211 | 319 | polygon | FALSE | TRUE | America/New_York | 3 | 27027 | 1840016054 | [10 empty] | MayodanNC
Moyock | Moyock | NC | North Carolina | 37053 | Currituck | 36.5166 | -76.1728 | 4210 | 155 | polygon | FALSE | FALSE | America/New_York | 3 | 27958 | 1840025764 | [10 empty] | MoyockNC
Lonsdale | Lonsdale | MN | Minnesota | 27131 | Rice | 44.4776 | -93.422 | 4207 | 615 | polygon | FALSE | TRUE | America/Chicago | 3 | 55046 | 1840008969 | [10 empty] | LonsdaleMN
Central Gardens | Central Gardens | TX | Texas | 48245 | Jefferson | 29.9893 | -94.0217 | 4207 | 648 | polygon | FALSE | FALSE | America/Chicago | 3 | 77627 77705 | 1840018247 | [10 empty] | Central GardensTX
Libby | Libby | MT | Montana | 30053 | Lincoln | 48.3872 | -115.556 | 4206 | 582 | polygon | FALSE | TRUE | America/Denver | 3 | 59923 | 1840019757 | [10 empty] | LibbyMT
Hampton | Hampton | IA | Iowa | 19069 | Franklin | 42.742 | -93.205 | 4205 | 366 | polygon | FALSE | TRUE | America/Chicago | 3 | 50441 | 1840000401 | [10 empty] | HamptonIA
Greenville | Greenville | KY | Kentucky | 21177 | Muhlenberg | 37.2121 | -87.1779 | 4204 | 316 | polygon | FALSE | TRUE | America/Chicago | 3 | 42345 | 1840013249 | [10 empty] | GreenvilleKY
Esperance | Esperance | WA | Washington | 53061 | Snohomish | 47.7937 | -122.3469 | 4204 | 2241 | polygon | FALSE | FALSE | America/Los_Angeles | 2 | 98026 | 1840037867 | [10 empty] | EsperanceWA
Red Rock | Red Rock | AZ | Arizona | 4021 | Pinal | 32.561 | -111.3745 | 4203 | 34 | polygon | FALSE | FALSE | America/Phoenix | 3 | 85131 85145 85658 | 1840022985 | [10 empty] | Red RockAZ
Woodstock | Woodstock | AL | Alabama | 1007 | Bibb | 33.2193 | -87.1489 | 4202 | 89 | polygon | FALSE | TRUE | America/Chicago | 3 | 35188 35111 | 1840016895 | [10 empty] | WoodstockAL
Spindale | Spindale | NC | North Carolina | 37161 | Rutherford | 35.3599 | -81.9232 | 4202 | 302 | polygon | FALSE | TRUE | America/New_York | 3 | 28160 | 1840017835 | [10 empty] | SpindaleNC
Lancaster | Lancaster | KY | Kentucky | 21079 | Garrard | 37.6152 | -84.5817 | 4201 | 681 | polygon | FALSE | TRUE | America/New_York | 3 | 40444 | 1840014345 | [10 empty] | LancasterKY
Bristow | Bristow | OK | Oklahoma | 40037 | Creek | 35.8338 | -96.3941 | 4200 | 459 | polygon | FALSE | TRUE | America/Chicago | 3 | 74010 | 1840019075 | [10 empty] | BristowOK
South Brooksville | South Brooksville | FL | Florida | 12053 | Hernando | 28.5243 | -82.4158 | 4200 | 90 | polygon | FALSE | FALSE | America/New_York | 3 | 34604 34601 34605 | 1840029077 | [10 empty] | South BrooksvilleFL
Comanche | Comanche | TX | Texas | 48093 | Comanche | 31.9005 | -98.6044 | 4197 | 355 | polygon | FALSE | TRUE | America/Chicago | 3 | 76442 | 1840019510 | [10 empty] | ComancheTX
Silver Lake | Silver Lake | NJ | New Jersey | 34013 | Essex | 40.7804 | -74.1829 | 4197 | 4965 | polygon | FALSE | TRUE | America/New_York | 2 | 07109 07003 | 1840042853 | [10 empty] | Silver LakeNJ
Ellenton | Ellenton | FL | Florida | 12081 | Manatee | 27.5266 | -82.5261 | 4192 | 484 | polygon | FALSE | FALSE | America/New_York | 3 | 34222 34221 | 1840013124 | [10 empty] | EllentonFL
Barrington Hills | Barrington Hills | IL | Illinois | 17031 | Cook | 42.1399 | -88.2035 | 4190 | 59 | polygon | FALSE | TRUE | America/Chicago | 3 | 60010 60011 | 1840011245 | [10 empty] | Barrington HillsIL
Prairie Heights | Prairie Heights | WA | Washington | 53053 | Pierce | 47.1529 | -122.1048 | 4187 | 432 | polygon | FALSE | TRUE | America/Los_Angeles | 3 | 98321 | 1840042027 | [10 empty] | Prairie HeightsWA
Lonoke | Lonoke | AR | Arkansas | 5085 | Lonoke | 34.7908 | -91.9069 | 4187 | 331 | polygon | FALSE | TRUE | America/Chicago | 3 | 72086 | 1840015502 | [10 empty] | LonokeAR
Sebring | Sebring | OH | Ohio | 39099 | Mahoning | 40.9207 | -81.0231 | 4186 | 647 | polygon | FALSE | TRUE | America/New_York | 3 | 44672 | 1840000927 | [10 empty] | SebringOH
Thornwood | Thornwood | NY | New York | 36119 | Westchester | 41.1185 | -73.7796 | 4186 | 1446 | polygon | FALSE | FALSE | America/New_York | 3 | 10594 | 1840004928 | [10 empty] | ThornwoodNY
Malden | Malden | MO | Missouri | 29069 | Dunklin | 36.585 | -89.9808 | 4185 | 180 | polygon | FALSE | TRUE | America/Chicago | 3 | 63863 | 1840009948 | [10 empty] | MaldenMO
Golden Triangle | Golden Triangle | NJ | New Jersey | 34007 | Camden | 39.9288 | -75.0398 | 4185 | 571 | polygon | FALSE | FALSE | America/New_York | 3 | 8002 | 1840033471 | [10 empty] | Golden TriangleNJ
University Gardens | University Gardens | NY | New York | 36059 | Nassau | 40.7751 | -73.7279 | 4182 | 3069 | polygon | FALSE | FALSE | America/New_York | 2 | 11021 11020 | 1840005280 | [10 empty] | University GardensNY
Trenton | Trenton | TN | Tennessee | 47053 | Gibson | 35.9689 | -88.9449 | 4180 | 200 | polygon | FALSE | TRUE | America/Chicago | 3 | 38382 | 1840015343 | [10 empty] | TrentonTN
Monte Vista | Monte Vista | CO | Colorado | 8105 | Rio Grande | 37.5789 | -106.1499 | 4179 | 606 | polygon | FALSE | TRUE | America/Denver | 3 | 81144 81135 | 1840020299 | [10 empty] | Monte VistaCO
Malmstrom AFB | Malmstrom AFB | MT | Montana | 30013 | Cascade | 47.5059 | -111.1825 | 4179 | 315 | polygon | TRUE | TRUE | America/Denver | 3 | 59405 59402 | 1840073924 | [10 empty] | Malmstrom AFBMT
Hometown | Hometown | IL | Illinois | 17031 | Cook | 41.7312 | -87.7311 | 4177 | 3367 | polygon | FALSE | TRUE | America/Chicago | 2 | 60456 | 1840007031 | [10 empty] | HometownIL
Scandia | Scandia | MN | Minnesota | 27163 | Washington | 45.254 | -92.8278 | 4176 | 46 | polygon | FALSE | TRUE | America/Chicago | 3 | 55073 55047 | 1840008918 | [10 empty] | ScandiaMN
Carlyle | Carlyle | IL | Illinois | 17027 | Clinton | 38.6217 | -89.3735 | 4175 | 359 | polygon | FALSE | TRUE | America/Chicago | 3 | 62231 | 1840007466 | [10 empty] | CarlyleIL
Westover | Westover | WV | West Virginia | 54061 | Monongalia | 39.6324 | -79.9773 | 4173 | 1072 | polygon | FALSE | TRUE | America/New_York | 3 | 26501 26502 | 1840005648 | [10 empty] | WestoverWV
Mountain Home | Mountain Home | NC | North Carolina | 37089 | Henderson | 35.3708 | -82.5021 | 4173 | 427 | polygon | FALSE | FALSE | America/New_York | 3 | 28791 | 1840013448 | [10 empty] | Mountain HomeNC
Moosup | Moosup | CT | Connecticut | 9015 | Windham | 41.717 | -71.875 | 4173 | 697 | polygon | FALSE | FALSE | America/New_York | 3 | 6354 | 1840003277 | [10 empty] | MoosupCT
Captain Cook | Captain Cook | HI | Hawaii | 15001 | Hawaii | 19.4995 | -155.8937 | 4171 | 125 | polygon | FALSE | FALSE | Pacific/Honolulu | 3 | 96704 96750 | 1840023191 | [10 empty] | Captain CookHI
El Cerro Mission | El Cerro Mission | NM | New Mexico | 35061 | Valencia | 34.7687 | -106.6447 | 4170 | 273 | polygon | FALSE | TRUE | America/Denver | 3 | 87031 | 1840043409 | [10 empty] | El Cerro MissionNM
Bluffton | Bluffton | OH | Ohio | 39003 | Allen | 40.8912 | -83.8887 | 4170 | 432 | polygon | FALSE | TRUE | America/New_York | 3 | 45817 | 1840011951 | [10 empty] | BlufftonOH
Whiteman AFB | Whiteman AFB | MO | Missouri | 29101 | Johnson | 38.7302 | -93.559 | 4169 | 240 | polygon | TRUE | TRUE | America/Chicago | 3 | 65336 65305 | 1840073788 | [10 empty] | Whiteman AFBMO
Ovilla | Ovilla | TX | Texas | 48139 | Ellis | 32.5352 | -96.8895 | 4167 | 277 | polygon | FALSE | TRUE | America/Chicago | 3 | 75154 | 1840020759 | [10 empty] | OvillaTX
Columbus | Columbus | TX | Texas | 48089 | Colorado | 29.7055 | -96.5563 | 4165 | 490 | polygon | FALSE | TRUE | America/Chicago | 3 | 78934 | 1840019629 | [10 empty] | ColumbusTX
Lochmoor Waterway Estates | Lochmoor Waterway Estates | FL | Florida | 12071 | Lee | 26.6437 | -81.9098 | 4163 | 728 | polygon | FALSE | FALSE | America/New_York | 3 | 33903 | 1840029053 | [10 empty] | Lochmoor Waterway EstatesFL
Fortville | Fortville | IN | Indiana | 18059 | Hancock | 39.9247 | -85.8465 | 4162 | 506 | polygon | FALSE | TRUE | America/Indiana/Indianapolis | 3 | 46040 | 1840013731 | [10 empty] | FortvilleIN
Ketchum | Ketchum | ID | Idaho | 16013 | Blaine | 43.6868 | -114.3731 | 4160 | 343 | polygon | FALSE | TRUE | America/Boise | 3 | 83340 | 1840020029 | [10 empty] | KetchumID
Aldan | Aldan | PA | Pennsylvania | 42045 | Delaware | 39.9224 | -75.2881 | 4160 | 2691 | polygon | FALSE | TRUE | America/New_York | 2 | 19018 | 1840000688 | [10 empty] | AldanPA
West Menlo Park | West Menlo Park | CA | California | 6081 | San Mateo | 37.4338 | -122.2034 | 4160 | 3299 | polygon | FALSE | FALSE | America/Los_Angeles | 2 | 94025 | 1840028407 | [10 empty] | West Menlo ParkCA
Otisville | Otisville | NY | New York | 36071 | Orange | 41.4714 | -74.5397 | 4159 | 533 | polygon | FALSE | TRUE | America/New_York | 3 | 10963 | 1840004876 | [10 empty] | OtisvilleNY
Tiffin | Tiffin | IA | Iowa | 19103 | Johnson | 41.7067 | -91.6582 | 4157 | 391 | polygon | FALSE | TRUE | America/Chicago | 3 | 52340 52240 | 1840010189 | [10 empty] | TiffinIA
Minersville | Minersville | PA | Pennsylvania | 42107 | Schuylkill | 40.6908 | -76.2594 | 4157 | 2443 | polygon | FALSE | TRUE | America/New_York | 2 | 17954 | 1840002766 | [10 empty] | MinersvillePA
Grafton | Grafton | ND | North Dakota | 38099 | Walsh | 48.4142 | -97.4055 | 4157 | 485 | polygon | FALSE | TRUE | America/Chicago | 3 | 58237 | 1840000081 | [10 empty] | GraftonND
Heritage Village | Heritage Village | CT | Connecticut | 9009 | New Haven | 41.4845 | -73.2351 | 4156 | 653 | polygon | FALSE | FALSE | America/New_York | 3 | 6488 | 1840028598 | [10 empty] | Heritage VillageCT
Oakwood | Oakwood | GA | Georgia | 13139 | Hall | 34.2237 | -83.8849 | 4156 | 285 | polygon | FALSE | TRUE | America/New_York | 3 | 30566 30542 | 1840014697 | [10 empty] | OakwoodGA
Fruit Hill | Fruit Hill | OH | Ohio | 39061 | Hamilton | 39.0699 | -84.367 | 4156 | 1259 | polygon | FALSE | FALSE | America/New_York | 3 | 45230 | 1840034265 | [10 empty] | Fruit HillOH
Harbison Canyon | Harbison Canyon | CA | California | 6073 | San Diego | 32.8273 | -116.8381 | 4155 | 159 | polygon | FALSE | FALSE | America/Los_Angeles | 3 | 92021 92019 91901 | 1840018020 | [10 empty] | Harbison CanyonCA
Cockrell Hill | Cockrell Hill | TX | Texas | 48113 | Dallas | 32.7382 | -96.8886 | 4154 | 2755 | polygon | FALSE | TRUE | America/Chicago | 2 | 75211 | 1840019434 | [10 empty] | Cockrell HillTX
Carmel Valley Village | Carmel Valley Village | CA | California | 6053 | Monterey | 36.4824 | -121.7198 | 4152 | 84 | polygon | FALSE | FALSE | America/Los_Angeles | 3 | 93924 93922 | 1840028359 | [10 empty] | Carmel Valley VillageCA
Tri-City | Tri-City | OR | Oregon | 41019 | Douglas | 42.9893 | -123.3 | 4150 | 221 | polygon | FALSE | FALSE | America/Los_Angeles | 3 | 97457 | 1840018637 | [10 empty] | Tri-CityOR
Blythewood | Blythewood | SC | South Carolina | 45079 | Richland | 34.2121 | -80.9921 | 4150 | 150 | polygon | FALSE | TRUE | America/New_York | 3 | 29016 | 1840015598 | [10 empty] | BlythewoodSC
Burgaw | Burgaw | NC | North Carolina | 37141 | Pender | 34.5507 | -77.9224 | 4149 | 341 | polygon | FALSE | TRUE | America/New_York | 3 | 28425 | 1840015548 | [10 empty] | BurgawNC
Virden | Virden | IL | Illinois | 17117 | Macoupin | 39.5058 | -89.7711 | 4148 | 686 | polygon | FALSE | TRUE | America/Chicago | 3 | 62690 | 1840010647 | [10 empty] | VirdenIL
Bradley Beach | Bradley Beach | NJ | New Jersey | 34025 | Monmouth | 40.2018 | -74.0128 | 4148 | 2623 | polygon | FALSE | TRUE | America/New_York | 2 | 7720 | 1840001356 | [10 empty] | Bradley BeachNJ
Barnesville | Barnesville | OH | Ohio | 39013 | Belmont | 39.9888 | -81.1728 | 4148 | 794 | polygon | FALSE | TRUE | America/New_York | 3 | 43713 | 1840012380 | [10 empty] | BarnesvilleOH
Waverly | Waverly | TN | Tennessee | 47085 | Humphreys | 36.0939 | -87.7846 | 4146 | 183 | polygon | FALSE | TRUE | America/Chicago | 3 | 37185 | 1840015331 | [10 empty] | WaverlyTN
Camdenton | Camdenton | MO | Missouri | 29029 | Camden | 38.0121 | -92.75 | 4145 | 291 | polygon | FALSE | TRUE | America/Chicago | 3 | 65020 | 1840007520 | [10 empty] | CamdentonMO
Westville | Westville | NJ | New Jersey | 34015 | Gloucester | 39.8704 | -75.1301 | 4144 | 1562 | polygon | FALSE | TRUE | America/New_York | 3 | 8093 | 1840001526 | [10 empty] | WestvilleNJ
ImbÃ©ry | Imbery | PR | Puerto Rico | 72017 | Barceloneta | 18.4371 | -66.5566 | 4144 | 2484 | polygon | FALSE | FALSE | America/Puerto_Rico | 2 | 617 | 1630035464 | [10 empty] | ImbÃ©ryPR
Constantine | Constantine | MI | Michigan | 26149 | St. Joseph | 41.8378 | -85.665 | 4143 | 504 | polygon | FALSE | TRUE | America/Detroit | 3 | 49042 | 1840011383 | [10 empty] | ConstantineMI
Mulberry | Mulberry | OH | Ohio | 39025 | Clermont | 39.1975 | -84.2511 | 4143 | 997 | polygon | FALSE | FALSE | America/New_York | 3 | 45150 | 1840034291 | [10 empty] | MulberryOH
Haleyville | Haleyville | AL | Alabama | 1133 | Winston | 34.2331 | -87.6175 | 4142 | 190 | polygon | FALSE | TRUE | America/Chicago | 3 | 35565 | 1840013644 | [10 empty] | HaleyvilleAL
Louisville | Louisville | TN | Tennessee | 47009 | Blount | 35.8246 | -84.0552 | 4141 | 107 | polygon | FALSE | TRUE | America/New_York | 3 | 37777 | 1840015379 | [10 empty] | LouisvilleTN
Chariton | Chariton | IA | Iowa | 19117 | Lucas | 41.0176 | -93.3095 | 4141 | 418 | polygon | FALSE | TRUE | America/Chicago | 3 | 50049 | 1840000890 | [10 empty] | CharitonIA
Taft | Taft | TX | Texas | 48409 | San Patricio | 27.98 | -97.3929 | 4140 | 663 | polygon | FALSE | TRUE | America/Chicago | 3 | 78390 | 1840022252 | [10 empty] | TaftTX
Rice Lake | Rice Lake | MN | Minnesota | 27137 | St. Louis | 46.8977 | -92.1137 | 4139 | 49 | polygon | FALSE | TRUE | America/Chicago | 3 | 55803 | 1840032021 | [10 empty] | Rice LakeMN
Herculaneum | Herculaneum | MO | Missouri | 29099 | Jefferson | 38.2579 | -90.3949 | 4138 | 384 | polygon | FALSE | TRUE | America/Chicago | 3 | 63028 63048 | 1840007507 | [10 empty] | HerculaneumMO
Charlevoix | Charlevoix | MI | Michigan | 26029 | Charlevoix | 45.3138 | -85.2557 | 4137 | 469 | polygon | FALSE | TRUE | America/Detroit | 3 | 49720 | 1840003944 | [10 empty] | CharlevoixMI
Dewey-Humboldt | Dewey-Humboldt | AZ | Arizona | 4025 | Yavapai | 34.5175 | -112.2498 | 4137 | 85 | polygon | FALSE | TRUE | America/Phoenix | 3 | 86329 86327 | 1840021771 | [10 empty] | Dewey-HumboldtAZ
Northwest Harwich | Northwest Harwich | MA | Massachusetts | 25001 | Barnstable | 41.6917 | -70.1027 | 4136 | 200 | polygon | FALSE | TRUE | America/New_York | 3 | 02671 02645 02646 | 1840073524 | [10 empty] | Northwest HarwichMA
Peotone | Peotone | IL | Illinois | 17197 | Will | 41.3312 | -87.7937 | 4135 | 848 | polygon | FALSE | TRUE | America/Chicago | 3 | 60468 | 1840011494 | [10 empty] | PeotoneIL
Riverdale | Riverdale | NJ | New Jersey | 34027 | Morris | 40.9921 | -74.3125 | 4135 | 787 | polygon | FALSE | TRUE | America/New_York | 3 | 7457 | 1840000950 | [10 empty] | RiverdaleNJ
South Greeley | South Greeley | WY | Wyoming | 56021 | Laramie | 41.0928 | -104.8066 | 4134 | 956 | polygon | FALSE | FALSE | America/Denver | 3 | 82007 | 1840038443 | [10 empty] | South GreeleyWY
Etowah | Etowah | TN | Tennessee | 47107 | McMinn | 35.3381 | -84.5282 | 4133 | 477 | polygon | FALSE | TRUE | America/New_York | 3 | 37331 | 1840013430 | [10 empty] | EtowahTN
Riva | Riva | MD | Maryland | 24003 | Anne Arundel | 38.9449 | -76.5876 | 4130 | 649 | polygon | FALSE | FALSE | America/New_York | 3 | 21035 21037 21140 | 1840005915 | [10 empty] | RivaMD
Garden Ridge | Garden Ridge | TX | Texas | 48091 | Comal | 29.6379 | -98.2927 | 4130 | 223 | polygon | FALSE | TRUE | America/Chicago | 3 | 78266 | 1840020940 | [10 empty] | Garden RidgeTX
Columbus | Columbus | MN | Minnesota | 27003 | Anoka | 45.2685 | -93.081 | 4130 | 35 | polygon | FALSE | TRUE | America/Chicago | 3 | 55025 | 1840006713 | [10 empty] | ColumbusMN
Swannanoa | Swannanoa | NC | North Carolina | 37021 | Buncombe | 35.6008 | -82.3917 | 4127 | 249 | polygon | FALSE | FALSE | America/New_York | 3 | 28778 | 1840013410 | [10 empty] | SwannanoaNC
Dawson | Dawson | GA | Georgia | 13273 | Terrell | 31.7721 | -84.4437 | 4126 | 424 | polygon | FALSE | TRUE | America/New_York | 3 | 39842 | 1840014938 | [10 empty] | DawsonGA
Rockville | Rockville | IN | Indiana | 18121 | Parke | 39.7665 | -87.2295 | 4124 | 641 | polygon | FALSE | TRUE | America/Indiana/Indianapolis | 3 | 47872 | 1840014205 | [10 empty] | RockvilleIN
Maeser | Maeser | UT | Utah | 49047 | Uintah | 40.4719 | -109.5786 | 4123 | 246 | polygon | FALSE | FALSE | America/Denver | 3 | 84078 | 1840017501 | [10 empty] | MaeserUT
Peaceful Valley | Peaceful Valley | WA | Washington | 53073 | Whatcom | 48.9477 | -122.1406 | 4123 | 93 | polygon | FALSE | FALSE | America/Los_Angeles | 3 | 98295 98244 98266 | 1840037896 | [10 empty] | Peaceful ValleyWA
Herricks | Herricks | NY | New York | 36059 | Nassau | 40.7567 | -73.6635 | 4122 | 2777 | polygon | FALSE | FALSE | America/New_York | 2 | 11040 11596 | 1840005264 | [10 empty] | HerricksNY
Lenwood | Lenwood | CA | California | 6071 | San Bernardino | 34.8861 | -117.1078 | 4122 | 764 | polygon | FALSE | FALSE | America/Los_Angeles | 3 | 92311 | 1840017804 | [10 empty] | LenwoodCA
New Carlisle | New Carlisle | IN | Indiana | 18141 | St. Joseph | 41.7018 | -86.4916 | 4122 | 398 | polygon | FALSE | TRUE | America/Indiana/Indianapolis | 3 | 46552 | 1840009243 | [10 empty] | New CarlisleIN
Pocola | Pocola | OK | Oklahoma | 40079 | Le Flore | 35.2456 | -94.4774 | 4121 | 52 | polygon | FALSE | TRUE | America/Chicago | 3 | 74902 | 1840021795 | [10 empty] | PocolaOK
Benton Heights | Benton Heights | MI | Michigan | 26021 | Berrien | 42.1211 | -86.4137 | 4121 | 412 | polygon | FALSE | FALSE | America/Detroit | 3 | 49022 | 1840004700 | [10 empty] | Benton HeightsMI
Stanton | Stanton | KY | Kentucky | 21197 | Powell | 37.8465 | -83.8563 | 4119 | 466 | polygon | FALSE | TRUE | America/New_York | 3 | 40380 | 1840015222 | [10 empty] | StantonKY
Christopher | Christopher | IL | Illinois | 17055 | Franklin | 37.9708 | -89.0531 | 4118 | 646 | polygon | FALSE | TRUE | America/Chicago | 3 | 62865 62822 | 1840007542 | [10 empty] | ChristopherIL
Austin | Austin | IN | Indiana | 18143 | Scott | 38.7418 | -85.8112 | 4118 | 587 | polygon | FALSE | TRUE | America/Indiana/Indianapolis | 3 | 47102 | 1840010757 | [10 empty] | AustinIN
Westport | Westport | NC | North Carolina | 37109 | Lincoln | 35.5103 | -80.9783 | 4117 | 433 | polygon | FALSE | FALSE | America/New_York | 3 | 28037 | 1840013435 | [10 empty] | WestportNC
Falls City | Falls City | NE | Nebraska | 31147 | Richardson | 40.0623 | -95.599 | 4117 | 475 | polygon | FALSE | TRUE | America/Chicago | 3 | 68355 | 1840008380 | [10 empty] | Falls CityNE
New Tazewell | New Tazewell | TN | Tennessee | 47025 | Claiborne | 36.4381 | -83.6053 | 4116 | 207 | polygon | FALSE | TRUE | America/New_York | 3 | 37825 37824 | 1840016022 | [10 empty] | New TazewellTN
Grant | Grant | MN | Minnesota | 27163 | Washington | 45.0825 | -92.909 | 4116 | 63 | polygon | FALSE | TRUE | America/Chicago | 3 | 55115 55082 | 1840007809 | [10 empty] | GrantMN
Walthourville | Walthourville | GA | Georgia | 13179 | Liberty | 31.7716 | -81.6216 | 4115 | 413 | polygon | FALSE | TRUE | America/New_York | 3 | 31301 31313 31333 | 1840015840 | [10 empty] | WalthourvilleGA
Waverly | Waverly | NY | New York | 36107 | Tioga | 42.0119 | -76.5406 | 4115 | 696 | polygon | FALSE | TRUE | America/New_York | 3 | 14892 | 1840004670 | [10 empty] | WaverlyNY
Randleman | Randleman | NC | North Carolina | 37151 | Randolph | 35.8165 | -79.8066 | 4115 | 391 | polygon | FALSE | TRUE | America/New_York | 3 | 27317 | 1840014512 | [10 empty] | RandlemanNC
Cassville | Cassville | MO | Missouri | 29009 | Barry | 36.6786 | -93.8682 | 4114 | 371 | polygon | FALSE | TRUE | America/Chicago | 3 | 65625 | 1840007654 | [10 empty] | CassvilleMO
Woodstown | Woodstown | NJ | New Jersey | 34033 | Salem | 39.6503 | -75.3251 | 4112 | 842 | polygon | FALSE | TRUE | America/New_York | 3 | 8098 | 1840001531 | [10 empty] | WoodstownNJ
Burns | Burns | OR | Oregon | 41025 | Harney | 43.5883 | -119.0613 | 4112 | 303 | polygon | FALSE | TRUE | America/Los_Angeles | 3 | 97720 | 1840018632 | [10 empty] | BurnsOR
Heritage Hills | Heritage Hills | NY | New York | 36119 | Westchester | 41.3398 | -73.7016 | 4111 | 851 | polygon | FALSE | FALSE | America/New_York | 3 | 10589 10540 | 1840034035 | [10 empty] | Heritage HillsNY
St. Marys | St. Marys | WV | West Virginia | 54073 | Pleasants | 39.4023 | -81.195 | 4111 | 668 | polygon | FALSE | TRUE | America/New_York | 3 | 26170 | 1840005763 | [10 empty] | St. MarysWV
Caseyville | Caseyville | IL | Illinois | 17163 | St. Clair | 38.6302 | -90.0339 | 4110 | 218 | polygon | FALSE | TRUE | America/Chicago | 3 | 62232 | 1840010782 | [10 empty] | CaseyvilleIL
Goodview | Goodview | MN | Minnesota | 27169 | Winona | 44.0693 | -91.7167 | 4109 | 719 | polygon | FALSE | TRUE | America/Chicago | 3 | 55959 55987 | 1840007920 | [10 empty] | GoodviewMN
Forest Oaks | Forest Oaks | NC | North Carolina | 37081 | Guilford | 35.9889 | -79.7079 | 4108 | 330 | polygon | FALSE | FALSE | America/New_York | 3 | 27406 27419 | 1840033016 | [10 empty] | Forest OaksNC
Sinking Spring | Sinking Spring | PA | Pennsylvania | 42011 | Berks | 40.3241 | -76.0236 | 4106 | 1277 | polygon | FALSE | TRUE | America/New_York | 3 | 19608 | 1840001190 | [10 empty] | Sinking SpringPA
Wadena | Wadena | MN | Minnesota | 27159 | Wadena | 46.4452 | -95.1281 | 4105 | 293 | polygon | FALSE | TRUE | America/Chicago | 3 | 56482 | 1840009971 | [10 empty] | WadenaMN
Del Monte Forest | Del Monte Forest | CA | California | 6053 | Monterey | 36.5857 | -121.9439 | 4105 | 197 | polygon | FALSE | FALSE | America/Los_Angeles | 3 | 93953 | 1840019016 | [10 empty] | Del Monte ForestCA
Fleetwood | Fleetwood | PA | Pennsylvania | 42011 | Berks | 40.4565 | -75.8209 | 4104 | 1517 | polygon | FALSE | TRUE | America/New_York | 3 | 19522 | 1840001175 | [10 empty] | FleetwoodPA
Sparks | Sparks | TX | Texas | 48141 | El Paso | 31.6727 | -106.2399 | 4104 | 1120 | polygon | FALSE | FALSE | America/Denver | 3 | 79928 | 1840037097 | [10 empty] | SparksTX
Moxee | Moxee | WA | Washington | 53077 | Yakima | 46.564 | -120.3966 | 4104 | 669 | polygon | FALSE | TRUE | America/Los_Angeles | 3 | 98936 98901 | 1840037381 | [10 empty] | MoxeeWA
Perry | Perry | MI | Michigan | 26155 | Shiawassee | 42.8195 | -84.232 | 4102 | 289 | polygon | FALSE | TRUE | America/Detroit | 3 | 48872 | 1840003069 | [10 empty] | PerryMI
Jefferson | Jefferson | IA | Iowa | 19073 | Greene | 42.0173 | -94.3798 | 4102 | 265 | polygon | FALSE | TRUE | America/Chicago | 3 | 50129 | 1840000492 | [10 empty] | JeffersonIA
Monongahela | Monongahela | PA | Pennsylvania | 42125 | Washington | 40.1956 | -79.9221 | 4102 | 827 | polygon | FALSE | TRUE | America/New_York | 3 | 15063 | 1840003661 | [10 empty] | MonongahelaPA
Pearl River | Pearl River | MS | Mississippi | 28099 | Neshoba | 32.7889 | -89.2384 | 4100 | 51 | polygon | FALSE | FALSE | America/Chicago | 3 | 39350 | 1840013800 | [10 empty] | Pearl RiverMS
Dimmitt | Dimmitt | TX | Texas | 48069 | Castro | 34.5324 | -102.3111 | 4099 | 502 | polygon | FALSE | TRUE | America/Chicago | 3 | 79027 | 1840019249 | [10 empty] | DimmittTX
Magee | Magee | MS | Mississippi | 28127 | Simpson | 31.8731 | -89.734 | 4097 | 300 | polygon | FALSE | TRUE | America/Chicago | 3 | 39111 | 1840015845 | [10 empty] | MageeMS
West Milwaukee | West Milwaukee | WI | Wisconsin | 55079 | Milwaukee | 43.0124 | -87.971 | 4096 | 1413 | polygon | FALSE | TRUE | America/Chicago | 3 | 53219 53214 53215 53234 | 1840003035 | [10 empty] | West MilwaukeeWI
Holloman AFB | Holloman AFB | NM | New Mexico | 35035 | Otero | 32.8483 | -106.0998 | 4096 | 125 | polygon | TRUE | TRUE | America/Denver | 3 | 88330 88352 | 1840037076 | [10 empty] | Holloman AFBNM
Presidio | Presidio | TX | Texas | 48377 | Presidio | 29.5603 | -104.3653 | 4095 | 583 | polygon | FALSE | TRUE | America/Ojinaga | 3 | 79845 | 1840020883 | [10 empty] | PresidioTX
Bonifay | Bonifay | FL | Florida | 12059 | Holmes | 30.7826 | -85.6845 | 4094 | 257 | polygon | FALSE | TRUE | America/Chicago | 3 | 32425 | 1840013924 | [10 empty] | BonifayFL
Scottdale | Scottdale | PA | Pennsylvania | 42129 | Westmoreland | 40.1034 | -79.5899 | 4094 | 1365 | polygon | FALSE | TRUE | America/New_York | 3 | 15683 | 1840001157 | [10 empty] | ScottdalePA
Wood Village | Wood Village | OR | Oregon | 41051 | Multnomah | 45.5358 | -122.4205 | 4093 | 1677 | polygon | FALSE | TRUE | America/Los_Angeles | 3 | 97060 | 1840021210 | [10 empty] | Wood VillageOR
Lathrup Village | Lathrup Village | MI | Michigan | 26125 | Oakland | 42.4921 | -83.2273 | 4091 | 1048 | polygon | FALSE | TRUE | America/Detroit | 3 | 48076 | 1840002448 | [10 empty] | Lathrup VillageMI
North Plymouth | North Plymouth | MA | Massachusetts | 25023 | Plymouth | 41.9728 | -70.6882 | 4091 | 1267 | polygon | FALSE | FALSE | America/New_York | 3 | 2360 | 1840004679 | [10 empty] | North PlymouthMA
Burnham | Burnham | IL | Illinois | 17031 | Cook | 41.6376 | -87.5447 | 4088 | 850 | polygon | FALSE | TRUE | America/Chicago | 3 | 60633 | 1840010144 | [10 empty] | BurnhamIL
Rutherfordton | Rutherfordton | NC | North Carolina | 37161 | Rutherford | 35.3642 | -81.9613 | 4087 | 383 | polygon | FALSE | TRUE | America/New_York | 3 | 28139 | 1840017834 | [10 empty] | RutherfordtonNC
Marietta-Alderwood | Marietta-Alderwood | WA | Washington | 53073 | Whatcom | 48.7932 | -122.5566 | 4086 | 268 | polygon | FALSE | TRUE | America/Los_Angeles | 3 | 98225 98226 | 1840073928 | [10 empty] | Marietta-AlderwoodWA
North Richmond | North Richmond | CA | California | 6013 | Contra Costa | 37.9642 | -122.3711 | 4085 | 1135 | polygon | FALSE | FALSE | America/Los_Angeles | 3 | 94801 | 1840024709 | [10 empty] | North RichmondCA
Lorane | Lorane | PA | Pennsylvania | 42011 | Berks | 40.2921 | -75.8486 | 4085 | 886 | polygon | FALSE | FALSE | America/New_York | 3 | 19606 19508 | 1840035070 | [10 empty] | LoranePA
Pemberwick | Pemberwick | CT | Connecticut | 9001 | Fairfield | 41.0224 | -73.6564 | 4083 | 2322 | polygon | FALSE | FALSE | America/New_York | 2 | 6831 | 1840026285 | [10 empty] | PemberwickCT
Charlotte Harbor | Charlotte Harbor | FL | Florida | 12015 | Charlotte | 26.9629 | -82.0571 | 4082 | 679 | polygon | FALSE | FALSE | America/New_York | 3 | 33980 | 1840014198 | [10 empty] | Charlotte HarborFL
Camuy | Camuy | PR | Puerto Rico | 72027 | Camuy | 18.4825 | -66.8501 | 4080 | 1581 | polygon | FALSE | FALSE | America/Puerto_Rico | 3 | 627 | 1630035632 | [10 empty] | CamuyPR
Austin | Austin | AR | Arkansas | 5085 | Lonoke | 35.0061 | -91.9895 | 4079 | 517 | polygon | FALSE | TRUE | America/Chicago | 3 | 72007 72176 | 1840013528 | [10 empty] | AustinAR
Whispering Pines | Whispering Pines | NC | North Carolina | 37125 | Moore | 35.2536 | -79.3755 | 4078 | 354 | polygon | FALSE | TRUE | America/New_York | 3 | 28327 | 1840017853 | [10 empty] | Whispering PinesNC
Newcomerstown | Newcomerstown | OH | Ohio | 39157 | Tuscarawas | 40.2762 | -81.5949 | 4076 | 507 | polygon | FALSE | TRUE | America/New_York | 3 | 43832 | 1840012093 | [10 empty] | NewcomerstownOH
Waimanalo Beach | Waimanalo Beach | HI | Hawaii | 15003 | Honolulu | 21.3288 | -157.6975 | 4076 | 799 | polygon | FALSE | FALSE | Pacific/Honolulu | 3 | 96795 | 1840029559 | [10 empty] | Waimanalo BeachHI
Northwoods | Northwoods | MO | Missouri | 29189 | St. Louis | 38.7035 | -90.2824 | 4076 | 2252 | polygon | FALSE | TRUE | America/Chicago | 2 | 63121 | 1840008593 | [10 empty] | NorthwoodsMO
Waverly | Waverly | NE | Nebraska | 31109 | Lancaster | 40.9111 | -96.534 | 4075 | 660 | polygon | FALSE | TRUE | America/Chicago | 3 | 68462 | 1840010333 | [10 empty] | WaverlyNE
Beavercreek | Beavercreek | OR | Oregon | 41005 | Clackamas | 45.2756 | -122.5136 | 4075 | 78 | polygon | FALSE | TRUE | America/Los_Angeles | 3 | 97045 97004 | 1840034713 | [10 empty] | BeavercreekOR
Sharpsville | Sharpsville | PA | Pennsylvania | 42085 | Mercer | 41.2595 | -80.4813 | 4074 | 1130 | polygon | FALSE | TRUE | America/New_York | 3 | 16150 | 1840003442 | [10 empty] | SharpsvillePA
Punta Santiago | Punta Santiago | PR | Puerto Rico | 72069 | Humacao | 18.1619 | -65.7584 | 4074 | 1012 | polygon | FALSE | FALSE | America/Puerto_Rico | 3 | 741 | 1630035556 | [10 empty] | Punta SantiagoPR
Brewerton | Brewerton | NY | New York | 36067 | Onondaga | 43.2344 | -76.1411 | 4074 | 496 | polygon | FALSE | FALSE | America/New_York | 3 | 13029 13036 | 1840004312 | [10 empty] | BrewertonNY
Ripley | Ripley | WV | West Virginia | 54035 | Jackson | 38.8201 | -81.7091 | 4073 | 383 | polygon | FALSE | TRUE | America/New_York | 3 | 25271 | 1840006008 | [10 empty] | RipleyWV
Mosinee | Mosinee | WI | Wisconsin | 55073 | Marathon | 44.7874 | -89.6839 | 4072 | 200 | polygon | FALSE | TRUE | America/Chicago | 3 | 54455 | 1840002171 | [10 empty] | MosineeWI
Boyertown | Boyertown | PA | Pennsylvania | 42011 | Berks | 40.3323 | -75.6375 | 4071 | 2032 | polygon | FALSE | TRUE | America/New_York | 2 | 19512 | 1840001173 | [10 empty] | BoyertownPA
Running Springs | Running Springs | CA | California | 6071 | San Bernardino | 34.2104 | -117.1147 | 4071 | 373 | polygon | FALSE | FALSE | America/Los_Angeles | 3 | 92382 | 1840019112 | [10 empty] | Running SpringsCA
Narrows | Narrows | VA | Virginia | 51071 | Giles | 37.3315 | -80.8083 | 4069 | 595 | polygon | FALSE | TRUE | America/New_York | 3 | 24124 | 1840006432 | [10 empty] | NarrowsVA
Aguilita | Aguilita | PR | Puerto Rico | 72075 | Juana DÃ­az | 18.0284 | -66.5331 | 4069 | 1750 | polygon | FALSE | FALSE | America/Puerto_Rico | 3 | 795 | 1630023581 | [10 empty] | AguilitaPR
Alexandria | Alexandria | AL | Alabama | 1015 | Calhoun | 33.7675 | -85.8792 | 4068 | 141 | polygon | FALSE | FALSE | America/Chicago | 3 | 36265 36250 | 1840013707 | [10 empty] | AlexandriaAL
New Lebanon | New Lebanon | OH | Ohio | 39113 | Montgomery | 39.744 | -84.3943 | 4067 | 752 | polygon | FALSE | TRUE | America/New_York | 3 | 45345 | 1840012491 | [10 empty] | New LebanonOH
University | University | MS | Mississippi | 28071 | Lafayette | 34.3656 | -89.5379 | 4067 | 2229 | polygon | FALSE | FALSE | America/Chicago | 2 | 38677 | 1840032487 | [10 empty] | UniversityMS
Rosemont | Rosemont | IL | Illinois | 17031 | Cook | 41.989 | -87.8717 | 4066 | 875 | polygon | FALSE | TRUE | America/Chicago | 3 | 60018 | 1840011289 | [10 empty] | RosemontIL
Rising Sun-Lebanon | Rising Sun-Lebanon | DE | Delaware | 10001 | Kent | 39.0999 | -75.5047 | 4065 | 439 | polygon | FALSE | TRUE | America/New_York | 3 | 19934 19962 19901 | 1840073664 | [10 empty] | Rising Sun-LebanonDE
Ho-Ho-Kus | Ho-Ho-Kus | NJ | New Jersey | 34003 | Bergen | 41.0001 | -74.0972 | 4065 | 902 | polygon | FALSE | TRUE | America/New_York | 3 | 7423 | 1840003561 | [10 empty] | Ho-Ho-KusNJ
West Bradenton | West Bradenton | FL | Florida | 12081 | Manatee | 27.5016 | -82.6146 | 4065 | 1210 | polygon | FALSE | FALSE | America/New_York | 3 | 34209 | 1840029094 | [10 empty] | West BradentonFL
Rosewood Heights | Rosewood Heights | IL | Illinois | 17119 | Madison | 38.8885 | -90.0722 | 4063 | 924 | polygon | FALSE | FALSE | America/Chicago | 3 | 62024 62018 | 1840006059 | [10 empty] | Rosewood HeightsIL
La Paloma | La Paloma | TX | Texas | 48061 | Cameron | 26.0518 | -97.6552 | 4063 | 728 | polygon | FALSE | FALSE | America/Chicago | 3 | 78586 | 1840018325 | [10 empty] | La PalomaTX
Desoto Lakes | Desoto Lakes | FL | Florida | 12115 | Sarasota | 27.373 | -82.4968 | 4061 | 1273 | polygon | FALSE | FALSE | America/New_York | 3 | 34235 | 1840029033 | [10 empty] | Desoto LakesFL
Stilwell | Stilwell | OK | Oklahoma | 40001 | Adair | 35.8151 | -94.6312 | 4060 | 483 | polygon | FALSE | TRUE | America/Chicago | 3 | 74960 | 1840021702 | [10 empty] | StilwellOK
Marine City | Marine City | MI | Michigan | 26147 | St. Clair | 42.7138 | -82.5012 | 4058 | 726 | polygon | FALSE | TRUE | America/Detroit | 3 | 48039 | 1840003956 | [10 empty] | Marine CityMI
Walton | Walton | KY | Kentucky | 21015 | Boone | 38.8646 | -84.6122 | 4058 | 330 | polygon | FALSE | TRUE | America/New_York | 3 | 41094 | 1840015167 | [10 empty] | WaltonKY
Crescent Springs | Crescent Springs | KY | Kentucky | 21117 | Kenton | 39.0553 | -84.5788 | 4058 | 1048 | polygon | FALSE | TRUE | America/New_York | 3 | 41017 | 1840014264 | [10 empty] | Crescent SpringsKY
Le Sueur | Le Sueur | MN | Minnesota | 27079 | Le Sueur | 44.4704 | -93.9025 | 4057 | 302 | polygon | FALSE | TRUE | America/Chicago | 3 | 56058 | 1840007887 | [10 empty] | Le SueurMN
Rio Dell | Rio Dell | CA | California | 6023 | Humboldt | 40.5022 | -124.1103 | 4056 | 566 | polygon | FALSE | TRUE | America/Los_Angeles | 3 | 95540 95562 | 1840020127 | [10 empty] | Rio DellCA
Ridgway | Ridgway | PA | Pennsylvania | 42047 | Elk | 41.427 | -78.7297 | 4056 | 554 | polygon | FALSE | TRUE | America/New_York | 3 | 15853 | 1840000617 | [10 empty] | RidgwayPA
Kimberly | Kimberly | ID | Idaho | 16083 | Twin Falls | 42.5345 | -114.3695 | 4054 | 876 | polygon | FALSE | TRUE | America/Boise | 3 | 83341 | 1840020084 | [10 empty] | KimberlyID
Spackenkill | Spackenkill | NY | New York | 36027 | Dutchess | 41.6549 | -73.9102 | 4053 | 881 | polygon | FALSE | FALSE | America/New_York | 3 | 12603 | 1840034063 | [10 empty] | SpackenkillNY
Shrewsbury | Shrewsbury | NJ | New Jersey | 34025 | Monmouth | 40.3249 | -74.06 | 4053 | 724 | polygon | FALSE | TRUE | America/New_York | 3 | 7702 | 1840001363 | [10 empty] | ShrewsburyNJ
Egg Harbor City | Egg Harbor City | NJ | New Jersey | 34001 | Atlantic | 39.564 | -74.5961 | 4052 | 144 | polygon | FALSE | TRUE | America/New_York | 3 | 8215 | 1840016638 | [10 empty] | Egg Harbor CityNJ
Empire | Empire | CA | California | 6099 | Stanislaus | 37.6432 | -120.9045 | 4051 | 978 | polygon | FALSE | FALSE | America/Los_Angeles | 3 | 95319 95357 | 1840017615 | [10 empty] | EmpireCA
Cannon Falls | Cannon Falls | MN | Minnesota | 27049 | Goodhue | 44.5122 | -92.9034 | 4050 | 348 | polygon | FALSE | TRUE | America/Chicago | 3 | 55009 | 1840006778 | [10 empty] | Cannon FallsMN
Livingston | Livingston | TN | Tennessee | 47133 | Overton | 36.3875 | -85.3265 | 4049 | 240 | polygon | FALSE | TRUE | America/Chicago | 3 | 38570 | 1840016059 | [10 empty] | LivingstonTN
Hampton | Hampton | SC | South Carolina | 45049 | Hampton | 32.8676 | -81.1092 | 4049 | 214 | polygon | FALSE | TRUE | America/New_York | 3 | 29924 | 1840016927 | [10 empty] | HamptonSC
Lake Belvedere Estates | Lake Belvedere Estates | FL | Florida | 12099 | Palm Beach | 26.6888 | -80.1371 | 4046 | 2884 | polygon | FALSE | FALSE | America/New_York | 2 | 33413 | 1840028988 | [10 empty] | Lake Belvedere EstatesFL
Pipestone | Pipestone | MN | Minnesota | 27117 | Pipestone | 43.9958 | -96.3117 | 4046 | 376 | polygon | FALSE | TRUE | America/Chicago | 3 | 56164 | 1840008980 | [10 empty] | PipestoneMN
Marienville | Marienville | PA | Pennsylvania | 42053 | Forest | 41.4687 | -79.1181 | 4045 | 257 | polygon | FALSE | FALSE | America/New_York | 3 | 16239 | 1840024142 | [10 empty] | MarienvillePA
County Center | County Center | VA | Virginia | 51153 | Prince William | 38.6917 | -77.3507 | 4045 | 771 | polygon | FALSE | TRUE | America/New_York | 3 | 22192 | 1840043275 | [10 empty] | County CenterVA
Spring House | Spring House | PA | Pennsylvania | 42091 | Montgomery | 40.1847 | -75.2267 | 4045 | 597 | polygon | FALSE | FALSE | America/New_York | 3 | 19477 19002 | 1840005467 | [10 empty] | Spring HousePA
Fayetteville | Fayetteville | NY | New York | 36067 | Onondaga | 43.0308 | -75.9985 | 4044 | 894 | polygon | FALSE | TRUE | America/New_York | 3 | 13066 | 1840004320 | [10 empty] | FayettevilleNY
Forty Fort | Forty Fort | PA | Pennsylvania | 42079 | Luzerne | 41.2843 | -75.8689 | 4041 | 1188 | polygon | FALSE | TRUE | America/New_York | 3 | 18704 | 1840000750 | [10 empty] | Forty FortPA
Jamestown | Jamestown | OH | Ohio | 39057 | Greene | 39.6599 | -83.7424 | 4038 | 707 | polygon | FALSE | TRUE | America/New_York | 3 | 45335 | 1840012526 | [10 empty] | JamestownOH
Loch Lomond | Loch Lomond | VA | Virginia | 51153 | Prince William | 38.7812 | -77.4817 | 4038 | 2169 | polygon | FALSE | FALSE | America/New_York | 2 | 20110 20111 | 1840006101 | [10 empty] | Loch LomondVA
Sunset Beach | Sunset Beach | NC | North Carolina | 37019 | Brunswick | 33.892 | -78.5104 | 4037 | 230 | polygon | FALSE | TRUE | America/New_York | 3 | 28468 28459 | 1840016685 | [10 empty] | Sunset BeachNC
Woodson Terrace | Woodson Terrace | MO | Missouri | 29189 | St. Louis | 38.7286 | -90.36 | 4037 | 2015 | polygon | FALSE | TRUE | America/Chicago | 2 | 63134 | 1840010748 | [10 empty] | Woodson TerraceMO
Algonac | Algonac | MI | Michigan | 26147 | St. Clair | 42.6208 | -82.534 | 4037 | 1098 | polygon | FALSE | TRUE | America/Detroit | 3 | 48001 | 1840003955 | [10 empty] | AlgonacMI
Goulding | Goulding | FL | Florida | 12033 | Escambia | 30.4397 | -87.2299 | 4036 | 1314 | polygon | FALSE | FALSE | America/Chicago | 3 | 32501 32503 | 1840013911 | [10 empty] | GouldingFL
St. James | St. James | MO | Missouri | 29161 | Phelps | 38.0013 | -91.6153 | 4034 | 364 | polygon | FALSE | TRUE | America/Chicago | 3 | 65559 | 1840009850 | [10 empty] | St. JamesMO
Redwood | Redwood | TX | Texas | 48187 | Guadalupe | 29.81 | -97.9103 | 4033 | 241 | polygon | FALSE | FALSE | America/Chicago | 3 | 78666 | 1840019638 | [10 empty] | RedwoodTX
Red Springs | Red Springs | NC | North Carolina | 37155 | Robeson | 34.8046 | -79.1822 | 4031 | 364 | polygon | FALSE | TRUE | America/New_York | 3 | 28377 | 1840017907 | [10 empty] | Red SpringsNC
Vandalia | Vandalia | MO | Missouri | 29007 | Audrain | 39.308 | -91.4892 | 4030 | 693 | polygon | FALSE | TRUE | America/Chicago | 3 | 63382 | 1840010671 | [10 empty] | VandaliaMO
Trevose | Trevose | PA | Pennsylvania | 42017 | Bucks | 40.1509 | -74.982 | 4030 | 2203 | polygon | FALSE | FALSE | America/New_York | 2 | 19053 | 1840024296 | [10 empty] | TrevosePA
Belzoni | Belzoni | MS | Mississippi | 28053 | Humphreys | 33.1804 | -90.4863 | 4029 | 725 | polygon | FALSE | TRUE | America/Chicago | 3 | 39038 | 1840013777 | [10 empty] | BelzoniMS
Hatillo | Hatillo | PR | Puerto Rico | 72065 | Hatillo | 18.4811 | -66.8221 | 4029 | 1437 | polygon | FALSE | FALSE | America/Puerto_Rico | 3 | 659 | 1630035679 | [10 empty] | HatilloPR
Lake Land'Or | Lake Land'Or | VA | Virginia | 51033 | Caroline | 38.017 | -77.5593 | 4028 | 343 | polygon | FALSE | TRUE | America/New_York | 3 | 22546 | 1840043221 | [10 empty] | Lake Land'OrVA
Weaverville | Weaverville | NC | North Carolina | 37021 | Buncombe | 35.6963 | -82.5584 | 4027 | 404 | polygon | FALSE | TRUE | America/New_York | 3 | 28787 28804 | 1840016284 | [10 empty] | WeavervilleNC
Fenton | Fenton | MO | Missouri | 29189 | St. Louis | 38.5279 | -90.4489 | 4026 | 250 | polygon | FALSE | TRUE | America/Chicago | 3 | 63026 63099 | 1840008583 | [10 empty] | FentonMO
Crooked River Ranch | Crooked River Ranch | OR | Oregon | 41031 | Jefferson | 44.4242 | -121.2757 | 4026 | 75 | polygon | FALSE | FALSE | America/Los_Angeles | 3 | 97760 | 1840141645 | [10 empty] | Crooked River RanchOR
Forest City | Forest City | IA | Iowa | 19189 | Winnebago | 43.257 | -93.6365 | 4025 | 335 | polygon | FALSE | TRUE | America/Chicago | 3 | 50436 | 1840007953 | [10 empty] | Forest CityIA
Horseshoe Bay | Horseshoe Bay | TX | Texas | 48299 | Llano | 30.5403 | -98.3804 | 4024 | 108 | polygon | FALSE | TRUE | America/Chicago | 3 | 78657 | 1840020869 | [10 empty] | Horseshoe BayTX
Gentry | Gentry | AR | Arkansas | 5007 | Benton | 36.257 | -94.4907 | 4023 | 303 | polygon | FALSE | TRUE | America/Chicago | 3 | 72734 | 1840013317 | [10 empty] | GentryAR
San Joaquin | San Joaquin | CA | California | 6019 | Fresno | 36.6057 | -120.1897 | 4021 | 1296 | polygon | FALSE | TRUE | America/Los_Angeles | 3 | 93660 | 1840021565 | [10 empty] | San JoaquinCA
Trent Woods | Trent Woods | NC | North Carolina | 37049 | Craven | 35.081 | -77.0945 | 4021 | 522 | polygon | FALSE | TRUE | America/New_York | 3 | 28562 | 1840016401 | [10 empty] | Trent WoodsNC
San Carlos | San Carlos | TX | Texas | 48215 | Hidalgo | 26.2957 | -98.063 | 4020 | 858 | polygon | FALSE | FALSE | America/Chicago | 3 | 78542 | 1840019730 | [10 empty] | San CarlosTX
Lisbon Falls | Lisbon Falls | ME | Maine | 23001 | Androscoggin | 44.0086 | -70.057 | 4019 | 422 | polygon | FALSE | FALSE | America/New_York | 3 | 4252 | 1840002189 | [10 empty] | Lisbon FallsME
Crandall | Crandall | TX | Texas | 48257 | Kaufman | 32.6279 | -96.4535 | 4017 | 493 | polygon | FALSE | TRUE | America/Chicago | 3 | 75114 | 1840019453 | [10 empty] | CrandallTX
Butte | Butte | AK | Alaska | 2170 | Matanuska-Susitna | 61.5539 | -149.0035 | 4015 | 45 | polygon | FALSE | FALSE | America/Anchorage | 3 | 99645 | 1840023368 | [10 empty] | ButteAK
Akron | Akron | PA | Pennsylvania | 42071 | Lancaster | 40.158 | -76.2031 | 4015 | 1263 | polygon | FALSE | TRUE | America/New_York | 3 | 17501 | 1840003711 | [10 empty] | AkronPA
Bellaire | Bellaire | OH | Ohio | 39013 | Belmont | 40.0176 | -80.7469 | 4013 | 937 | polygon | FALSE | TRUE | America/New_York | 3 | 43906 | 1840012381 | [10 empty] | BellaireOH
Southgate | Southgate | KY | Kentucky | 21037 | Campbell | 39.063 | -84.4715 | 4013 | 1064 | polygon | FALSE | TRUE | America/New_York | 3 | 41071 | 1840015170 | [10 empty] | SouthgateKY
Danielson | Danielson | CT | Connecticut | 9015 | Windham | 41.8086 | -71.8854 | 4012 | 1416 | polygon | FALSE | TRUE | America/New_York | 3 | 6239 | 1840004781 | [10 empty] | DanielsonCT
Louisa | Louisa | KY | Kentucky | 21127 | Lawrence | 38.1079 | -82.6132 | 4012 | 400 | polygon | FALSE | TRUE | America/New_York | 3 | 41230 | 1840015209 | [10 empty] | LouisaKY
Kildeer | Kildeer | IL | Illinois | 17097 | Lake | 42.183 | -88.0488 | 4012 | 366 | polygon | FALSE | TRUE | America/Chicago | 3 | 60047 | 1840011156 | [10 empty] | KildeerIL
Rocky Ford | Rocky Ford | CO | Colorado | 8089 | Otero | 38.05 | -103.7226 | 4011 | 886 | polygon | FALSE | TRUE | America/Denver | 3 | 81067 | 1840020269 | [10 empty] | Rocky FordCO
Rayville | Rayville | LA | Louisiana | 22083 | Richland | 32.4707 | -91.7576 | 4011 | 580 | polygon | FALSE | TRUE | America/Chicago | 3 | 71269 | 1840018088 | [10 empty] | RayvilleLA
Taylor Creek | Taylor Creek | FL | Florida | 12093 | Okeechobee | 27.2172 | -80.7927 | 4010 | 513 | polygon | FALSE | FALSE | America/New_York | 3 | 34974 | 1840029086 | [10 empty] | Taylor CreekFL
Turners Falls | Turners Falls | MA | Massachusetts | 25011 | Franklin | 42.5976 | -72.5572 | 4010 | 814 | polygon | FALSE | FALSE | America/New_York | 3 | 1376 | 1840004519 | [10 empty] | Turners FallsMA
Rossville | Rossville | GA | Georgia | 13295 | Walker | 34.9747 | -85.2898 | 4009 | 857 | polygon | FALSE | TRUE | America/New_York | 3 | 30741 | 1840014655 | [10 empty] | RossvilleGA
Saylorville | Saylorville | IA | Iowa | 19153 | Polk | 41.6809 | -93.6279 | 4009 | 225 | polygon | FALSE | FALSE | America/Chicago | 3 | 50023 50313 | 1840004800 | [10 empty] | SaylorvilleIA
University Center | University Center | VA | Virginia | 51107 | Loudoun | 39.0601 | -77.4445 | 4007 | 1677 | polygon | FALSE | FALSE | America/New_York | 3 | 20147 | 1840024511 | [10 empty] | University CenterVA
India Hook | India Hook | SC | South Carolina | 45091 | York | 35.0142 | -81.0377 | 4006 | 586 | polygon | FALSE | FALSE | America/New_York | 3 | 29732 | 1840013517 | [10 empty] | India HookSC
Ashburn | Ashburn | GA | Georgia | 13287 | Turner | 31.7095 | -83.6528 | 4005 | 301 | polygon | FALSE | TRUE | America/New_York | 3 | 31714 | 1840013854 | [10 empty] | AshburnGA
South Chicago Heights | South Chicago Heights | IL | Illinois | 17031 | Cook | 41.4831 | -87.637 | 4003 | 977 | polygon | FALSE | TRUE | America/Chicago | 3 | 60475 60411 | 1840011323 | [10 empty] | South Chicago HeightsIL
Centerville | Centerville | MN | Minnesota | 27003 | Anoka | 45.164 | -93.054 | 4002 | 727 | polygon | FALSE | TRUE | America/Chicago | 3 | 55038 | 1840006715 | [10 empty] | CentervilleMN
Park Hill | Park Hill | OK | Oklahoma | 40021 | Cherokee | 35.8546 | -94.9559 | 4001 | 44 | polygon | FALSE | FALSE | America/Chicago | 3 | 74451 74471 74464 | 1840019078 | [10 empty] | Park HillOK
Lakewood | Lakewood | IL | Illinois | 17111 | McHenry | 42.2278 | -88.393 | 4001 | 336 | polygon | FALSE | TRUE | America/Chicago | 3 | 60014 60098 | 1840011131 | [10 empty] | LakewoodIL
Butler | Butler | MO | Missouri | 29013 | Bates | 38.2598 | -94.3393 | 3999 | 379 | polygon | FALSE | TRUE | America/Chicago | 3 | 64730 | 1840007510 | [10 empty] | ButlerMO
Bloomfield Hills | Bloomfield Hills | MI | Michigan | 26125 | Oakland | 42.578 | -83.2456 | 3997 | 311 | polygon | FALSE | TRUE | America/Detroit | 3 | 48304 48303 | 1840002439 | [10 empty] | Bloomfield HillsMI
Gamewell | Gamewell | NC | North Carolina | 37027 | Caldwell | 35.8637 | -81.5979 | 3996 | 190 | polygon | FALSE | TRUE | America/New_York | 3 | 28645 | 1840016188 | [10 empty] | GamewellNC
Mabank | Mabank | TX | Texas | 48257 | Kaufman | 32.3681 | -96.114 | 3995 | 214 | polygon | FALSE | TRUE | America/Chicago | 3 | 75147 | 1840023034 | [10 empty] | MabankTX
Parkesburg | Parkesburg | PA | Pennsylvania | 42029 | Chester | 39.9593 | -75.9177 | 3993 | 1214 | polygon | FALSE | TRUE | America/New_York | 3 | 19365 | 1840001432 | [10 empty] | ParkesburgPA
Lawnton | Lawnton | PA | Pennsylvania | 42043 | Dauphin | 40.2638 | -76.7978 | 3991 | 1330 | polygon | FALSE | FALSE | America/New_York | 3 | 17111 17140 | 1840035053 | [10 empty] | LawntonPA
Jena | Jena | LA | Louisiana | 22059 | LaSalle | 31.6914 | -92.1298 | 3990 | 238 | polygon | FALSE | TRUE | America/Chicago | 3 | 71342 | 1840017057 | [10 empty] | JenaLA
Shannon Hills | Shannon Hills | AR | Arkansas | 5125 | Saline | 34.6157 | -92.4217 | 3990 | 583 | polygon | FALSE | TRUE | America/Chicago | 3 | 72002 72103 | 1840015541 | [10 empty] | Shannon HillsAR
Southside | Southside | AR | Arkansas | 5063 | Independence | 35.7149 | -91.6329 | 3989 | 156 | polygon | FALSE | TRUE | America/Chicago | 3 | 72501 | 1840027852 | [10 empty] | SouthsideAR
Richwood | Richwood | TX | Texas | 48039 | Brazoria | 29.0723 | -95.4045 | 3988 | 344 | polygon | FALSE | TRUE | America/Chicago | 3 | 77531 | 1840020976 | [10 empty] | RichwoodTX
Morrison | Morrison | IL | Illinois | 17195 | Whiteside | 41.8076 | -89.9616 | 3988 | 611 | polygon | FALSE | TRUE | America/Chicago | 3 | 61270 | 1840008149 | [10 empty] | MorrisonIL
Greencastle | Greencastle | PA | Pennsylvania | 42055 | Franklin | 39.7907 | -77.7267 | 3986 | 969 | polygon | FALSE | TRUE | America/New_York | 3 | 17225 | 1840001411 | [10 empty] | GreencastlePA
Marshall | Marshall | WI | Wisconsin | 55025 | Dane | 43.1726 | -89.0614 | 3984 | 723 | polygon | FALSE | TRUE | America/Chicago | 3 | 53559 | 1840002917 | [10 empty] | MarshallWI
Wrightwood | Wrightwood | CA | California | 6071 | San Bernardino | 34.3495 | -117.6299 | 3984 | 259 | polygon | FALSE | FALSE | America/Los_Angeles | 3 | 92397 92329 | 1840019116 | [10 empty] | WrightwoodCA
Clay Center | Clay Center | KS | Kansas | 20027 | Clay | 39.3812 | -97.1278 | 3983 | 483 | polygon | FALSE | TRUE | America/Chicago | 3 | 67432 | 1840001554 | [10 empty] | Clay CenterKS
Louisburg | Louisburg | NC | North Carolina | 37069 | Franklin | 36.0979 | -78.301 | 3980 | 503 | polygon | FALSE | TRUE | America/New_York | 3 | 27549 | 1840016116 | [10 empty] | LouisburgNC
Fulton | Fulton | MS | Mississippi | 28057 | Itawamba | 34.2616 | -88.4021 | 3980 | 180 | polygon | FALSE | TRUE | America/Chicago | 3 | 38843 | 1840013619 | [10 empty] | FultonMS
Mills | Mills | WY | Wyoming | 56025 | Natrona | 42.8473 | -106.383 | 3979 | 518 | polygon | FALSE | TRUE | America/Denver | 3 | 82604 82601 82644 | 1840022359 | [10 empty] | MillsWY
Pocono Woodland Lakes | Pocono Woodland Lakes | PA | Pennsylvania | 42103 | Pike | 41.3225 | -74.8902 | 3979 | 246 | polygon | FALSE | TRUE | America/New_York | 3 | 18337 | 1840043344 | [10 empty] | Pocono Woodland LakesPA
Shavano Park | Shavano Park | TX | Texas | 48029 | Bexar | 29.5861 | -98.5563 | 3979 | 466 | polygon | FALSE | TRUE | America/Chicago | 3 | 78231 78230 78249 | 1840022222 | [10 empty] | Shavano ParkTX
Madison | Madison | WV | West Virginia | 54005 | Boone | 38.0631 | -81.8046 | 3978 | 147 | polygon | FALSE | TRUE | America/New_York | 3 | 25130 | 1840006305 | [10 empty] | MadisonWV
High Point | High Point | FL | Florida | 12053 | Hernando | 28.5474 | -82.5206 | 3974 | 307 | polygon | FALSE | FALSE | America/New_York | 3 | 34613 | 1840029105 | [10 empty] | High PointFL
Lyncourt | Lyncourt | NY | New York | 36067 | Onondaga | 43.0821 | -76.1264 | 3974 | 1234 | polygon | FALSE | FALSE | America/New_York | 3 | 13206 13208 | 1840034054 | [10 empty] | LyncourtNY
Longbranch | Longbranch | WA | Washington | 53053 | Pierce | 47.2257 | -122.7739 | 3974 | 76 | polygon | FALSE | FALSE | America/Los_Angeles | 3 | 98349 98351 | 1840023835 | [10 empty] | LongbranchWA
Harrisburg | Harrisburg | OR | Oregon | 41043 | Linn | 44.2718 | -123.1656 | 3972 | 1078 | polygon | FALSE | TRUE | America/Los_Angeles | 3 | 97446 | 1840019990 | [10 empty] | HarrisburgOR
Nassau Bay | Nassau Bay | TX | Texas | 48201 | Harris | 29.5448 | -95.0865 | 3972 | 1256 | polygon | FALSE | TRUE | America/Chicago | 3 | 77058 | 1840020929 | [10 empty] | Nassau BayTX
Tiptonville | Tiptonville | TN | Tennessee | 47095 | Lake | 36.387 | -89.4677 | 3971 | 753 | polygon | FALSE | TRUE | America/Chicago | 3 | 38079 | 1840016072 | [10 empty] | TiptonvilleTN
West DeLand | West DeLand | FL | Florida | 12127 | Volusia | 29.0162 | -81.3343 | 3970 | 712 | polygon | FALSE | FALSE | America/New_York | 3 | 32720 | 1840029095 | [10 empty] | West DeLandFL
Meridian | Meridian | PA | Pennsylvania | 42019 | Butler | 40.8531 | -79.9555 | 3970 | 544 | polygon | FALSE | FALSE | America/New_York | 3 | 16001 | 1840005181 | [10 empty] | MeridianPA
Manchester | Manchester | GA | Georgia | 13199 | Meriwether | 32.8566 | -84.6329 | 3970 | 191 | polygon | FALSE | TRUE | America/New_York | 3 | 31816 31830 | 1840015749 | [10 empty] | ManchesterGA
Rose Hill | Rose Hill | KS | Kansas | 20015 | Butler | 37.5702 | -97.1361 | 3968 | 679 | polygon | FALSE | TRUE | America/Chicago | 3 | 67133 | 1840009856 | [10 empty] | Rose HillKS
Ashland | Ashland | MO | Missouri | 29019 | Boone | 38.7929 | -92.2477 | 3968 | 261 | polygon | FALSE | TRUE | America/Chicago | 3 | 65010 | 1840007393 | [10 empty] | AshlandMO
Spencer | Spencer | OK | Oklahoma | 40109 | Oklahoma | 35.5108 | -97.3715 | 3968 | 285 | polygon | FALSE | TRUE | America/Chicago | 3 | 73141 73084 | 1840021741 | [10 empty] | SpencerOK
Bardonia | Bardonia | NY | New York | 36087 | Rockland | 41.1129 | -73.9823 | 3966 | 597 | polygon | FALSE | FALSE | America/New_York | 3 | 10994 10954 | 1840004958 | [10 empty] | BardoniaNY
Southport | Southport | NC | North Carolina | 37019 | Brunswick | 33.9412 | -78.0205 | 3966 | 387 | polygon | FALSE | TRUE | America/New_York | 3 | 28461 | 1840015582 | [10 empty] | SouthportNC
Blackshear | Blackshear | GA | Georgia | 13229 | Pierce | 31.2954 | -82.2453 | 3965 | 268 | polygon | FALSE | TRUE | America/New_York | 3 | 31516 | 1840013870 | [10 empty] | BlackshearGA
Burney | Burney | CA | California | 6089 | Shasta | 40.8846 | -121.6691 | 3965 | 284 | polygon | FALSE | FALSE | America/Los_Angeles | 3 | 96013 | 1840017491 | [10 empty] | BurneyCA
Le Claire | Le Claire | IA | Iowa | 19163 | Scott | 41.5963 | -90.3687 | 3965 | 327 | polygon | FALSE | TRUE | America/Chicago | 3 | 52753 | 1840008186 | [10 empty] | Le ClaireIA
Whitmore Village | Whitmore Village | HI | Hawaii | 15003 | Honolulu | 21.512 | -158.0273 | 3965 | 1695 | polygon | FALSE | FALSE | Pacific/Honolulu | 3 | 96786 | 1840029564 | [10 empty] | Whitmore VillageHI
Winona | Winona | MS | Mississippi | 28097 | Montgomery | 33.4899 | -89.728 | 3964 | 113 | polygon | FALSE | TRUE | America/Chicago | 3 | 38967 | 1840015702 | [10 empty] | WinonaMS
Washington | Washington | GA | Georgia | 13317 | Wilkes | 33.7355 | -82.7427 | 3963 | 198 | polygon | FALSE | TRUE | America/New_York | 3 | 30673 | 1840015641 | [10 empty] | WashingtonGA
Lolo | Lolo | MT | Montana | 30063 | Missoula | 46.7756 | -114.1018 | 3961 | 161 | polygon | FALSE | FALSE | America/Denver | 3 | 59847 | 1840017349 | [10 empty] | LoloMT
Fairway | Fairway | KS | Kansas | 20091 | Johnson | 39.0245 | -94.6287 | 3960 | 1354 | polygon | FALSE | TRUE | America/Chicago | 3 | 66205 | 1840001635 | [10 empty] | FairwayKS
Sykesville | Sykesville | MD | Maryland | 24013 | Carroll | 39.3714 | -76.9716 | 3958 | 969 | polygon | FALSE | TRUE | America/New_York | 3 | 21784 | 1840005705 | [10 empty] | SykesvilleMD
Fort Gibson | Fort Gibson | OK | Oklahoma | 40101 | Muskogee | 35.7766 | -95.2599 | 3958 | 113 | polygon | FALSE | TRUE | America/Chicago | 3 | 74434 | 1840021721 | [10 empty] | Fort GibsonOK
Buckingham | Buckingham | FL | Florida | 12071 | Lee | 26.6615 | -81.7399 | 3958 | 83 | polygon | FALSE | FALSE | America/New_York | 3 | 33905 | 1840014216 | [10 empty] | BuckinghamFL
Barceloneta | Barceloneta | PR | Puerto Rico | 72017 | Barceloneta | 18.4529 | -66.5381 | 3957 | 1575 | polygon | FALSE | FALSE | America/Puerto_Rico | 3 | 617 | 1630035618 | [10 empty] | BarcelonetaPR
Angels | Angels | CA | California | 6009 | Calaveras | 38.0707 | -120.5501 | 3956 | 420 | polygon | FALSE | TRUE | America/Los_Angeles | 3 | 95222 95221 | 1840074780 | [10 empty] | AngelsCA
Brazoria | Brazoria | TX | Texas | 48039 | Brazoria | 29.0455 | -95.5673 | 3956 | 436 | polygon | FALSE | TRUE | America/Chicago | 3 | 77422 | 1840019673 | [10 empty] | BrazoriaTX
Crewe | Crewe | VA | Virginia | 51135 | Nottoway | 37.1812 | -78.1307 | 3956 | 408 | polygon | FALSE | TRUE | America/New_York | 3 | 23930 | 1840006462 | [10 empty] | CreweVA
Oaklyn | Oaklyn | NJ | New Jersey | 34007 | Camden | 39.9023 | -75.0813 | 3955 | 2434 | polygon | FALSE | TRUE | America/New_York | 2 | 8107 | 1840001515 | [10 empty] | OaklynNJ
Tyro | Tyro | NC | North Carolina | 37057 | Davidson | 35.7997 | -80.3765 | 3954 | 118 | polygon | FALSE | FALSE | America/New_York | 3 | 27299 27295 | 1840024912 | [10 empty] | TyroNC
Roselawn | Roselawn | IN | Indiana | 18111 | Newton | 41.1535 | -87.2881 | 3954 | 189 | polygon | FALSE | FALSE | America/Chicago | 3 | 46310 46372 | 1840005175 | [10 empty] | RoselawnIN
Holt | Holt | AL | Alabama | 1125 | Tuscaloosa | 33.2302 | -87.4827 | 3952 | 482 | polygon | FALSE | FALSE | America/Chicago | 3 | 35404 | 1840013753 | [10 empty] | HoltAL
Kalama | Kalama | WA | Washington | 53015 | Cowlitz | 46.0164 | -122.8402 | 3951 | 302 | polygon | FALSE | TRUE | America/Los_Angeles | 3 | 98625 | 1840018502 | [10 empty] | KalamaWA
Mount Hermon | Mount Hermon | VA | Virginia | 51143 | Pittsylvania | 36.6716 | -79.4196 | 3951 | 284 | polygon | FALSE | FALSE | America/New_York | 3 | 24540 | 1840026888 | [10 empty] | Mount HermonVA
Lawrenceville | Lawrenceville | NJ | New Jersey | 34021 | Mercer | 40.3018 | -74.7378 | 3949 | 1463 | polygon | FALSE | FALSE | America/New_York | 3 | 8648 | 1840005473 | [10 empty] | LawrencevilleNJ
Elroy | Elroy | NC | North Carolina | 37191 | Wayne | 35.3308 | -77.9226 | 3949 | 233 | polygon | FALSE | FALSE | America/New_York | 3 | 27534 | 1840013071 | [10 empty] | ElroyNC
Elverson | Elverson | PA | Pennsylvania | 42029 | Chester | 40.1559 | -75.8304 | 3946 | 507 | polygon | FALSE | TRUE | America/New_York | 3 | 19520 | 1840001426 | [10 empty] | ElversonPA
Mahanoy City | Mahanoy City | PA | Pennsylvania | 42107 | Schuylkill | 40.8126 | -76.1382 | 3944 | 2987 | polygon | FALSE | TRUE | America/New_York | 2 | 17948 | 1840002763 | [10 empty] | Mahanoy CityPA
Hephzibah | Hephzibah | GA | Georgia | 13245 | Richmond | 33.2906 | -82.0994 | 3944 | 78 | polygon | FALSE | TRUE | America/New_York | 3 | 30815 | 1840014829 | [10 empty] | HephzibahGA
Metter | Metter | GA | Georgia | 13043 | Candler | 32.3958 | -82.0621 | 3942 | 202 | polygon | FALSE | TRUE | America/New_York | 3 | 30439 | 1840014896 | [10 empty] | MetterGA
West Nyack | West Nyack | NY | New York | 36087 | Rockland | 41.0907 | -73.9714 | 3942 | 519 | polygon | FALSE | FALSE | America/New_York | 3 | 10994 | 1840004973 | [10 empty] | West NyackNY
Carroll Valley | Carroll Valley | PA | Pennsylvania | 42001 | Adams | 39.7499 | -77.3805 | 3942 | 283 | polygon | FALSE | TRUE | America/New_York | 3 | 17320 | 1840000680 | [10 empty] | Carroll ValleyPA
Wellsville | Wellsville | UT | Utah | 49005 | Cache | 41.6223 | -111.943 | 3941 | 209 | polygon | FALSE | TRUE | America/Denver | 3 | 84339 | 1840021322 | [10 empty] | WellsvilleUT
Chagrin Falls | Chagrin Falls | OH | Ohio | 39035 | Cuyahoga | 41.4321 | -81.3887 | 3941 | 733 | polygon | FALSE | TRUE | America/New_York | 3 | 44022 | 1840000595 | [10 empty] | Chagrin FallsOH
Linden | Linden | MI | Michigan | 26049 | Genesee | 42.8194 | -83.7811 | 3939 | 645 | polygon | FALSE | TRUE | America/Detroit | 3 | 48451 | 1840002952 | [10 empty] | LindenMI
Bunk Foss | Bunk Foss | WA | Washington | 53061 | Snohomish | 47.9617 | -122.0944 | 3939 | 392 | polygon | FALSE | TRUE | America/Los_Angeles | 3 | 98290 98205 | 1840041912 | [10 empty] | Bunk FossWA
Nichols Hills | Nichols Hills | OK | Oklahoma | 40109 | Oklahoma | 35.5468 | -97.5444 | 3938 | 772 | polygon | FALSE | TRUE | America/Chicago | 3 | 73116 73120 | 1840020426 | [10 empty] | Nichols HillsOK
Bunker Hill Village | Bunker Hill Village | TX | Texas | 48201 | Harris | 29.7647 | -95.5317 | 3935 | 1053 | polygon | FALSE | TRUE | America/Chicago | 3 | 77024 | 1840019618 | [10 empty] | Bunker Hill VillageTX
Ball | Ball | LA | Louisiana | 22079 | Rapides | 31.4188 | -92.4084 | 3935 | 190 | polygon | FALSE | TRUE | America/Chicago | 3 | 71405 | 1840015868 | [10 empty] | BallLA
North El Monte | North El Monte | CA | California | 6037 | Los Angeles | 34.103 | -118.0238 | 3933 | 3587 | polygon | FALSE | FALSE | America/Los_Angeles | 2 | 91780 91006 | 1840028391 | [10 empty] | North El MonteCA
Village Shires | Village Shires | PA | Pennsylvania | 42017 | Bucks | 40.2016 | -74.9706 | 3931 | 1248 | polygon | FALSE | FALSE | America/New_York | 3 | 18966 | 1840035442 | [10 empty] | Village ShiresPA
Clearlake Riviera | Clearlake Riviera | CA | California | 6033 | Lake | 38.9512 | -122.7207 | 3930 | 290 | polygon | FALSE | TRUE | America/Los_Angeles | 3 | 95451 | 1840075664 | [10 empty] | Clearlake RivieraCA
Mount Angel | Mount Angel | OR | Oregon | 41047 | Marion | 45.0694 | -122.797 | 3930 | 1259 | polygon | FALSE | TRUE | America/Los_Angeles | 3 | 97362 | 1840019962 | [10 empty] | Mount AngelOR
Skyline View | Skyline View | PA | Pennsylvania | 42043 | Dauphin | 40.3376 | -76.7256 | 3929 | 567 | polygon | FALSE | FALSE | America/New_York | 3 | 17112 | 1840035197 | [10 empty] | Skyline ViewPA
Bayard | Bayard | NM | New Mexico | 35017 | Grant | 32.7579 | -108.1338 | 3929 | 862 | polygon | FALSE | TRUE | America/Denver | 3 | 88023 | 1840019408 | [10 empty] | BayardNM
Deephaven | Deephaven | MN | Minnesota | 27053 | Hennepin | 44.9318 | -93.5293 | 3928 | 652 | polygon | FALSE | TRUE | America/Chicago | 3 | 55331 55391 | 1840006751 | [10 empty] | DeephavenMN
Jefferson | Jefferson | NC | North Carolina | 37009 | Ashe | 36.4209 | -81.4686 | 3928 | 284 | polygon | FALSE | TRUE | America/New_York | 3 | 28640 | 1840016027 | [10 empty] | JeffersonNC
Maytown | Maytown | PA | Pennsylvania | 42071 | Lancaster | 40.0791 | -76.5791 | 3928 | 412 | polygon | FALSE | FALSE | America/New_York | 3 | 17550 17547 | 1840005493 | [10 empty] | MaytownPA
Carefree | Carefree | AZ | Arizona | 4013 | Maricopa | 33.8234 | -111.9161 | 3927 | 172 | polygon | FALSE | TRUE | America/Phoenix | 3 | 85377 | 1840022914 | [10 empty] | CarefreeAZ
Richwood | Richwood | NJ | New Jersey | 34015 | Gloucester | 39.714 | -75.1734 | 3925 | 169 | polygon | FALSE | FALSE | America/New_York | 3 | 08028 08071 08074 08062 08025 | 1840033399 | [10 empty] | RichwoodNJ
Lares | Lares | PR | Puerto Rico | 72081 | Lares | 18.2951 | -66.8821 | 3925 | 1109 | polygon | FALSE | FALSE | America/Puerto_Rico | 3 | 669 | 1630035500 | [10 empty] | LaresPR
Montpelier | Montpelier | OH | Ohio | 39171 | Williams | 41.5817 | -84.5968 | 3924 | 523 | polygon | FALSE | TRUE | America/New_York | 3 | 43543 | 1840011522 | [10 empty] | MontpelierOH
Benson | Benson | NC | North Carolina | 37101 | Johnston | 35.386 | -78.5436 | 3922 | 540 | polygon | FALSE | TRUE | America/New_York | 3 | 27504 | 1840015393 | [10 empty] | BensonNC
Brookmont | Brookmont | MD | Maryland | 24031 | Montgomery | 38.9546 | -77.1292 | 3921 | 1154 | polygon | FALSE | FALSE | America/New_York | 3 | 20812 20816 | 1840031313 | [10 empty] | BrookmontMD
Dana | Dana | NC | North Carolina | 37089 | Henderson | 35.3239 | -82.3722 | 3919 | 169 | polygon | FALSE | FALSE | America/New_York | 3 | 28792 28731 28724 | 1840024953 | [10 empty] | DanaNC
Fox Island | Fox Island | WA | Washington | 53053 | Pierce | 47.2475 | -122.6255 | 3918 | 291 | polygon | FALSE | FALSE | America/Los_Angeles | 3 | 98333 | 1840037870 | [10 empty] | Fox IslandWA
Highland Beach | Highland Beach | FL | Florida | 12099 | Palm Beach | 26.4088 | -80.0661 | 3916 | 2817 | polygon | FALSE | TRUE | America/New_York | 2 | 33487 | 1840015995 | [10 empty] | Highland BeachFL
Pageland | Pageland | SC | South Carolina | 45025 | Chesterfield | 34.772 | -80.3897 | 3915 | 235 | polygon | FALSE | TRUE | America/New_York | 3 | 29728 | 1840016584 | [10 empty] | PagelandSC
Medford Lakes | Medford Lakes | NJ | New Jersey | 34005 | Burlington | 39.8582 | -74.8054 | 3914 | 1325 | polygon | FALSE | TRUE | America/New_York | 3 | 8055 | 1840003752 | [10 empty] | Medford LakesNJ
Boardman | Boardman | OR | Oregon | 41049 | Morrow | 45.8372 | -119.6957 | 3913 | 383 | polygon | FALSE | TRUE | America/Los_Angeles | 3 | 97818 | 1840018540 | [10 empty] | BoardmanOR
Roland | Roland | OK | Oklahoma | 40135 | Sequoyah | 35.4147 | -94.5137 | 3911 | 505 | polygon | FALSE | TRUE | America/Chicago | 3 | 74954 | 1840021750 | [10 empty] | RolandOK
Genesee | Genesee | CO | Colorado | 8059 | Jefferson | 39.6873 | -105.2719 | 3910 | 226 | polygon | FALSE | FALSE | America/Denver | 3 | 80401 | 1840028577 | [10 empty] | GeneseeCO
Roebling | Roebling | NJ | New Jersey | 34005 | Burlington | 40.1167 | -74.7776 | 3909 | 1499 | polygon | FALSE | FALSE | America/New_York | 3 | 8554 | 1840024353 | [10 empty] | RoeblingNJ
Laureldale | Laureldale | PA | Pennsylvania | 42011 | Berks | 40.3897 | -75.9135 | 3909 | 1864 | polygon | FALSE | TRUE | America/New_York | 3 | 19605 | 1840001179 | [10 empty] | LaureldalePA
Lake Park | Lake Park | NC | North Carolina | 37179 | Union | 35.0848 | -80.6348 | 3909 | 2053 | polygon | FALSE | TRUE | America/New_York | 2 | 28079 | 1840017879 | [10 empty] | Lake ParkNC
New Hope | New Hope | MS | Mississippi | 28087 | Lowndes | 33.4521 | -88.3399 | 3908 | 299 | polygon | FALSE | FALSE | America/Chicago | 3 | 39702 | 1840013745 | [10 empty] | New HopeMS
Hardin | Hardin | MT | Montana | 30003 | Big Horn | 45.7422 | -107.6083 | 3905 | 491 | polygon | FALSE | TRUE | America/Denver | 3 | 59034 | 1840019912 | [10 empty] | HardinMT
Mount Gilead | Mount Gilead | OH | Ohio | 39117 | Morrow | 40.5532 | -82.8279 | 3903 | 419 | polygon | FALSE | TRUE | America/New_York | 3 | 43338 | 1840012024 | [10 empty] | Mount GileadOH
Hazel Green | Hazel Green | AL | Alabama | 1089 | Madison | 34.9237 | -86.5671 | 3901 | 150 | polygon | FALSE | FALSE | America/Chicago | 3 | 35750 | 1840013545 | [10 empty] | Hazel GreenAL
Charleroi | Charleroi | PA | Pennsylvania | 42125 | Washington | 40.1384 | -79.9002 | 3901 | 1976 | polygon | FALSE | TRUE | America/New_York | 3 | 15022 | 1840003645 | [10 empty] | CharleroiPA
Ravenswood | Ravenswood | WV | West Virginia | 54035 | Jackson | 38.956 | -81.7619 | 3900 | 773 | polygon | FALSE | TRUE | America/New_York | 3 | 26164 | 1840006007 | [10 empty] | RavenswoodWV
Andrews | Andrews | SC | South Carolina | 45089 | Williamsburg | 33.4494 | -79.566 | 3900 | 500 | polygon | FALSE | TRUE | America/New_York | 3 | 29510 | 1840015685 | [10 empty] | AndrewsSC
Fairview | Fairview | NC | North Carolina | 37179 | Union | 35.1545 | -80.5345 | 3900 | 50 | polygon | FALSE | TRUE | America/New_York | 3 | 28110 28079 | 1840016456 | [10 empty] | FairviewNC
Green Oaks | Green Oaks | IL | Illinois | 17097 | Lake | 42.2954 | -87.9116 | 3897 | 379 | polygon | FALSE | TRUE | America/Chicago | 3 | 60044 60048 | 1840011151 | [10 empty] | Green OaksIL
Grand Bay | Grand Bay | AL | Alabama | 1097 | Mobile | 30.4717 | -88.345 | 3897 | 173 | polygon | FALSE | FALSE | America/Chicago | 3 | 36541 | 1840013894 | [10 empty] | Grand BayAL
Belleville | Belleville | MI | Michigan | 26163 | Wayne | 42.2021 | -83.4838 | 3896 | 1328 | polygon | FALSE | TRUE | America/Detroit | 3 | 48111 48112 | 1840003968 | [10 empty] | BellevilleMI
Throop | Throop | PA | Pennsylvania | 42069 | Lackawanna | 41.4382 | -75.5926 | 3896 | 302 | polygon | FALSE | TRUE | America/New_York | 3 | 18512 | 1840003391 | [10 empty] | ThroopPA
Odenville | Odenville | AL | Alabama | 1115 | St. Clair | 33.6987 | -86.4225 | 3893 | 105 | polygon | FALSE | TRUE | America/Chicago | 3 | 35146 35120 | 1840016774 | [10 empty] | OdenvilleAL
Apalachicola | Apalachicola | FL | Florida | 12037 | Franklin | 29.7282 | -84.994 | 3893 | 472 | polygon | FALSE | TRUE | America/New_York | 3 | 32320 32329 | 1840014015 | [10 empty] | ApalachicolaFL
Elkton | Elkton | VA | Virginia | 51165 | Rockingham | 38.4106 | -78.616 | 3893 | 354 | polygon | FALSE | TRUE | America/New_York | 3 | 22827 | 1840006133 | [10 empty] | ElktonVA
Iroquois Point | Iroquois Point | HI | Hawaii | 15003 | Honolulu | 21.3232 | -157.9775 | 3891 | 2839 | polygon | TRUE | TRUE | Pacific/Honolulu | 2 | 96706 | 1840029590 | [10 empty] | Iroquois PointHI
Vineyards | Vineyards | FL | Florida | 12021 | Collier | 26.2279 | -81.728 | 3891 | 767 | polygon | FALSE | FALSE | America/New_York | 3 | 34119 | 1840029014 | [10 empty] | VineyardsFL
Bosque Farms | Bosque Farms | NM | New Mexico | 35061 | Valencia | 34.8538 | -106.7011 | 3888 | 381 | polygon | FALSE | TRUE | America/Denver | 3 | 87068 | 1840022813 | [10 empty] | Bosque FarmsNM
Vine Hill | Vine Hill | CA | California | 6013 | Contra Costa | 38.0071 | -122.0873 | 3886 | 997 | polygon | FALSE | FALSE | America/Los_Angeles | 3 | 94553 | 1840018902 | [10 empty] | Vine HillCA
Metzger | Metzger | OR | Oregon | 41067 | Washington | 45.4492 | -122.7623 | 3886 | 2037 | polygon | FALSE | FALSE | America/Los_Angeles | 2 | 97223 | 1840018553 | [10 empty] | MetzgerOR
Wolf Lake | Wolf Lake | MI | Michigan | 26121 | Muskegon | 43.2451 | -86.1073 | 3884 | 422 | polygon | FALSE | FALSE | America/Detroit | 3 | 49442 | 1840006865 | [10 empty] | Wolf LakeMI
North Great River | North Great River | NY | New York | 36103 | Suffolk | 40.7599 | -73.1678 | 3883 | 643 | polygon | FALSE | FALSE | America/New_York | 3 | 11752 | 1840005057 | [10 empty] | North Great RiverNY
Level Green | Level Green | PA | Pennsylvania | 42129 | Westmoreland | 40.3902 | -79.7215 | 3881 | 394 | polygon | FALSE | FALSE | America/New_York | 3 | 15085 | 1840026433 | [10 empty] | Level GreenPA
Monticello | Monticello | IA | Iowa | 19105 | Jones | 42.2298 | -91.1861 | 3880 | 269 | polygon | FALSE | TRUE | America/Chicago | 3 | 52310 | 1840008107 | [10 empty] | MonticelloIA
Baden | Baden | PA | Pennsylvania | 42007 | Beaver | 40.6396 | -80.2228 | 3880 | 662 | polygon | FALSE | TRUE | America/New_York | 3 | 15005 | 1840001011 | [10 empty] | BadenPA
Clyde | Clyde | TX | Texas | 48059 | Callahan | 32.4056 | -99.5039 | 3879 | 449 | polygon | FALSE | TRUE | America/Chicago | 3 | 79510 | 1840019479 | [10 empty] | ClydeTX
Dupo | Dupo | IL | Illinois | 17163 | St. Clair | 38.5146 | -90.2168 | 3877 | 234 | polygon | FALSE | TRUE | America/Chicago | 3 | 62240 62236 62239 | 1840012867 | [10 empty] | DupoIL
Waikapu | Waikapu | HI | Hawaii | 15009 | Maui | 20.8391 | -156.5221 | 3875 | 135 | polygon | FALSE | FALSE | Pacific/Honolulu | 3 | 96793 | 1840029556 | [10 empty] | WaikapuHI
North River Shores | North River Shores | FL | Florida | 12085 | Martin | 27.2223 | -80.2738 | 3874 | 1179 | polygon | FALSE | FALSE | America/New_York | 3 | 34994 | 1840014191 | [10 empty] | North River ShoresFL
Wheatland | Wheatland | CA | California | 6115 | Yuba | 39.0287 | -121.39 | 3873 | 184 | polygon | FALSE | TRUE | America/Los_Angeles | 3 | 95692 | 1840021446 | [10 empty] | WheatlandCA
Niwot | Niwot | CO | Colorado | 8013 | Boulder | 40.098 | -105.1552 | 3870 | 373 | polygon | FALSE | FALSE | America/Denver | 3 | 80544 80503 | 1840018773 | [10 empty] | NiwotCO
Nome | Nome | AK | Alaska | 2180 | Nome | 64.5213 | -165.4053 | 3870 | 116 | polygon | FALSE | TRUE | America/Nome | 3 | 99762 | 1840023510 | [10 empty] | NomeAK
Rochester | Rochester | WI | Wisconsin | 55101 | Racine | 42.7338 | -88.2489 | 3867 | 85 | polygon | FALSE | TRUE | America/Chicago | 3 | 53167 53105 53138 | 1840002494 | [10 empty] | RochesterWI
Washington Park | Washington Park | IL | Illinois | 17163 | St. Clair | 38.6285 | -90.0928 | 3865 | 592 | polygon | FALSE | TRUE | America/Chicago | 3 | 62204 62203 | 1840012881 | [10 empty] | Washington ParkIL
Menands | Menands | NY | New York | 36001 | Albany | 42.691 | -73.7271 | 3864 | 487 | polygon | FALSE | TRUE | America/New_York | 3 | 12204 12247 | 1840004491 | [10 empty] | MenandsNY
Port Reading | Port Reading | NJ | New Jersey | 34023 | Middlesex | 40.5669 | -74.2475 | 3864 | 663 | polygon | FALSE | FALSE | America/New_York | 3 | 07077 07001 07064 | 1840005417 | [10 empty] | Port ReadingNJ
Grantley | Grantley | PA | Pennsylvania | 42133 | York | 39.9406 | -76.7287 | 3864 | 894 | polygon | FALSE | FALSE | America/New_York | 3 | 17403 | 1840035424 | [10 empty] | GrantleyPA
Rogersville | Rogersville | MO | Missouri | 29225 | Webster | 37.1147 | -93.0742 | 3863 | 403 | polygon | FALSE | TRUE | America/Chicago | 3 | 65742 | 1840009897 | [10 empty] | RogersvilleMO
Bridgeville | Bridgeville | DE | Delaware | 10005 | Sussex | 38.7251 | -75.6029 | 3862 | 189 | polygon | FALSE | TRUE | America/New_York | 3 | 19933 | 1840006075 | [10 empty] | BridgevilleDE
Citronelle | Citronelle | AL | Alabama | 1097 | Mobile | 31.0952 | -88.2468 | 3861 | 57 | polygon | FALSE | TRUE | America/Chicago | 3 | 36522 | 1840014987 | [10 empty] | CitronelleAL
Umatilla | Umatilla | FL | Florida | 12069 | Lake | 28.9273 | -81.6651 | 3861 | 417 | polygon | FALSE | TRUE | America/New_York | 3 | 32784 | 1840015954 | [10 empty] | UmatillaFL
Canton | Canton | TX | Texas | 48467 | Van Zandt | 32.5543 | -95.864 | 3861 | 249 | polygon | FALSE | TRUE | America/Chicago | 3 | 75103 | 1840019454 | [10 empty] | CantonTX
Gatlinburg | Gatlinburg | TN | Tennessee | 47155 | Sevier | 35.725 | -83.4938 | 3860 | 143 | polygon | FALSE | TRUE | America/New_York | 3 | 37738 | 1840013387 | [10 empty] | GatlinburgTN
St. James | St. James | MD | Maryland | 24043 | Washington | 39.5738 | -77.7482 | 3860 | 246 | polygon | FALSE | FALSE | America/New_York | 3 | 21733 21781 21740 | 1840005611 | [10 empty] | St. JamesMD
Chilton | Chilton | WI | Wisconsin | 55015 | Calumet | 44.0293 | -88.1625 | 3859 | 374 | polygon | FALSE | TRUE | America/Chicago | 3 | 53014 | 1840002521 | [10 empty] | ChiltonWI
Leo-Cedarville | Leo-Cedarville | IN | Indiana | 18003 | Allen | 41.2199 | -85.0192 | 3858 | 402 | polygon | FALSE | TRUE | America/Indiana/Indianapolis | 3 | 46765 | 1840009322 | [10 empty] | Leo-CedarvilleIN
Swanton | Swanton | OH | Ohio | 39051 | Fulton | 41.584 | -83.8881 | 3858 | 441 | polygon | FALSE | TRUE | America/New_York | 3 | 43558 | 1840011515 | [10 empty] | SwantonOH
Bunkie | Bunkie | LA | Louisiana | 22009 | Avoyelles | 30.954 | -92.1883 | 3858 | 492 | polygon | FALSE | TRUE | America/Chicago | 3 | 71322 | 1840013880 | [10 empty] | BunkieLA
Millstadt | Millstadt | IL | Illinois | 17163 | St. Clair | 38.458 | -90.0833 | 3857 | 427 | polygon | FALSE | TRUE | America/Chicago | 3 | 62260 | 1840012875 | [10 empty] | MillstadtIL
Dallastown | Dallastown | PA | Pennsylvania | 42133 | York | 39.8996 | -76.641 | 3857 | 1912 | polygon | FALSE | TRUE | America/New_York | 3 | 17313 | 1840001439 | [10 empty] | DallastownPA
Shrewsbury | Shrewsbury | PA | Pennsylvania | 42133 | York | 39.7714 | -76.6799 | 3855 | 823 | polygon | FALSE | TRUE | America/New_York | 3 | 17361 | 1840001463 | [10 empty] | ShrewsburyPA
Valdez | Valdez | AK | Alaska | 2261 | Valdez-Cordova | 61.0963 | -146.2596 | 3855 | 6 | polygon | FALSE | TRUE | America/Anchorage | 3 | 99686 | 1840023396 | [10 empty] | ValdezAK
Pennsburg | Pennsburg | PA | Pennsylvania | 42091 | Montgomery | 40.3936 | -75.4965 | 3855 | 1860 | polygon | FALSE | TRUE | America/New_York | 3 | 18073 | 1840001372 | [10 empty] | PennsburgPA
Mojave | Mojave | CA | California | 6029 | Kern | 35.0139 | -118.1895 | 3855 | 25 | polygon | FALSE | FALSE | America/Los_Angeles | 3 | 93501 93502 | 1840019134 | [10 empty] | MojaveCA
Rock Valley | Rock Valley | IA | Iowa | 19167 | Sioux | 43.2028 | -96.2902 | 3854 | 341 | polygon | FALSE | TRUE | America/Chicago | 3 | 51247 | 1840009045 | [10 empty] | Rock ValleyIA
Wurtsboro | Wurtsboro | NY | New York | 36105 | Sullivan | 41.5761 | -74.4856 | 3854 | 355 | polygon | FALSE | TRUE | America/New_York | 3 | 12790 | 1840004793 | [10 empty] | WurtsboroNY
Mount Sterling | Mount Sterling | IL | Illinois | 17009 | Brown | 39.9854 | -90.7641 | 3853 | 665 | polygon | FALSE | TRUE | America/Chicago | 3 | 62353 | 1840008395 | [10 empty] | Mount SterlingIL
Mountain Green | Mountain Green | UT | Utah | 49029 | Morgan | 41.1475 | -111.7901 | 3853 | 275 | polygon | FALSE | FALSE | America/Denver | 3 | 84050 | 1840024172 | [10 empty] | Mountain GreenUT
Yellow Springs | Yellow Springs | OH | Ohio | 39057 | Greene | 39.7986 | -83.8905 | 3852 | 535 | polygon | FALSE | TRUE | America/New_York | 3 | 45387 | 1840012527 | [10 empty] | Yellow SpringsOH
Cle Elum | Cle Elum | WA | Washington | 53037 | Kittitas | 47.1943 | -120.9539 | 3851 | 175 | polygon | FALSE | TRUE | America/Los_Angeles | 3 | 98943 98922 | 1840018440 | [10 empty] | Cle ElumWA
Denver | Denver | PA | Pennsylvania | 42071 | Lancaster | 40.2325 | -76.1393 | 3851 | 1162 | polygon | FALSE | TRUE | America/New_York | 3 | 17517 | 1840003714 | [10 empty] | DenverPA
Bethel | Bethel | WA | Washington | 53035 | Kitsap | 47.4874 | -122.6175 | 3851 | 470 | polygon | FALSE | FALSE | America/Los_Angeles | 3 | 98367 | 1840023792 | [10 empty] | BethelWA
Larch Way | Larch Way | WA | Washington | 53061 | Snohomish | 47.8429 | -122.2528 | 3851 | 1335 | polygon | FALSE | TRUE | America/Los_Angeles | 3 | 98087 98037 | 1840041976 | [10 empty] | Larch WayWA
Puhi | Puhi | HI | Hawaii | 15007 | Kauai | 21.9622 | -159.3918 | 3850 | 1672 | polygon | FALSE | FALSE | Pacific/Honolulu | 3 | 96766 | 1840029544 | [10 empty] | PuhiHI
Eastland | Eastland | TX | Texas | 48133 | Eastland | 32.4024 | -98.8176 | 3850 | 340 | polygon | FALSE | TRUE | America/Chicago | 3 | 76448 | 1840020764 | [10 empty] | EastlandTX
Chipley | Chipley | FL | Florida | 12133 | Washington | 30.7752 | -85.5406 | 3849 | 328 | polygon | FALSE | TRUE | America/Chicago | 3 | 32428 | 1840015015 | [10 empty] | ChipleyFL
Shingle Springs | Shingle Springs | CA | California | 6017 | El Dorado | 38.6665 | -120.937 | 3846 | 181 | polygon | FALSE | FALSE | America/Los_Angeles | 3 | 95682 | 1840018830 | [10 empty] | Shingle SpringsCA
Smithton | Smithton | IL | Illinois | 17163 | St. Clair | 38.4159 | -89.9903 | 3844 | 332 | polygon | FALSE | TRUE | America/Chicago | 3 | 62220 62243 62285 | 1840012878 | [10 empty] | SmithtonIL
Glenwood Landing | Glenwood Landing | NY | New York | 36059 | Nassau | 40.8295 | -73.6378 | 3843 | 1525 | polygon | FALSE | FALSE | America/New_York | 3 | 11547 11545 | 1840005260 | [10 empty] | Glenwood LandingNY
Mission Hills | Mission Hills | CA | California | 6083 | Santa Barbara | 34.6861 | -120.4404 | 3842 | 1227 | polygon | FALSE | FALSE | America/Los_Angeles | 3 | 93436 | 1840028388 | [10 empty] | Mission HillsCA
French Camp | French Camp | CA | California | 6077 | San Joaquin | 37.8802 | -121.2803 | 3841 | 479 | polygon | FALSE | FALSE | America/Los_Angeles | 3 | 95231 | 1840017606 | [10 empty] | French CampCA
South Point | South Point | OH | Ohio | 39087 | Lawrence | 38.4214 | -82.5784 | 3839 | 504 | polygon | FALSE | TRUE | America/New_York | 3 | 45680 | 1840012839 | [10 empty] | South PointOH
Palmer Heights | Palmer Heights | PA | Pennsylvania | 42095 | Northampton | 40.6907 | -75.2671 | 3837 | 1278 | polygon | FALSE | FALSE | America/New_York | 3 | 18045 | 1840005205 | [10 empty] | Palmer HeightsPA
Thomasville | Thomasville | AL | Alabama | 1025 | Clarke | 31.9111 | -87.7419 | 3836 | 169 | polygon | FALSE | TRUE | America/Chicago | 3 | 36784 | 1840015849 | [10 empty] | ThomasvilleAL
Huntingdon | Huntingdon | TN | Tennessee | 47017 | Carroll | 36.0052 | -88.4181 | 3835 | 125 | polygon | FALSE | TRUE | America/Chicago | 3 | 38344 | 1840016180 | [10 empty] | HuntingdonTN
St. Augusta | St. Augusta | MN | Minnesota | 27145 | Stearns | 45.4497 | -94.1996 | 3835 | 49 | polygon | FALSE | TRUE | America/Chicago | 3 | 55320 56301 56397 56398 | 1840008880 | [10 empty] | St. AugustaMN
Abbotsford | Abbotsford | WI | Wisconsin | 55019 | Clark | 44.9432 | -90.3169 | 3833 | 285 | polygon | FALSE | TRUE | America/Chicago | 3 | 54405 54421 | 1840002168 | [10 empty] | AbbotsfordWI
Level Park-Oak Park | Level Park-Oak Park | MI | Michigan | 26025 | Calhoun | 42.3642 | -85.2665 | 3833 | 285 | polygon | FALSE | TRUE | America/Detroit | 3 | 49017 49037 | 1840073764 | [10 empty] | Level Park-Oak ParkMI
Meadow Lake | Meadow Lake | NM | New Mexico | 35061 | Valencia | 34.8024 | -106.5701 | 3832 | 128 | polygon | FALSE | FALSE | America/Denver | 3 | 87031 | 1840019192 | [10 empty] | Meadow LakeNM
Granger | Granger | WA | Washington | 53077 | Yakima | 46.3455 | -120.1926 | 3830 | 854 | polygon | FALSE | TRUE | America/Los_Angeles | 3 | 98932 | 1840019872 | [10 empty] | GrangerWA
Leesburg | Leesburg | GA | Georgia | 13177 | Lee | 31.7325 | -84.1687 | 3829 | 238 | polygon | FALSE | TRUE | America/New_York | 3 | 31763 | 1840014940 | [10 empty] | LeesburgGA
Highland Falls | Highland Falls | NY | New York | 36071 | Orange | 41.3643 | -73.9683 | 3829 | 1351 | polygon | FALSE | TRUE | America/New_York | 3 | 10928 | 1840004871 | [10 empty] | Highland FallsNY
Nash | Nash | TX | Texas | 48037 | Bowie | 33.4422 | -94.1283 | 3827 | 437 | polygon | FALSE | TRUE | America/Chicago | 3 | 75569 75501 | 1840020612 | [10 empty] | NashTX
Saxon | Saxon | SC | South Carolina | 45083 | Spartanburg | 34.9616 | -81.9713 | 3827 | 618 | polygon | FALSE | FALSE | America/New_York | 3 | 29378 29301 | 1840013510 | [10 empty] | SaxonSC
LaGrange | LaGrange | OH | Ohio | 39093 | Lorain | 41.2401 | -82.1181 | 3826 | 476 | polygon | FALSE | TRUE | America/New_York | 3 | 44050 | 1840034279 | [10 empty] | LaGrangeOH
River Road | River Road | NC | North Carolina | 37013 | Beaufort | 35.5107 | -76.9898 | 3826 | 208 | polygon | FALSE | FALSE | America/New_York | 3 | 27889 | 1840033022 | [10 empty] | River RoadNC
Honea Path | Honea Path | SC | South Carolina | 45007 | Anderson | 34.4476 | -82.395 | 3826 | 420 | polygon | FALSE | TRUE | America/New_York | 3 | 29654 | 1840016572 | [10 empty] | Honea PathSC
Mogadore | Mogadore | OH | Ohio | 39153 | Summit | 41.0523 | -81.3993 | 3821 | 685 | polygon | FALSE | TRUE | America/New_York | 3 | 44260 | 1840000790 | [10 empty] | MogadoreOH
Pleasant Hills | Pleasant Hills | MD | Maryland | 24025 | Harford | 39.4861 | -76.3908 | 3821 | 338 | polygon | FALSE | FALSE | America/New_York | 3 | 21085 21087 21047 21018 | 1840031472 | [10 empty] | Pleasant HillsMD
Houtzdale | Houtzdale | PA | Pennsylvania | 42033 | Clearfield | 40.8251 | -78.351 | 3819 | 752 | polygon | FALSE | TRUE | America/New_York | 3 | 16651 16698 | 1840003496 | [10 empty] | HoutzdalePA
Lincoln | Lincoln | ID | Idaho | 16019 | Bonneville | 43.5178 | -111.9685 | 3817 | 1013 | polygon | FALSE | FALSE | America/Boise | 3 | 83401 | 1840024022 | [10 empty] | LincolnID
Ossian | Ossian | IN | Indiana | 18179 | Wells | 40.877 | -85.1682 | 3816 | 783 | polygon | FALSE | TRUE | America/Indiana/Indianapolis | 3 | 46777 | 1840009376 | [10 empty] | OssianIN
Windber | Windber | PA | Pennsylvania | 42111 | Somerset | 40.2355 | -78.8247 | 3816 | 745 | polygon | FALSE | TRUE | America/New_York | 3 | 15963 | 1840003751 | [10 empty] | WindberPA
Leland | Leland | MS | Mississippi | 28151 | Washington | 33.4051 | -90.891 | 3815 | 405 | polygon | FALSE | TRUE | America/Chicago | 3 | 38756 38776 | 1840014831 | [10 empty] | LelandMS
Greentown | Greentown | OH | Ohio | 39151 | Stark | 40.9274 | -81.402 | 3815 | 537 | polygon | FALSE | FALSE | America/New_York | 3 | 44685 44720 44630 | 1840005200 | [10 empty] | GreentownOH
Vidalia | Vidalia | LA | Louisiana | 22029 | Concordia | 31.5668 | -91.4405 | 3815 | 567 | polygon | FALSE | TRUE | America/Chicago | 3 | 71373 | 1840017076 | [10 empty] | VidaliaLA
Panther Valley | Panther Valley | NJ | New Jersey | 34041 | Warren | 40.9078 | -74.8412 | 3815 | 493 | polygon | FALSE | TRUE | America/New_York | 3 | 07840 07838 | 1840039942 | [10 empty] | Panther ValleyNJ
Hohenwald | Hohenwald | TN | Tennessee | 47101 | Lewis | 35.5515 | -87.5539 | 3813 | 279 | polygon | FALSE | TRUE | America/Chicago | 3 | 38462 | 1840014546 | [10 empty] | HohenwaldTN
North Hudson | North Hudson | WI | Wisconsin | 55109 | St. Croix | 44.9976 | -92.7559 | 3811 | 950 | polygon | FALSE | TRUE | America/Chicago | 3 | 54016 | 1840002139 | [10 empty] | North HudsonWI
Carmel-by-the-Sea | Carmel-by-the-Sea | CA | California | 6053 | Monterey | 36.5528 | -121.9222 | 3811 | 1379 | polygon | FALSE | TRUE | America/Los_Angeles | 3 | 93923 93921 | 1840019023 | [10 empty] | Carmel-by-the-SeaCA
Marshall | Marshall | IL | Illinois | 17023 | Clark | 39.3984 | -87.6899 | 3811 | 406 | polygon | FALSE | TRUE | America/Chicago | 3 | 62441 | 1840008493 | [10 empty] | MarshallIL
Elba | Elba | AL | Alabama | 1031 | Coffee | 31.4172 | -86.0759 | 3811 | 95 | polygon | FALSE | TRUE | America/Chicago | 3 | 36323 | 1840001532 | [10 empty] | ElbaAL
Arbuckle | Arbuckle | CA | California | 6011 | Colusa | 39.0141 | -122.061 | 3809 | 835 | polygon | FALSE | FALSE | America/Los_Angeles | 3 | 95912 | 1840017555 | [10 empty] | ArbuckleCA
Winneconne | Winneconne | WI | Wisconsin | 55139 | Winnebago | 44.1112 | -88.7114 | 3808 | 657 | polygon | FALSE | TRUE | America/Chicago | 3 | 54986 | 1840002242 | [10 empty] | WinneconneWI
Friona | Friona | TX | Texas | 48369 | Parmer | 34.6394 | -102.7232 | 3808 | 1050 | polygon | FALSE | TRUE | America/Chicago | 3 | 79035 | 1840020525 | [10 empty] | FrionaTX
Barrett | Barrett | TX | Texas | 48201 | Harris | 29.8671 | -95.0537 | 3807 | 229 | polygon | FALSE | FALSE | America/Chicago | 3 | 77532 77562 | 1840018252 | [10 empty] | BarrettTX
Key Center | Key Center | WA | Washington | 53053 | Pierce | 47.3376 | -122.7505 | 3806 | 100 | polygon | FALSE | FALSE | America/Los_Angeles | 3 | 98349 98329 98394 98395 | 1840023833 | [10 empty] | Key CenterWA
Midland | Midland | NC | North Carolina | 37025 | Cabarrus | 35.245 | -80.5212 | 3805 | 139 | polygon | FALSE | TRUE | America/New_York | 3 | 28107 | 1840016362 | [10 empty] | MidlandNC
Warminster Heights | Warminster Heights | PA | Pennsylvania | 42017 | Bucks | 40.1884 | -75.0841 | 3805 | 2330 | polygon | FALSE | FALSE | America/New_York | 2 | 18974 | 1840035296 | [10 empty] | Warminster HeightsPA
Elmira Heights | Elmira Heights | NY | New York | 36015 | Chemung | 42.1267 | -76.8255 | 3805 | 1281 | polygon | FALSE | TRUE | America/New_York | 3 | 14903 | 1840004692 | [10 empty] | Elmira HeightsNY
Oakhurst | Oakhurst | NJ | New Jersey | 34025 | Monmouth | 40.2607 | -74.0263 | 3804 | 911 | polygon | FALSE | FALSE | America/New_York | 3 | 7755 | 1840005445 | [10 empty] | OakhurstNJ
Welcome | Welcome | NC | North Carolina | 37057 | Davidson | 35.9066 | -80.2548 | 3804 | 157 | polygon | FALSE | FALSE | America/New_York | 3 | 27295 27374 | 1840013388 | [10 empty] | WelcomeNC
Independence | Independence | MN | Minnesota | 27053 | Hennepin | 45.0219 | -93.7077 | 3803 | 45 | polygon | FALSE | TRUE | America/Chicago | 3 | 55359 55572 55577 55592 55593 55599 | 1840007834 | [10 empty] | IndependenceMN
Longview Heights | Longview Heights | WA | Washington | 53015 | Cowlitz | 46.1797 | -122.9578 | 3803 | 349 | polygon | FALSE | FALSE | America/Los_Angeles | 3 | 98632 | 1840037874 | [10 empty] | Longview HeightsWA
Lansford | Lansford | PA | Pennsylvania | 42025 | Carbon | 40.8331 | -75.8848 | 3803 | 955 | polygon | FALSE | TRUE | America/New_York | 3 | 18232 | 1840000932 | [10 empty] | LansfordPA
Indian Head | Indian Head | MD | Maryland | 24017 | Charles | 38.5987 | -77.1556 | 3802 | 1191 | polygon | FALSE | TRUE | America/New_York | 3 | 20640 | 1840006176 | [10 empty] | Indian HeadMD
Fowlerville | Fowlerville | MI | Michigan | 26093 | Livingston | 42.6596 | -84.0743 | 3802 | 483 | polygon | FALSE | TRUE | America/Detroit | 3 | 48836 | 1840011078 | [10 empty] | FowlervilleMI
Lambertville | Lambertville | NJ | New Jersey | 34019 | Hunterdon | 40.3687 | -74.943 | 3801 | 1353 | polygon | FALSE | TRUE | America/New_York | 3 | 8530 | 1840001039 | [10 empty] | LambertvilleNJ
Brooktrails | Brooktrails | CA | California | 6045 | Mendocino | 39.4429 | -123.3963 | 3800 | 201 | polygon | FALSE | FALSE | America/Los_Angeles | 3 | 95490 | 1840028317 | [10 empty] | BrooktrailsCA
Avenue B and C | Avenue B and C | AZ | Arizona | 4027 | Yuma | 32.7192 | -114.6599 | 3797 | 1994 | polygon | FALSE | TRUE | America/Phoenix | 3 | 85364 | 1840075233 | [10 empty] | Avenue B and CAZ
Lillington | Lillington | NC | North Carolina | 37085 | Harnett | 35.4001 | -78.8139 | 3797 | 306 | polygon | FALSE | TRUE | America/New_York | 3 | 27546 | 1840016326 | [10 empty] | LillingtonNC
Roosevelt Park | Roosevelt Park | MI | Michigan | 26121 | Muskegon | 43.1981 | -86.2733 | 3796 | 1426 | polygon | FALSE | TRUE | America/Detroit | 3 | 49441 | 1840002874 | [10 empty] | Roosevelt ParkMI
North Muskegon | North Muskegon | MI | Michigan | 26121 | Muskegon | 43.2518 | -86.2714 | 3793 | 818 | polygon | FALSE | TRUE | America/Detroit | 3 | 49445 | 1840002872 | [10 empty] | North MuskegonMI
Forestdale | Forestdale | MA | Massachusetts | 25001 | Barnstable | 41.6846 | -70.5082 | 3791 | 383 | polygon | FALSE | FALSE | America/New_York | 3 | 2644 | 1840003241 | [10 empty] | ForestdaleMA
Grayling | Grayling | MI | Michigan | 26039 | Crawford | 44.6566 | -84.7091 | 3790 | 348 | polygon | FALSE | TRUE | America/Detroit | 3 | 49738 | 1840002291 | [10 empty] | GraylingMI
Carter Lake | Carter Lake | IA | Iowa | 19155 | Pottawattamie | 41.2884 | -95.9171 | 3785 | 793 | polygon | FALSE | TRUE | America/Chicago | 3 | 51510 | 1840007120 | [10 empty] | Carter LakeIA
Booneville | Booneville | AR | Arkansas | 5083 | Logan | 35.1393 | -93.9179 | 3785 | 370 | polygon | FALSE | TRUE | America/Chicago | 3 | 72927 | 1840013466 | [10 empty] | BoonevilleAR
Valley Green | Valley Green | PA | Pennsylvania | 42133 | York | 40.1567 | -76.7947 | 3785 | 1045 | polygon | FALSE | FALSE | America/New_York | 3 | 17319 | 1840035440 | [10 empty] | Valley GreenPA
Cedar Springs | Cedar Springs | MI | Michigan | 26081 | Kent | 43.2202 | -85.5535 | 3785 | 730 | polygon | FALSE | TRUE | America/Detroit | 3 | 49319 | 1840002926 | [10 empty] | Cedar SpringsMI
Cisco | Cisco | TX | Texas | 48133 | Eastland | 32.3848 | -98.9805 | 3784 | 294 | polygon | FALSE | TRUE | America/Chicago | 3 | 76437 | 1840019477 | [10 empty] | CiscoTX
Mirrormont | Mirrormont | WA | Washington | 53033 | King | 47.4616 | -121.9936 | 3780 | 140 | polygon | FALSE | FALSE | America/Los_Angeles | 3 | 98027 | 1840037876 | [10 empty] | MirrormontWA
Grifton | Grifton | NC | North Carolina | 37147 | Pitt | 35.3804 | -77.4333 | 3779 | 503 | polygon | FALSE | TRUE | America/New_York | 3 | 28530 | 1840016277 | [10 empty] | GriftonNC
Gibbstown | Gibbstown | NJ | New Jersey | 34015 | Gloucester | 39.8233 | -75.2783 | 3778 | 887 | polygon | FALSE | FALSE | America/New_York | 3 | 8027 | 1840005564 | [10 empty] | GibbstownNJ
Eagle Lake | Eagle Lake | TX | Texas | 48089 | Colorado | 29.5879 | -96.3282 | 3777 | 497 | polygon | FALSE | TRUE | America/Chicago | 3 | 77434 | 1840019630 | [10 empty] | Eagle LakeTX
Plainwell | Plainwell | MI | Michigan | 26005 | Allegan | 42.4457 | -85.6435 | 3777 | 732 | polygon | FALSE | TRUE | America/Detroit | 3 | 49080 | 1840003112 | [10 empty] | PlainwellMI
Freedom | Freedom | CA | California | 6087 | Santa Cruz | 36.9402 | -121.7953 | 3777 | 1284 | polygon | FALSE | FALSE | America/Los_Angeles | 3 | 95076 95019 | 1840017652 | [10 empty] | FreedomCA
Hugoton | Hugoton | KS | Kansas | 20189 | Stevens | 37.1745 | -101.3447 | 3776 | 694 | polygon | FALSE | TRUE | America/Chicago | 3 | 67951 | 1840007618 | [10 empty] | HugotonKS
Lake Goodwin | Lake Goodwin | WA | Washington | 53061 | Snohomish | 48.1387 | -122.2804 | 3775 | 364 | polygon | FALSE | FALSE | America/Los_Angeles | 3 | 98223 98292 98271 | 1840037872 | [10 empty] | Lake GoodwinWA
Colonial Beach | Colonial Beach | VA | Virginia | 51193 | Westmoreland | 38.2565 | -76.9784 | 3773 | 547 | polygon | FALSE | TRUE | America/New_York | 3 | 22443 | 1840006282 | [10 empty] | Colonial BeachVA
Norwood Young America | Norwood Young America | MN | Minnesota | 27019 | Carver | 44.7721 | -93.9192 | 3769 | 609 | polygon | FALSE | TRUE | America/Chicago | 3 | 55397 55368 55554 | 1840007849 | [10 empty] | Norwood Young AmericaMN
Waldport | Waldport | OR | Oregon | 41041 | Lincoln | 44.4173 | -124.0664 | 3766 | 316 | polygon | FALSE | TRUE | America/Los_Angeles | 3 | 97394 | 1840021235 | [10 empty] | WaldportOR
Toledo | Toledo | OR | Oregon | 41041 | Lincoln | 44.6198 | -123.9341 | 3766 | 649 | polygon | FALSE | TRUE | America/Los_Angeles | 3 | 97391 | 1840021234 | [10 empty] | ToledoOR
Country Lake Estates | Country Lake Estates | NJ | New Jersey | 34005 | Burlington | 39.9488 | -74.5411 | 3766 | 1326 | polygon | FALSE | FALSE | America/New_York | 3 | 8015 | 1840005518 | [10 empty] | Country Lake EstatesNJ
West Liberty | West Liberty | IA | Iowa | 19139 | Muscatine | 41.5727 | -91.2622 | 3766 | 822 | polygon | FALSE | TRUE | America/Chicago | 3 | 52776 | 1840010236 | [10 empty] | West LibertyIA
Graceville | Graceville | FL | Florida | 12063 | Jackson | 30.9609 | -85.5123 | 3766 | 189 | polygon | FALSE | TRUE | America/Chicago | 3 | 32440 | 1840013906 | [10 empty] | GracevilleFL
Bayport | Bayport | MN | Minnesota | 27163 | Washington | 45.0152 | -92.7789 | 3765 | 825 | polygon | FALSE | TRUE | America/Chicago | 3 | 55003 | 1840006737 | [10 empty] | BayportMN
Quartzsite | Quartzsite | AZ | Arizona | 4012 | La Paz | 33.6675 | -114.217 | 3763 | 40 | polygon | FALSE | TRUE | America/Phoenix | 3 | 85346 85359 | 1840021913 | [10 empty] | QuartzsiteAZ
Port St. Joe | Port St. Joe | FL | Florida | 12045 | Gulf | 29.8267 | -85.3069 | 3763 | 147 | polygon | FALSE | TRUE | America/New_York | 3 | 32456 32457 | 1840015048 | [10 empty] | Port St. JoeFL
Stanley | Stanley | NC | North Carolina | 37071 | Gaston | 35.3552 | -81.0937 | 3762 | 538 | polygon | FALSE | TRUE | America/New_York | 3 | 28120 28164 | 1840016398 | [10 empty] | StanleyNC
Centre | Centre | AL | Alabama | 1019 | Cherokee | 34.1551 | -85.6699 | 3762 | 121 | polygon | FALSE | TRUE | America/Chicago | 3 | 35960 | 1840001099 | [10 empty] | CentreAL
Merton | Merton | WI | Wisconsin | 55133 | Waukesha | 43.1423 | -88.3088 | 3762 | 465 | polygon | FALSE | TRUE | America/Chicago | 3 | 53089 53029 53056 | 1840003021 | [10 empty] | MertonWI
Eastover | Eastover | NC | North Carolina | 37051 | Cumberland | 35.0958 | -78.7862 | 3762 | 128 | polygon | FALSE | TRUE | America/New_York | 3 | 28395 28312 | 1840022794 | [10 empty] | EastoverNC
Fulton | Fulton | KY | Kentucky | 21075 | Fulton | 36.5145 | -88.8819 | 3762 | 282 | polygon | FALSE | TRUE | America/Chicago | 3 | 42041 | 1840013296 | [10 empty] | FultonKY
Imlay City | Imlay City | MI | Michigan | 26087 | Lapeer | 43.017 | -83.0765 | 3761 | 583 | polygon | FALSE | TRUE | America/Detroit | 3 | 48444 | 1840002895 | [10 empty] | Imlay CityMI
Forestville | Forestville | CA | California | 6097 | Sonoma | 38.4825 | -122.8899 | 3761 | 276 | polygon | FALSE | FALSE | America/Los_Angeles | 3 | 95436 | 1840017575 | [10 empty] | ForestvilleCA
Melody Hill | Melody Hill | IN | Indiana | 18163 | Vanderburgh | 38.024 | -87.512 | 3761 | 1061 | polygon | FALSE | FALSE | America/Chicago | 3 | 47711 | 1840006310 | [10 empty] | Melody HillIN
North Wildwood | North Wildwood | NJ | New Jersey | 34009 | Cape May | 39.0047 | -74.799 | 3760 | 841 | polygon | FALSE | TRUE | America/New_York | 3 | 8260 | 1840001597 | [10 empty] | North WildwoodNJ
Celada | Celada | PR | Puerto Rico | 72063 | Gurabo | 18.2666 | -65.9621 | 3759 | 2170 | polygon | FALSE | FALSE | America/Puerto_Rico | 2 | 778 | 1630023584 | [10 empty] | CeladaPR
Bystrom | Bystrom | CA | California | 6099 | Stanislaus | 37.6199 | -120.9827 | 3759 | 2057 | polygon | FALSE | FALSE | America/Los_Angeles | 2 | 95351 | 1840028337 | [10 empty] | BystromCA
St. Charles | St. Charles | MN | Minnesota | 27169 | Winona | 43.9688 | -92.0591 | 3758 | 378 | polygon | FALSE | TRUE | America/Chicago | 3 | 55972 | 1840008991 | [10 empty] | St. CharlesMN
Madison | Madison | IL | Illinois | 17119 | Madison | 38.7001 | -90.1425 | 3758 | 119 | polygon | FALSE | TRUE | America/Chicago | 3 | 62040 62201 62060 | 1840009716 | [10 empty] | MadisonIL
Haleiwa | Haleiwa | HI | Hawaii | 15003 | Honolulu | 21.5871 | -158.1074 | 3757 | 635 | polygon | FALSE | FALSE | Pacific/Honolulu | 3 | 96712 96791 | 1840029474 | [10 empty] | HaleiwaHI
San Castle | San Castle | FL | Florida | 12099 | Palm Beach | 26.5651 | -80.0611 | 3756 | 3450 | polygon | FALSE | TRUE | America/New_York | 2 | 33462 | 1840042878 | [10 empty] | San CastleFL
Brownsville | Brownsville | LA | Louisiana | 22073 | Ouachita | 32.4883 | -92.1619 | 3756 | 417 | polygon | FALSE | FALSE | America/Chicago | 3 | 71292 | 1840025900 | [10 empty] | BrownsvilleLA
Calcutta | Calcutta | OH | Ohio | 39029 | Columbiana | 40.6847 | -80.5624 | 3755 | 122 | polygon | FALSE | FALSE | America/New_York | 3 | 43920 | 1840005224 | [10 empty] | CalcuttaOH
Manti | Manti | UT | Utah | 49039 | Sanpete | 39.2669 | -111.6351 | 3754 | 457 | polygon | FALSE | TRUE | America/Denver | 3 | 84642 | 1840020206 | [10 empty] | MantiUT
Harbour Heights | Harbour Heights | FL | Florida | 12015 | Charlotte | 26.9928 | -82.0072 | 3752 | 668 | polygon | FALSE | FALSE | America/New_York | 3 | 33983 | 1840014197 | [10 empty] | Harbour HeightsFL
Scott City | Scott City | KS | Kansas | 20171 | Scott | 38.479 | -100.9032 | 3748 | 544 | polygon | FALSE | TRUE | America/Chicago | 3 | 67871 | 1840009647 | [10 empty] | Scott CityKS
Franklinton | Franklinton | LA | Louisiana | 22117 | Washington | 30.8479 | -90.1459 | 3745 | 330 | polygon | FALSE | TRUE | America/Chicago | 3 | 70438 | 1840017147 | [10 empty] | FranklintonLA
Mamou | Mamou | LA | Louisiana | 22039 | Evangeline | 30.6349 | -92.4179 | 3745 | 854 | polygon | FALSE | TRUE | America/Chicago | 3 | 70554 | 1840017148 | [10 empty] | MamouLA
Irwin | Irwin | PA | Pennsylvania | 42129 | Westmoreland | 40.3249 | -79.6997 | 3744 | 1727 | polygon | FALSE | TRUE | America/New_York | 3 | 15642 | 1840001140 | [10 empty] | IrwinPA
South Russell | South Russell | OH | Ohio | 39055 | Geauga | 41.4318 | -81.3351 | 3744 | 381 | polygon | FALSE | TRUE | America/New_York | 3 | 44022 | 1840011517 | [10 empty] | South RussellOH
Whitfield | Whitfield | FL | Florida | 12081 | Manatee | 27.4115 | -82.5659 | 3743 | 1047 | polygon | FALSE | FALSE | America/New_York | 3 | 34243 | 1840134894 | [10 empty] | WhitfieldFL
Agua Dulce | Agua Dulce | CA | California | 6037 | Los Angeles | 34.5044 | -118.316 | 3742 | 63 | polygon | FALSE | FALSE | America/Los_Angeles | 3 | 91390 | 1840022825 | [10 empty] | Agua DulceCA
Johnson | Johnson | AR | Arkansas | 5143 | Washington | 36.1328 | -94.1757 | 3742 | 399 | polygon | FALSE | TRUE | America/Chicago | 3 | 72704 72762 72741 | 1840014482 | [10 empty] | JohnsonAR
Hesston | Hesston | KS | Kansas | 20079 | Harvey | 38.1403 | -97.4272 | 3742 | 399 | polygon | FALSE | TRUE | America/Chicago | 3 | 67062 | 1840007534 | [10 empty] | HesstonKS
Sumiton | Sumiton | AL | Alabama | 1127 | Walker | 33.7503 | -87.0483 | 3741 | 172 | polygon | FALSE | TRUE | America/Chicago | 3 | 35062 35148 | 1840015640 | [10 empty] | SumitonAL
White Hall | White Hall | IL | Illinois | 17061 | Greene | 39.4388 | -90.4019 | 3741 | 348 | polygon | FALSE | TRUE | America/Chicago | 3 | 62092 | 1840010651 | [10 empty] | White HallIL
Cresco | Cresco | IA | Iowa | 19089 | Howard | 43.3718 | -92.1164 | 3739 | 431 | polygon | FALSE | TRUE | America/Chicago | 3 | 52136 | 1840006859 | [10 empty] | CrescoIA
Cross City | Cross City | FL | Florida | 12029 | Dixie | 29.6386 | -83.1248 | 3739 | 358 | polygon | FALSE | TRUE | America/New_York | 3 | 32628 | 1840017280 | [10 empty] | Cross CityFL
Farmerville | Farmerville | LA | Louisiana | 22111 | Union | 32.7752 | -92.4013 | 3739 | 248 | polygon | FALSE | TRUE | America/Chicago | 3 | 71241 | 1840016939 | [10 empty] | FarmervilleLA
West Point | West Point | GA | Georgia | 13285 | Troup | 32.8937 | -85.1453 | 3737 | 123 | polygon | FALSE | TRUE | America/New_York | 3 | 30240 31833 | 1840015752 | [10 empty] | West PointGA
Cozad | Cozad | NE | Nebraska | 31047 | Dawson | 40.8613 | -99.9863 | 3735 | 551 | polygon | FALSE | TRUE | America/Chicago | 3 | 69130 | 1840007167 | [10 empty] | CozadNE
Madison | Madison | FL | Florida | 12079 | Madison | 30.4716 | -83.413 | 3734 | 404 | polygon | FALSE | TRUE | America/New_York | 3 | 32340 32341 | 1840015917 | [10 empty] | MadisonFL
North Webster | North Webster | IN | Indiana | 18085 | Kosciusko | 41.324 | -85.6979 | 3732 | 557 | polygon | FALSE | TRUE | America/Indiana/Indianapolis | 3 | 46555 | 1840009308 | [10 empty] | North WebsterIN
Ocilla | Ocilla | GA | Georgia | 13155 | Irwin | 31.5987 | -83.2499 | 3732 | 566 | polygon | FALSE | TRUE | America/New_York | 3 | 31774 | 1840014950 | [10 empty] | OcillaGA
La Cienega | La Cienega | NM | New Mexico | 35049 | Santa Fe | 35.5801 | -106.1127 | 3732 | 126 | polygon | FALSE | FALSE | America/Denver | 3 | 87507 | 1840017774 | [10 empty] | La CienegaNM
Turnersville | Turnersville | NJ | New Jersey | 34015 | Gloucester | 39.7666 | -75.0614 | 3731 | 968 | polygon | FALSE | FALSE | America/New_York | 3 | 08080 08012 | 1840005565 | [10 empty] | TurnersvilleNJ
Village Green | Village Green | NY | New York | 36067 | Onondaga | 43.1324 | -76.3108 | 3729 | 1247 | polygon | FALSE | FALSE | America/New_York | 3 | 13027 | 1840034064 | [10 empty] | Village GreenNY
Boyne City | Boyne City | MI | Michigan | 26029 | Charlevoix | 45.2135 | -85.0131 | 3729 | 360 | polygon | FALSE | TRUE | America/Detroit | 3 | 49712 | 1840003943 | [10 empty] | Boyne CityMI
Jackson | Jackson | LA | Louisiana | 22037 | East Feliciana | 30.8346 | -91.208 | 3728 | 322 | polygon | FALSE | TRUE | America/Chicago | 3 | 70748 | 1840017159 | [10 empty] | JacksonLA
Bagdad | Bagdad | FL | Florida | 12113 | Santa Rosa | 30.5824 | -87.0447 | 3728 | 226 | polygon | FALSE | FALSE | America/Chicago | 3 | 32583 32530 | 1840013918 | [10 empty] | BagdadFL
Bullard | Bullard | TX | Texas | 48423 | Smith | 32.1451 | -95.3195 | 3727 | 430 | polygon | FALSE | TRUE | America/Chicago | 3 | 75757 | 1840022074 | [10 empty] | BullardTX
Itta Bena | Itta Bena | MS | Mississippi | 28083 | Leflore | 33.5003 | -90.3256 | 3727 | 495 | polygon | FALSE | TRUE | America/Chicago | 3 | 38941 | 1840014803 | [10 empty] | Itta BenaMS
North Alamo | North Alamo | TX | Texas | 48215 | Hidalgo | 26.216 | -98.1264 | 3727 | 1014 | polygon | FALSE | FALSE | America/Chicago | 3 | 78589 78516 | 1840019728 | [10 empty] | North AlamoTX
Upland | Upland | IN | Indiana | 18053 | Grant | 40.4639 | -85.5008 | 3726 | 458 | polygon | FALSE | TRUE | America/Indiana/Indianapolis | 3 | 46989 | 1840010398 | [10 empty] | UplandIN
Trappe | Trappe | PA | Pennsylvania | 42091 | Montgomery | 40.1991 | -75.4753 | 3725 | 697 | polygon | FALSE | TRUE | America/New_York | 3 | 19426 | 1840001379 | [10 empty] | TrappePA
Lavon | Lavon | TX | Texas | 48085 | Collin | 33.0245 | -96.4397 | 3724 | 568 | polygon | FALSE | TRUE | America/Chicago | 3 | 75166 | 1840020664 | [10 empty] | LavonTX
Coal Valley | Coal Valley | IL | Illinois | 17161 | Rock Island | 41.4416 | -90.4463 | 3723 | 461 | polygon | FALSE | TRUE | America/Chicago | 3 | 61240 | 1840011439 | [10 empty] | Coal ValleyIL
Pulaski | Pulaski | WI | Wisconsin | 55009 | Brown | 44.6684 | -88.2351 | 3721 | 506 | polygon | FALSE | TRUE | America/Chicago | 3 | 54162 | 1840002349 | [10 empty] | PulaskiWI
Indian Head Park | Indian Head Park | IL | Illinois | 17031 | Cook | 41.769 | -87.8977 | 3719 | 1543 | polygon | FALSE | TRUE | America/Chicago | 3 | 60525 | 1840011265 | [10 empty] | Indian Head ParkIL
Lyman | Lyman | SC | South Carolina | 45083 | Spartanburg | 34.9661 | -82.1231 | 3718 | 225 | polygon | FALSE | TRUE | America/New_York | 3 | 29385 29365 | 1840016461 | [10 empty] | LymanSC
Comfort | Comfort | TX | Texas | 48259 | Kendall | 29.9714 | -98.904 | 3717 | 444 | polygon | FALSE | FALSE | America/Chicago | 3 | 78013 | 1840018257 | [10 empty] | ComfortTX
Boulevard Park | Boulevard Park | WA | Washington | 53033 | King | 47.5136 | -122.316 | 3717 | 1210 | polygon | FALSE | FALSE | America/Los_Angeles | 3 | 98108 98168 | 1840037519 | [10 empty] | Boulevard ParkWA
Sweeny | Sweeny | TX | Texas | 48039 | Brazoria | 29.0464 | -95.6986 | 3717 | 715 | polygon | FALSE | TRUE | America/Chicago | 3 | 77480 | 1840022236 | [10 empty] | SweenyTX
Lowell | Lowell | NC | North Carolina | 37071 | Gaston | 35.2689 | -81.1013 | 3716 | 527 | polygon | FALSE | TRUE | America/New_York | 3 | 28098 | 1840015454 | [10 empty] | LowellNC
Maiden | Maiden | NC | North Carolina | 37035 | Catawba | 35.5853 | -81.2201 | 3716 | 240 | polygon | FALSE | TRUE | America/New_York | 3 | 28658 28650 | 1840016281 | [10 empty] | MaidenNC
St. Anthony | St. Anthony | ID | Idaho | 16043 | Fremont | 43.9649 | -111.6841 | 3713 | 887 | polygon | FALSE | TRUE | America/Boise | 3 | 83445 | 1840021255 | [10 empty] | St. AnthonyID
Metamora | Metamora | IL | Illinois | 17203 | Woodford | 40.7959 | -89.3689 | 3713 | 697 | polygon | FALSE | TRUE | America/Chicago | 3 | 61548 | 1840011945 | [10 empty] | MetamoraIL
Stanley | Stanley | WI | Wisconsin | 55017 | Chippewa | 44.9597 | -90.9423 | 3711 | 335 | polygon | FALSE | TRUE | America/Chicago | 3 | 54768 | 1840002105 | [10 empty] | StanleyWI
St. Pauls | St. Pauls | NC | North Carolina | 37155 | Robeson | 34.8085 | -78.9747 | 3710 | 585 | polygon | FALSE | TRUE | America/New_York | 3 | 28384 | 1840017910 | [10 empty] | St. PaulsNC
Hudson | Hudson | NC | North Carolina | 37027 | Caldwell | 35.8474 | -81.4864 | 3709 | 383 | polygon | FALSE | TRUE | America/New_York | 3 | 28638 | 1840016187 | [10 empty] | HudsonNC
Rochester | Rochester | IL | Illinois | 17167 | Sangamon | 39.7493 | -89.5455 | 3709 | 607 | polygon | FALSE | TRUE | America/Chicago | 3 | 62563 | 1840012449 | [10 empty] | RochesterIL
Bryn Mawr | Bryn Mawr | PA | Pennsylvania | 42091 | Montgomery | 40.0227 | -75.3156 | 3708 | 2258 | polygon | FALSE | FALSE | America/New_York | 2 | 19041 19010 | 1840005456 | [10 empty] | Bryn MawrPA
Belvidere | Belvidere | NJ | New Jersey | 34041 | Warren | 40.8294 | -75.0728 | 3707 | 682 | polygon | FALSE | TRUE | America/New_York | 3 | 7823 | 1840000943 | [10 empty] | BelvidereNJ
Flagler Estates | Flagler Estates | FL | Florida | 12109 | St. Johns | 29.6442 | -81.4571 | 3707 | 120 | polygon | FALSE | TRUE | America/New_York | 3 | 32145 | 1840038863 | [10 empty] | Flagler EstatesFL
Fordyce | Fordyce | AR | Arkansas | 5039 | Dallas | 33.8181 | -92.4174 | 3705 | 209 | polygon | FALSE | TRUE | America/Chicago | 3 | 71742 | 1840013679 | [10 empty] | FordyceAR
Sunnyslope | Sunnyslope | WA | Washington | 53007 | Chelan | 47.4913 | -120.3492 | 3704 | 178 | polygon | FALSE | FALSE | America/Los_Angeles | 3 | 98801 | 1840136960 | [10 empty] | SunnyslopeWA
Livonia | Livonia | LA | Louisiana | 22077 | Pointe Coupee | 30.5623 | -91.5502 | 3701 | 285 | polygon | FALSE | TRUE | America/Chicago | 3 | 70755 | 1840017145 | [10 empty] | LivoniaLA
Lancaster | Lancaster | WI | Wisconsin | 55043 | Grant | 42.8473 | -90.7065 | 3701 | 474 | polygon | FALSE | TRUE | America/Chicago | 3 | 53813 | 1840002969 | [10 empty] | LancasterWI
Mountain View | Mountain View | NC | North Carolina | 37035 | Catawba | 35.6828 | -81.3683 | 3701 | 305 | polygon | FALSE | FALSE | America/New_York | 3 | 28602 | 1840033019 | [10 empty] | Mountain ViewNC
Ellijay | Ellijay | GA | Georgia | 13123 | Gilmer | 34.6913 | -84.484 | 3701 | 186 | polygon | FALSE | TRUE | America/New_York | 3 | 30540 | 1840013575 | [10 empty] | EllijayGA
Merchantville | Merchantville | NJ | New Jersey | 34007 | Camden | 39.9502 | -75.0504 | 3700 | 2407 | polygon | FALSE | TRUE | America/New_York | 2 | 8109 | 1840003770 | [10 empty] | MerchantvilleNJ
Battle Mountain | Battle Mountain | NV | Nevada | 32015 | Lander | 40.6379 | -116.9485 | 3698 | 400 | polygon | FALSE | FALSE | America/Los_Angeles | 3 | 89820 | 1840017497 | [10 empty] | Battle MountainNV
Plymouth | Plymouth | NC | North Carolina | 37187 | Washington | 35.8588 | -76.7487 | 3696 | 322 | polygon | FALSE | TRUE | America/New_York | 3 | 27962 | 1840016242 | [10 empty] | PlymouthNC
Emerald Isle | Emerald Isle | NC | North Carolina | 37031 | Carteret | 34.6649 | -77.0291 | 3695 | 289 | polygon | FALSE | TRUE | America/New_York | 3 | 28594 | 1840016484 | [10 empty] | Emerald IsleNC
SUNY Oswego | SUNY Oswego | NY | New York | 36075 | Oswego | 43.4515 | -76.5439 | 3694 | 4230 | polygon | FALSE | TRUE | America/New_York | 2 | 13126 | 1840043282 | [10 empty] | SUNY OswegoNY
Candelaria Arenas | Candelaria Arenas | PR | Puerto Rico | 72137 | Toa Baja | 18.4175 | -66.2203 | 3693 | 1430 | polygon | FALSE | FALSE | America/Puerto_Rico | 3 | 949 | 1630035633 | [10 empty] | Candelaria ArenasPR
San Manuel | San Manuel | AZ | Arizona | 4021 | Pinal | 32.6091 | -110.6415 | 3692 | 68 | polygon | FALSE | FALSE | America/Phoenix | 3 | 85631 | 1840019362 | [10 empty] | San ManuelAZ
Clarcona | Clarcona | FL | Florida | 12095 | Orange | 28.6201 | -81.5002 | 3691 | 311 | polygon | FALSE | FALSE | America/New_York | 3 | 32703 32818 32704 | 1840025145 | [10 empty] | ClarconaFL
Mount Union | Mount Union | PA | Pennsylvania | 42061 | Huntingdon | 40.3845 | -77.8824 | 3689 | 778 | polygon | FALSE | TRUE | America/New_York | 3 | 17066 | 1840001072 | [10 empty] | Mount UnionPA
Leisure Village East | Leisure Village East | NJ | New Jersey | 34029 | Ocean | 40.0384 | -74.1678 | 3687 | 918 | polygon | FALSE | FALSE | America/New_York | 3 | 8701 | 1840033212 | [10 empty] | Leisure Village EastNJ
Wolf Point | Wolf Point | MT | Montana | 30085 | Roosevelt | 48.0933 | -105.6413 | 3687 | 1227 | polygon | FALSE | TRUE | America/Denver | 3 | 59201 | 1840021071 | [10 empty] | Wolf PointMT
Montauk | Montauk | NY | New York | 36103 | Suffolk | 41.0471 | -71.9449 | 3685 | 81 | polygon | FALSE | FALSE | America/New_York | 3 | 11954 | 1840005047 | [10 empty] | MontaukNY
South Toms River | South Toms River | NJ | New Jersey | 34029 | Ocean | 39.9417 | -74.2087 | 3685 | 1229 | polygon | FALSE | TRUE | America/New_York | 3 | 8757 | 1840001490 | [10 empty] | South Toms RiverNJ
Woodbourne | Woodbourne | PA | Pennsylvania | 42017 | Bucks | 40.2016 | -74.8872 | 3685 | 1154 | polygon | FALSE | FALSE | America/New_York | 3 | 19047 | 1840035367 | [10 empty] | WoodbournePA
Emmetsburg | Emmetsburg | IA | Iowa | 19147 | Palo Alto | 43.1146 | -94.6799 | 3684 | 373 | polygon | FALSE | TRUE | America/Chicago | 3 | 50536 | 1840007990 | [10 empty] | EmmetsburgIA
McGehee | McGehee | AR | Arkansas | 5041 | Desha | 33.628 | -91.3953 | 3683 | 213 | polygon | FALSE | TRUE | America/Chicago | 3 | 71654 | 1840015630 | [10 empty] | McGeheeAR
Lake of the Woods | Lake of the Woods | AZ | Arizona | 4017 | Navajo | 34.1547 | -109.9936 | 3683 | 358 | polygon | FALSE | FALSE | America/Phoenix | 3 | 85929 | 1840022579 | [10 empty] | Lake of the WoodsAZ
Maybrook | Maybrook | NY | New York | 36071 | Orange | 41.4881 | -74.2131 | 3683 | 1049 | polygon | FALSE | TRUE | America/New_York | 3 | 12543 | 1840004873 | [10 empty] | MaybrookNY
Beach Haven West | Beach Haven West | NJ | New Jersey | 34029 | Ocean | 39.6702 | -74.2338 | 3682 | 876 | polygon | FALSE | FALSE | America/New_York | 3 | 8050 | 1840005526 | [10 empty] | Beach Haven WestNJ
Pine Ridge | Pine Ridge | SD | South Dakota | 46102 | Oglala Lakota | 43.027 | -102.5525 | 3682 | 501 | polygon | FALSE | FALSE | America/Denver | 3 | 57770 | 1840004201 | [10 empty] | Pine RidgeSD
Albia | Albia | IA | Iowa | 19135 | Monroe | 41.0272 | -92.8039 | 3681 | 446 | polygon | FALSE | TRUE | America/Chicago | 3 | 52531 | 1840007152 | [10 empty] | AlbiaIA
Avalon | Avalon | CA | California | 6037 | Los Angeles | 33.3342 | -118.3315 | 3681 | 492 | polygon | FALSE | TRUE | America/Los_Angeles | 3 | 90704 | 1840019225 | [10 empty] | AvalonCA
Meadow Vista | Meadow Vista | CA | California | 6061 | Placer | 39.003 | -121.0304 | 3679 | 268 | polygon | FALSE | FALSE | America/Los_Angeles | 3 | 95722 | 1840018815 | [10 empty] | Meadow VistaCA
Potosi | Potosi | TX | Texas | 48441 | Taylor | 32.3404 | -99.6789 | 3677 | 77 | polygon | FALSE | FALSE | America/Chicago | 3 | 79602 | 1840019475 | [10 empty] | PotosiTX
Aurora | Aurora | IN | Indiana | 18029 | Dearborn | 39.0677 | -84.9046 | 3676 | 431 | polygon | FALSE | TRUE | America/New_York | 3 | 47025 47001 | 1840013709 | [10 empty] | AuroraIN
Lely | Lely | FL | Florida | 12021 | Collier | 26.1032 | -81.7297 | 3675 | 1034 | polygon | FALSE | FALSE | America/New_York | 3 | 34113 | 1840029052 | [10 empty] | LelyFL
Sagamore | Sagamore | MA | Massachusetts | 25001 | Barnstable | 41.7842 | -70.5332 | 3675 | 426 | polygon | FALSE | FALSE | America/New_York | 3 | 02561 02562 | 1840004763 | [10 empty] | SagamoreMA
Brookland | Brookland | AR | Arkansas | 5031 | Craighead | 35.8991 | -90.5767 | 3674 | 181 | polygon | FALSE | TRUE | America/Chicago | 3 | 72417 | 1840015370 | [10 empty] | BrooklandAR
Arlington | Arlington | NY | New York | 36027 | Dutchess | 41.6958 | -73.8988 | 3674 | 2105 | polygon | FALSE | FALSE | America/New_York | 2 | 12603 | 1840004739 | [10 empty] | ArlingtonNY
Feather Sound | Feather Sound | FL | Florida | 12103 | Pinellas | 27.9061 | -82.6814 | 3671 | 499 | polygon | FALSE | FALSE | America/New_York | 3 | 33762 | 1840029034 | [10 empty] | Feather SoundFL
Hebron | Hebron | IN | Indiana | 18127 | Porter | 41.3246 | -87.2017 | 3670 | 746 | polygon | FALSE | TRUE | America/Chicago | 3 | 46341 | 1840010230 | [10 empty] | HebronIN
Wintersville | Wintersville | OH | Ohio | 39081 | Jefferson | 40.3791 | -80.7095 | 3669 | 453 | polygon | FALSE | TRUE | America/New_York | 3 | 43953 | 1840012127 | [10 empty] | WintersvilleOH
Milan | Milan | NM | New Mexico | 35006 | Cibola | 35.195 | -107.8947 | 3669 | 326 | polygon | FALSE | TRUE | America/Denver | 3 | 87020 87021 | 1840022781 | [10 empty] | MilanNM
Ranlo | Ranlo | NC | North Carolina | 37071 | Gaston | 35.2889 | -81.1292 | 3668 | 780 | polygon | FALSE | TRUE | America/New_York | 3 | 28054 | 1840017864 | [10 empty] | RanloNC
Muttontown | Muttontown | NY | New York | 36059 | Nassau | 40.8254 | -73.5363 | 3668 | 233 | polygon | FALSE | TRUE | America/New_York | 3 | 11545 11791 11732 | 1840005312 | [10 empty] | MuttontownNY
Moca | Moca | PR | Puerto Rico | 72099 | Moca | 18.3971 | -67.1155 | 3667 | 1406 | polygon | FALSE | FALSE | America/Puerto_Rico | 3 | 676 | 1630035522 | [10 empty] | MocaPR
Auburn Lake Trails | Auburn Lake Trails | CA | California | 6017 | El Dorado | 38.8917 | -120.9849 | 3664 | 111 | polygon | FALSE | FALSE | America/Los_Angeles | 3 | 95614 | 1840028321 | [10 empty] | Auburn Lake TrailsCA
Northfield | Northfield | OH | Ohio | 39153 | Summit | 41.3427 | -81.5286 | 3663 | 1346 | polygon | FALSE | TRUE | America/New_York | 3 | 44067 | 1840000799 | [10 empty] | NorthfieldOH
Royal Palm Estates | Royal Palm Estates | FL | Florida | 12099 | Palm Beach | 26.6815 | -80.1265 | 3663 | 1697 | polygon | FALSE | FALSE | America/New_York | 3 | 33413 33415 | 1840029001 | [10 empty] | Royal Palm EstatesFL
Millvale | Millvale | PA | Pennsylvania | 42003 | Allegheny | 40.4818 | -79.9736 | 3662 | 2288 | polygon | FALSE | TRUE | America/New_York | 2 | 15209 | 1840001245 | [10 empty] | MillvalePA
Mullica Hill | Mullica Hill | NJ | New Jersey | 34015 | Gloucester | 39.7266 | -75.2191 | 3662 | 396 | polygon | FALSE | FALSE | America/New_York | 3 | 8062 | 1840016703 | [10 empty] | Mullica HillNJ
Lloyd Harbor | Lloyd Harbor | NY | New York | 36103 | Suffolk | 40.9139 | -73.4618 | 3658 | 150 | polygon | FALSE | TRUE | America/New_York | 3 | 11743 11724 | 1840005123 | [10 empty] | Lloyd HarborNY
Fritch | Fritch | TX | Texas | 48233 | Hutchinson | 35.6431 | -101.5964 | 3658 | 464 | polygon | FALSE | TRUE | America/Chicago | 3 | 79036 | 1840020394 | [10 empty] | FritchTX
Spencerport | Spencerport | NY | New York | 36055 | Monroe | 43.1882 | -77.8069 | 3657 | 1021 | polygon | FALSE | TRUE | America/New_York | 3 | 14559 | 1840004285 | [10 empty] | SpencerportNY
Melrose | Melrose | MN | Minnesota | 27145 | Stearns | 45.6757 | -94.8128 | 3656 | 444 | polygon | FALSE | TRUE | America/Chicago | 3 | 56352 | 1840007782 | [10 empty] | MelroseMN
Oracle | Oracle | AZ | Arizona | 4021 | Pinal | 32.6085 | -110.7826 | 3656 | 89 | polygon | FALSE | FALSE | America/Phoenix | 3 | 85623 | 1840019359 | [10 empty] | OracleAZ
Troy | Troy | NC | North Carolina | 37123 | Montgomery | 35.3648 | -79.8919 | 3655 | 343 | polygon | FALSE | TRUE | America/New_York | 3 | 27371 | 1840016361 | [10 empty] | TroyNC
Thorndale | Thorndale | PA | Pennsylvania | 42029 | Chester | 39.9991 | -75.7517 | 3655 | 757 | polygon | FALSE | FALSE | America/New_York | 3 | 19372 19335 | 1840005504 | [10 empty] | ThorndalePA
Boonsboro | Boonsboro | MD | Maryland | 24043 | Washington | 39.5079 | -77.6586 | 3655 | 462 | polygon | FALSE | TRUE | America/New_York | 3 | 21713 | 1840005614 | [10 empty] | BoonsboroMD
Juno Beach | Juno Beach | FL | Florida | 12099 | Palm Beach | 26.8755 | -80.0589 | 3655 | 691 | polygon | FALSE | TRUE | America/New_York | 3 | 33408 | 1840017254 | [10 empty] | Juno BeachFL
Mora | Mora | MN | Minnesota | 27065 | Kanabec | 45.8768 | -93.2914 | 3653 | 265 | polygon | FALSE | TRUE | America/Chicago | 3 | 55051 | 1840007765 | [10 empty] | MoraMN
White Bluff | White Bluff | TN | Tennessee | 47043 | Dickson | 36.1002 | -87.2113 | 3653 | 232 | polygon | FALSE | TRUE | America/Chicago | 3 | 37187 | 1840016106 | [10 empty] | White BluffTN
Quitman | Quitman | GA | Georgia | 13027 | Brooks | 30.7849 | -83.5603 | 3652 | 341 | polygon | FALSE | TRUE | America/New_York | 3 | 31643 | 1840014995 | [10 empty] | QuitmanGA
Port Vue | Port Vue | PA | Pennsylvania | 42003 | Allegheny | 40.3371 | -79.872 | 3651 | 1240 | polygon | FALSE | TRUE | America/New_York | 3 | 15133 | 1840001256 | [10 empty] | Port VuePA
Wills Point | Wills Point | TX | Texas | 48467 | Van Zandt | 32.7093 | -96.0052 | 3651 | 384 | polygon | FALSE | TRUE | America/Chicago | 3 | 75169 | 1840022069 | [10 empty] | Wills PointTX
Wadsworth | Wadsworth | IL | Illinois | 17097 | Lake | 42.4441 | -87.9198 | 3651 | 146 | polygon | FALSE | TRUE | America/Chicago | 3 | 60099 60083 | 1840011183 | [10 empty] | WadsworthIL
Fairbury | Fairbury | IL | Illinois | 17105 | Livingston | 40.746 | -88.5161 | 3647 | 781 | polygon | FALSE | TRUE | America/Chicago | 3 | 61739 | 1840008280 | [10 empty] | FairburyIL
Squaw Valley | Squaw Valley | CA | California | 6019 | Fresno | 36.6944 | -119.2 | 3646 | 24 | polygon | FALSE | FALSE | America/Los_Angeles | 3 | 93675 93646 | 1840018940 | [10 empty] | Squaw ValleyCA
Perham | Perham | MN | Minnesota | 27111 | Otter Tail | 46.6 | -95.5773 | 3645 | 396 | polygon | FALSE | TRUE | America/Chicago | 3 | 56573 | 1840008852 | [10 empty] | PerhamMN
Old River-Winfree | Old River-Winfree | TX | Texas | 48071 | Chambers | 29.8745 | -94.8268 | 3645 | 361 | polygon | FALSE | TRUE | America/Chicago | 3 | 77523 77535 | 1840020943 | [10 empty] | Old River-WinfreeTX
Horicon | Horicon | WI | Wisconsin | 55027 | Dodge | 43.4453 | -88.6403 | 3645 | 403 | polygon | FALSE | TRUE | America/Chicago | 3 | 53032 | 1840002731 | [10 empty] | HoriconWI
Richfield | Richfield | OH | Ohio | 39153 | Summit | 41.2353 | -81.6421 | 3644 | 152 | polygon | FALSE | TRUE | America/New_York | 3 | 44286 | 1840011671 | [10 empty] | RichfieldOH
Northlake | Northlake | SC | South Carolina | 45007 | Anderson | 34.5691 | -82.6837 | 3643 | 343 | polygon | FALSE | FALSE | America/New_York | 3 | 29625 29621 | 1840035847 | [10 empty] | NorthlakeSC
North East | North East | MD | Maryland | 24015 | Cecil | 39.6077 | -75.9414 | 3642 | 695 | polygon | FALSE | TRUE | America/New_York | 3 | 21901 21921 | 1840005639 | [10 empty] | North EastMD
Shenandoah Farms | Shenandoah Farms | VA | Virginia | 51187 | Warren | 38.9793 | -78.0469 | 3642 | 124 | polygon | FALSE | FALSE | America/New_York | 3 | 22630 | 1840026699 | [10 empty] | Shenandoah FarmsVA
Ballinger | Ballinger | TX | Texas | 48399 | Runnels | 31.7395 | -99.9559 | 3642 | 401 | polygon | FALSE | TRUE | America/Chicago | 3 | 76821 | 1840019517 | [10 empty] | BallingerTX
Maple Heights-Lake Desire | Maple Heights-Lake Desire | WA | Washington | 53033 | King | 47.4441 | -122.0973 | 3641 | 344 | polygon | FALSE | TRUE | America/Los_Angeles | 3 | 98058 | 1840073925 | [10 empty] | Maple Heights-Lake DesireWA
Shady Cove | Shady Cove | OR | Oregon | 41029 | Jackson | 42.6115 | -122.8178 | 3641 | 631 | polygon | FALSE | TRUE | America/Los_Angeles | 3 | 97539 | 1840021299 | [10 empty] | Shady CoveOR
Meridian | Meridian | CO | Colorado | 8035 | Douglas | 39.5389 | -104.8476 | 3640 | 1602 | polygon | FALSE | FALSE | America/Denver | 3 | 80112 80134 | 1840028565 | [10 empty] | MeridianCO
Society Hill | Society Hill | NJ | New Jersey | 34023 | Middlesex | 40.5344 | -74.4577 | 3640 | 1017 | polygon | FALSE | FALSE | America/New_York | 3 | 8854 | 1840033486 | [10 empty] | Society HillNJ
Wildwood Lake | Wildwood Lake | TN | Tennessee | 47011 | Bradley | 35.0893 | -84.8513 | 3639 | 116 | polygon | FALSE | FALSE | America/New_York | 3 | 37323 | 1840036154 | [10 empty] | Wildwood LakeTN
Heavener | Heavener | OK | Oklahoma | 40079 | Le Flore | 34.8919 | -94.6075 | 3636 | 258 | polygon | FALSE | TRUE | America/Chicago | 3 | 74937 | 1840020444 | [10 empty] | HeavenerOK
Ponderosa Park | Ponderosa Park | CO | Colorado | 8039 | Elbert | 39.3986 | -104.6355 | 3636 | 96 | polygon | FALSE | FALSE | America/Denver | 3 | 80107 | 1840028453 | [10 empty] | Ponderosa ParkCO
Westway | Westway | TX | Texas | 48141 | El Paso | 31.9603 | -106.576 | 3636 | 1222 | polygon | FALSE | FALSE | America/Denver | 3 | 79835 | 1840019525 | [10 empty] | WestwayTX
South Glens Falls | South Glens Falls | NY | New York | 36091 | Saratoga | 43.2951 | -73.6351 | 3634 | 1032 | polygon | FALSE | TRUE | America/New_York | 3 | 12803 | 1840004251 | [10 empty] | South Glens FallsNY
Felton | Felton | CA | California | 6087 | Santa Cruz | 37.0392 | -122.0804 | 3633 | 308 | polygon | FALSE | FALSE | America/Los_Angeles | 3 | 95018 | 1840017651 | [10 empty] | FeltonCA
Blanding | Blanding | UT | Utah | 49037 | San Juan | 37.6213 | -109.5072 | 3633 | 106 | polygon | FALSE | TRUE | America/Denver | 3 | 84511 | 1840018877 | [10 empty] | BlandingUT
Camden | Camden | TN | Tennessee | 47005 | Benton | 36.0663 | -88.1046 | 3632 | 246 | polygon | FALSE | TRUE | America/Chicago | 3 | 38320 | 1840013349 | [10 empty] | CamdenTN
Clearview | Clearview | WA | Washington | 53061 | Snohomish | 47.8292 | -122.1452 | 3630 | 302 | polygon | FALSE | FALSE | America/Los_Angeles | 3 | 98296 98012 98072 | 1840023773 | [10 empty] | ClearviewWA
Ringgold | Ringgold | GA | Georgia | 13047 | Catoosa | 34.9137 | -85.1216 | 3630 | 285 | polygon | FALSE | TRUE | America/New_York | 3 | 30736 | 1840014652 | [10 empty] | RinggoldGA
Farmersville | Farmersville | TX | Texas | 48085 | Collin | 33.1609 | -96.3608 | 3630 | 345 | polygon | FALSE | TRUE | America/Chicago | 3 | 75442 75121 | 1840020653 | [10 empty] | FarmersvilleTX
South Duxbury | South Duxbury | MA | Massachusetts | 25023 | Plymouth | 42.0203 | -70.6913 | 3629 | 477 | polygon | FALSE | FALSE | America/New_York | 3 | 2332 | 1840004684 | [10 empty] | South DuxburyMA
Dell Rapids | Dell Rapids | SD | South Dakota | 46099 | Minnehaha | 43.8239 | -96.7138 | 3628 | 658 | polygon | FALSE | TRUE | America/Chicago | 3 | 57022 | 1840000341 | [10 empty] | Dell RapidsSD
Lake Clarke Shores | Lake Clarke Shores | FL | Florida | 12099 | Palm Beach | 26.646 | -80.0752 | 3627 | 1517 | polygon | FALSE | TRUE | America/New_York | 3 | 33406 | 1840017257 | [10 empty] | Lake Clarke ShoresFL
Paoli | Paoli | IN | Indiana | 18117 | Orange | 38.5572 | -86.4699 | 3627 | 374 | polygon | FALSE | TRUE | America/Indiana/Indianapolis | 3 | 47454 | 1840014683 | [10 empty] | PaoliIN
Duncan | Duncan | SC | South Carolina | 45083 | Spartanburg | 34.9351 | -82.144 | 3626 | 260 | polygon | FALSE | TRUE | America/New_York | 3 | 29334 29651 | 1840016464 | [10 empty] | DuncanSC
Bolivar | Bolivar | OH | Ohio | 39157 | Tuscarawas | 40.6506 | -81.4555 | 3626 | 546 | polygon | FALSE | TRUE | America/New_York | 3 | 44612 | 1840012086 | [10 empty] | BolivarOH
Fairbury | Fairbury | NE | Nebraska | 31095 | Jefferson | 40.1449 | -97.1764 | 3626 | 554 | polygon | FALSE | TRUE | America/Chicago | 3 | 68352 | 1840008368 | [10 empty] | FairburyNE
Beloit | Beloit | KS | Kansas | 20123 | Mitchell | 39.4645 | -98.1083 | 3625 | 357 | polygon | FALSE | TRUE | America/Chicago | 3 | 67420 | 1840001588 | [10 empty] | BeloitKS
Waukon | Waukon | IA | Iowa | 19005 | Allamakee | 43.2684 | -91.4782 | 3625 | 470 | polygon | FALSE | TRUE | America/Chicago | 3 | 52172 | 1840010062 | [10 empty] | WaukonIA
Oakwood | Oakwood | OH | Ohio | 39035 | Cuyahoga | 41.3668 | -81.5036 | 3624 | 408 | polygon | FALSE | TRUE | America/New_York | 3 | 44146 | 1840144439 | [10 empty] | OakwoodOH
Las Animas | Las Animas | CO | Colorado | 8011 | Bent | 38.0695 | -103.2237 | 3622 | 513 | polygon | FALSE | TRUE | America/Denver | 3 | 81054 | 1840020268 | [10 empty] | Las AnimasCO
Pajaro | Pajaro | CA | California | 6053 | Monterey | 36.9016 | -121.7417 | 3620 | 1507 | polygon | FALSE | FALSE | America/Los_Angeles | 3 | 95076 | 1840019019 | [10 empty] | PajaroCA
New London | New London | MN | Minnesota | 27067 | Kandiyohi | 45.2975 | -94.9476 | 3619 | 435 | polygon | FALSE | TRUE | America/Chicago | 3 | 56288 56273 | 1840007801 | [10 empty] | New LondonMN
Cedaredge | Cedaredge | CO | Colorado | 8029 | Delta | 38.8941 | -107.9255 | 3616 | 451 | polygon | FALSE | TRUE | America/Denver | 3 | 81413 | 1840022473 | [10 empty] | CedaredgeCO
Manhasset Hills | Manhasset Hills | NY | New York | 36059 | Nassau | 40.7592 | -73.681 | 3615 | 2360 | polygon | FALSE | FALSE | America/New_York | 2 | 11040 | 1840034055 | [10 empty] | Manhasset HillsNY
Northchase | Northchase | NC | North Carolina | 37129 | New Hanover | 34.3049 | -77.8754 | 3614 | 811 | polygon | FALSE | TRUE | America/New_York | 3 | 28405 | 1840040283 | [10 empty] | NorthchaseNC
Pittsboro | Pittsboro | IN | Indiana | 18063 | Hendricks | 39.8705 | -86.4654 | 3614 | 375 | polygon | FALSE | TRUE | America/Indiana/Indianapolis | 3 | 46167 | 1840010578 | [10 empty] | PittsboroIN
Dover Base Housing | Dover Base Housing | DE | Delaware | 10001 | Kent | 39.1179 | -75.4838 | 3614 | 1904 | polygon | TRUE | TRUE | America/New_York | 3 | 19901 | 1840073616 | [10 empty] | Dover Base HousingDE
Clayton | Clayton | GA | Georgia | 13241 | Rabun | 34.8775 | -83.4027 | 3613 | 249 | polygon | FALSE | TRUE | America/New_York | 3 | 30525 | 1840014636 | [10 empty] | ClaytonGA
Dunean | Dunean | SC | South Carolina | 45045 | Greenville | 34.8203 | -82.4225 | 3613 | 887 | polygon | FALSE | FALSE | America/New_York | 3 | 29611 29605 | 1840013078 | [10 empty] | DuneanSC
El Dorado Springs | El Dorado Springs | MO | Missouri | 29039 | Cedar | 37.8694 | -94.0196 | 3612 | 452 | polygon | FALSE | TRUE | America/Chicago | 3 | 64744 | 1840008710 | [10 empty] | El Dorado SpringsMO
Whitesboro | Whitesboro | NY | New York | 36065 | Oneida | 43.124 | -75.2966 | 3612 | 1328 | polygon | FALSE | TRUE | America/New_York | 3 | 13492 | 1840004216 | [10 empty] | WhitesboroNY
Frackville | Frackville | PA | Pennsylvania | 42107 | Schuylkill | 40.7833 | -76.2329 | 3611 | 2344 | polygon | FALSE | TRUE | America/New_York | 2 | 17931 17932 | 1840002758 | [10 empty] | FrackvillePA
Century | Century | FL | Florida | 12033 | Escambia | 30.9766 | -87.2629 | 3610 | 221 | polygon | FALSE | TRUE | America/Chicago | 3 | 32535 | 1840017155 | [10 empty] | CenturyFL
Tarpey Village | Tarpey Village | CA | California | 6019 | Fresno | 36.7941 | -119.7012 | 3609 | 1753 | polygon | FALSE | FALSE | America/Los_Angeles | 3 | 93727 | 1840024782 | [10 empty] | Tarpey VillageCA
Mercer | Mercer | PA | Pennsylvania | 42085 | Mercer | 41.2266 | -80.2361 | 3608 | 628 | polygon | FALSE | TRUE | America/New_York | 3 | 16137 | 1840000735 | [10 empty] | MercerPA
Northumberland | Northumberland | PA | Pennsylvania | 42097 | Northumberland | 40.896 | -76.7937 | 3607 | 924 | polygon | FALSE | TRUE | America/New_York | 3 | 17857 | 1840000847 | [10 empty] | NorthumberlandPA
Romeo | Romeo | MI | Michigan | 26099 | Macomb | 42.8049 | -83.0041 | 3606 | 687 | polygon | FALSE | TRUE | America/Detroit | 3 | 48065 | 1840011050 | [10 empty] | RomeoMI
Brookville | Brookville | NY | New York | 36059 | Nassau | 40.8123 | -73.5696 | 3605 | 352 | polygon | FALSE | TRUE | America/New_York | 3 | 11545 11548 | 1840005338 | [10 empty] | BrookvilleNY
Saluda | Saluda | SC | South Carolina | 45081 | Saluda | 34.0009 | -81.7713 | 3605 | 428 | polygon | FALSE | TRUE | America/New_York | 3 | 29138 | 1840017971 | [10 empty] | SaludaSC
Cayuga Heights | Cayuga Heights | NY | New York | 36109 | Tompkins | 42.468 | -76.4876 | 3604 | 787 | polygon | FALSE | TRUE | America/New_York | 3 | 14850 | 1840004546 | [10 empty] | Cayuga HeightsNY
Kutztown University | Kutztown University | PA | Pennsylvania | 42011 | Berks | 40.5103 | -75.785 | 3604 | 3170 | polygon | FALSE | TRUE | America/New_York | 2 | 19530 | 1840043333 | [10 empty] | Kutztown UniversityPA
Heber | Heber | CA | California | 6025 | Imperial | 32.7318 | -115.5204 | 3604 | 938 | polygon | FALSE | FALSE | America/Los_Angeles | 3 | 92249 | 1840018034 | [10 empty] | HeberCA
Moss Beach | Moss Beach | CA | California | 6081 | San Mateo | 37.5184 | -122.5036 | 3604 | 620 | polygon | FALSE | FALSE | America/Los_Angeles | 3 | 94038 94019 | 1840018923 | [10 empty] | Moss BeachCA
Zelienople | Zelienople | PA | Pennsylvania | 42019 | Butler | 40.7886 | -80.1428 | 3603 | 679 | polygon | FALSE | TRUE | America/New_York | 3 | 16063 | 1840000878 | [10 empty] | ZelienoplePA
Bonanza | Bonanza | GA | Georgia | 13063 | Clayton | 33.4589 | -84.3379 | 3603 | 1326 | polygon | FALSE | FALSE | America/New_York | 3 | 30228 30238 | 1840029445 | [10 empty] | BonanzaGA
Delta | Delta | UT | Utah | 49027 | Millard | 39.3623 | -112.5467 | 3602 | 163 | polygon | FALSE | TRUE | America/Denver | 3 | 84624 | 1840018809 | [10 empty] | DeltaUT
Ridgecrest | Ridgecrest | FL | Florida | 12103 | Pinellas | 27.8953 | -82.8063 | 3602 | 2442 | polygon | FALSE | FALSE | America/New_York | 2 | 33778 33774 | 1840029000 | [10 empty] | RidgecrestFL
Lake Cassidy | Lake Cassidy | WA | Washington | 53061 | Snohomish | 48.0639 | -122.092 | 3602 | 131 | polygon | FALSE | TRUE | America/Los_Angeles | 3 | 98223 98258 98270 | 1840041959 | [10 empty] | Lake CassidyWA
Gooding | Gooding | ID | Idaho | 16047 | Gooding | 42.9373 | -114.7134 | 3600 | 876 | polygon | FALSE | TRUE | America/Boise | 3 | 83330 | 1840020063 | [10 empty] | GoodingID
Palmyra | Palmyra | MO | Missouri | 29127 | Marion | 39.7985 | -91.5272 | 3599 | 475 | polygon | FALSE | TRUE | America/Chicago | 3 | 63461 | 1840009525 | [10 empty] | PalmyraMO
Lake of the Pines | Lake of the Pines | CA | California | 6057 | Nevada | 39.0378 | -121.0642 | 3599 | 929 | polygon | FALSE | FALSE | America/Los_Angeles | 3 | 95602 | 1840017554 | [10 empty] | Lake of the PinesCA
McCall | McCall | ID | Idaho | 16085 | Valley | 44.9076 | -116.1124 | 3597 | 153 | polygon | FALSE | TRUE | America/Boise | 3 | 83638 83635 | 1840019964 | [10 empty] | McCallID
Gordon Heights | Gordon Heights | NY | New York | 36103 | Suffolk | 40.8645 | -72.9678 | 3596 | 814 | polygon | FALSE | FALSE | America/New_York | 3 | 11763 11953 | 1840005072 | [10 empty] | Gordon HeightsNY
Ozark | Ozark | AR | Arkansas | 5047 | Franklin | 35.4995 | -93.8431 | 3595 | 178 | polygon | FALSE | TRUE | America/Chicago | 3 | 72949 72820 | 1840014531 | [10 empty] | OzarkAR
Scissors | Scissors | TX | Texas | 48215 | Hidalgo | 26.1333 | -98.0476 | 3594 | 870 | polygon | FALSE | FALSE | America/Chicago | 3 | 78537 | 1840036333 | [10 empty] | ScissorsTX
Narragansett Pier | Narragansett Pier | RI | Rhode Island | 44009 | Washington | 41.428 | -71.467 | 3594 | 389 | polygon | FALSE | FALSE | America/New_York | 3 | 02882 02880 | 1840003366 | [10 empty] | Narragansett PierRI
Unicoi | Unicoi | TN | Tennessee | 47171 | Unicoi | 36.2217 | -82.3293 | 3594 | 85 | polygon | FALSE | TRUE | America/New_York | 3 | 37692 | 1840016131 | [10 empty] | UnicoiTN
Combined Locks | Combined Locks | WI | Wisconsin | 55087 | Outagamie | 44.2642 | -88.3064 | 3593 | 808 | polygon | FALSE | TRUE | America/Chicago | 3 | 54113 | 1840002407 | [10 empty] | Combined LocksWI
Kimberly | Kimberly | AL | Alabama | 1073 | Jefferson | 33.776 | -86.7968 | 3593 | 231 | polygon | FALSE | TRUE | America/Chicago | 3 | 35071 35091 35116 | 1840016799 | [10 empty] | KimberlyAL
Pine Lawn | Pine Lawn | MO | Missouri | 29189 | St. Louis | 38.6953 | -90.2756 | 3593 | 2255 | polygon | FALSE | TRUE | America/Chicago | 2 | 63121 63120 | 1840009768 | [10 empty] | Pine LawnMO
Loxahatchee Groves | Loxahatchee Groves | FL | Florida | 12099 | Palm Beach | 26.7106 | -80.2763 | 3593 | 110 | polygon | FALSE | TRUE | America/New_York | 3 | 33470 | 1840017260 | [10 empty] | Loxahatchee GrovesFL
Goldstream | Goldstream | AK | Alaska | 2090 | Fairbanks North Star | 64.9339 | -148.0083 | 3592 | 16 | polygon | FALSE | TRUE | America/Anchorage | 3 | 99709 99708 99725 | 1840075196 | [10 empty] | GoldstreamAK
Southern Shops | Southern Shops | SC | South Carolina | 45083 | Spartanburg | 34.9846 | -81.9934 | 3592 | 389 | polygon | FALSE | FALSE | America/New_York | 3 | 29303 | 1840035851 | [10 empty] | Southern ShopsSC
Elm Creek | Elm Creek | TX | Texas | 48323 | Maverick | 28.7782 | -100.4911 | 3590 | 490 | polygon | FALSE | FALSE | America/Chicago | 3 | 78852 | 1840037046 | [10 empty] | Elm CreekTX
Newport | Newport | MN | Minnesota | 27163 | Washington | 44.8744 | -92.9975 | 3588 | 382 | polygon | FALSE | TRUE | America/Chicago | 3 | 55055 | 1840007811 | [10 empty] | NewportMN
North Baltimore | North Baltimore | OH | Ohio | 39173 | Wood | 41.1798 | -83.6702 | 3588 | 554 | polygon | FALSE | TRUE | America/New_York | 3 | 45872 | 1840011560 | [10 empty] | North BaltimoreOH
Peralta | Peralta | NM | New Mexico | 35061 | Valencia | 34.8283 | -106.686 | 3584 | 311 | polygon | FALSE | TRUE | America/Denver | 3 | 87042 | 1840022815 | [10 empty] | PeraltaNM
Omro | Omro | WI | Wisconsin | 55139 | Winnebago | 44.0391 | -88.7378 | 3583 | 567 | polygon | FALSE | TRUE | America/Chicago | 3 | 54963 | 1840002245 | [10 empty] | OmroWI
Woodbridge | Woodbridge | CA | California | 6077 | San Joaquin | 38.1692 | -121.3113 | 3582 | 458 | polygon | FALSE | FALSE | America/Los_Angeles | 3 | 95258 95241 | 1840026773 | [10 empty] | WoodbridgeCA
Saw Creek | Saw Creek | PA | Pennsylvania | 42103 | Pike | 41.1197 | -75.0465 | 3582 | 434 | polygon | FALSE | FALSE | America/New_York | 3 | 18324 | 1840035379 | [10 empty] | Saw CreekPA
Stallion Springs | Stallion Springs | CA | California | 6029 | Kern | 35.0935 | -118.6477 | 3581 | 84 | polygon | FALSE | FALSE | America/Los_Angeles | 3 | 93561 | 1840019132 | [10 empty] | Stallion SpringsCA
Christiana | Christiana | TN | Tennessee | 47149 | Rutherford | 35.7204 | -86.4109 | 3580 | 174 | polygon | FALSE | FALSE | America/Chicago | 3 | 37037 37128 | 1840036020 | [10 empty] | ChristianaTN
Darien | Darien | GA | Georgia | 13191 | McIntosh | 31.3568 | -81.4315 | 3580 | 35 | polygon | FALSE | TRUE | America/New_York | 3 | 31305 31331 31319 | 1840014952 | [10 empty] | DarienGA
O'Neill | O'Neill | NE | Nebraska | 31089 | Holt | 42.461 | -98.6465 | 3579 | 579 | polygon | FALSE | TRUE | America/Chicago | 3 | 68763 | 1840000406 | [10 empty] | O'NeillNE
Orofino | Orofino | ID | Idaho | 16035 | Clearwater | 46.4866 | -116.2568 | 3576 | 485 | polygon | FALSE | TRUE | America/Los_Angeles | 3 | 83544 | 1840019876 | [10 empty] | OrofinoID
Osceola | Osceola | WI | Wisconsin | 55095 | Polk | 45.3193 | -92.6936 | 3576 | 242 | polygon | FALSE | TRUE | America/Chicago | 3 | 54020 | 1840002057 | [10 empty] | OsceolaWI
Golf Manor | Golf Manor | OH | Ohio | 39061 | Hamilton | 39.1878 | -84.4469 | 3575 | 2395 | polygon | FALSE | TRUE | America/New_York | 2 | 45237 | 1840003820 | [10 empty] | Golf ManorOH
Thompsonville | Thompsonville | PA | Pennsylvania | 42125 | Washington | 40.2802 | -80.1204 | 3574 | 666 | polygon | FALSE | FALSE | America/New_York | 3 | 15317 | 1840005436 | [10 empty] | ThompsonvillePA
Sandia Heights | Sandia Heights | NM | New Mexico | 35001 | Bernalillo | 35.1746 | -106.4884 | 3571 | 731 | polygon | FALSE | FALSE | America/Denver | 3 | 87122 | 1840033723 | [10 empty] | Sandia HeightsNM
Taylor Lake Village | Taylor Lake Village | TX | Texas | 48201 | Harris | 29.5764 | -95.0562 | 3571 | 1226 | polygon | FALSE | TRUE | America/Chicago | 3 | 77586 | 1840022202 | [10 empty] | Taylor Lake VillageTX
Kitty Hawk | Kitty Hawk | NC | North Carolina | 37055 | Dare | 36.0717 | -75.7184 | 3571 | 169 | polygon | FALSE | TRUE | America/New_York | 3 | 27949 | 1840016155 | [10 empty] | Kitty HawkNC
Valley Grande | Valley Grande | AL | Alabama | 1047 | Dallas | 32.4862 | -87.0305 | 3570 | 41 | polygon | FALSE | TRUE | America/Chicago | 3 | 36703 36701 | 1840015794 | [10 empty] | Valley GrandeAL
Volcano | Volcano | HI | Hawaii | 15001 | Hawaii | 19.48 | -155.2487 | 3570 | 25 | polygon | FALSE | FALSE | Pacific/Honolulu | 3 | 96785 | 1840023209 | [10 empty] | VolcanoHI
Hubbard | Hubbard | OR | Oregon | 41047 | Marion | 45.1818 | -122.8073 | 3570 | 1919 | polygon | FALSE | TRUE | America/Los_Angeles | 3 | 97032 | 1840019961 | [10 empty] | HubbardOR
Meiners Oaks | Meiners Oaks | CA | California | 6111 | Ventura | 34.4505 | -119.2731 | 3569 | 978 | polygon | FALSE | FALSE | America/Los_Angeles | 3 | 93023 | 1840019196 | [10 empty] | Meiners OaksCA
Eveleth | Eveleth | MN | Minnesota | 27137 | St. Louis | 47.4637 | -92.5443 | 3569 | 218 | polygon | FALSE | TRUE | America/Chicago | 3 | 55734 | 1840007687 | [10 empty] | EvelethMN
Greenhills | Greenhills | OH | Ohio | 39061 | Hamilton | 39.267 | -84.5194 | 3567 | 1106 | polygon | FALSE | TRUE | America/New_York | 3 | 45218 | 1840003821 | [10 empty] | GreenhillsOH
Rineyville | Rineyville | KY | Kentucky | 21093 | Hardin | 37.7502 | -85.9703 | 3565 | 301 | polygon | FALSE | FALSE | America/New_York | 3 | 40162 | 1840030569 | [10 empty] | RineyvilleKY
Dixmoor | Dixmoor | IL | Illinois | 17031 | Cook | 41.633 | -87.6672 | 3563 | 1101 | polygon | FALSE | TRUE | America/Chicago | 3 | 60426 60406 | 1840011268 | [10 empty] | DixmoorIL
Lake Erie Beach | Lake Erie Beach | NY | New York | 36029 | Erie | 42.6242 | -79.0786 | 3562 | 359 | polygon | FALSE | FALSE | America/New_York | 3 | 14006 | 1840004380 | [10 empty] | Lake Erie BeachNY
Riverwoods | Riverwoods | IL | Illinois | 17097 | Lake | 42.1723 | -87.895 | 3562 | 346 | polygon | FALSE | TRUE | America/Chicago | 3 | 60015 | 1840011169 | [10 empty] | RiverwoodsIL
Newtown Grant | Newtown Grant | PA | Pennsylvania | 42017 | Bucks | 40.2599 | -74.9561 | 3562 | 1777 | polygon | FALSE | FALSE | America/New_York | 3 | 18940 | 1840035430 | [10 empty] | Newtown GrantPA
Kelseyville | Kelseyville | CA | California | 6033 | Lake | 38.9704 | -122.8327 | 3560 | 476 | polygon | FALSE | FALSE | America/Los_Angeles | 3 | 95451 | 1840017550 | [10 empty] | KelseyvilleCA
Cambridge City | Cambridge City | IN | Indiana | 18177 | Wayne | 39.8124 | -85.1703 | 3560 | 669 | polygon | FALSE | TRUE | America/Indiana/Indianapolis | 3 | 47327 | 1840009493 | [10 empty] | Cambridge CityIN
Canton | Canton | SD | South Dakota | 46083 | Lincoln | 43.3032 | -96.5848 | 3560 | 418 | polygon | FALSE | TRUE | America/Chicago | 3 | 57013 | 1840002843 | [10 empty] | CantonSD
Oglesby | Oglesby | IL | Illinois | 17099 | LaSalle | 41.296 | -89.0693 | 3559 | 338 | polygon | FALSE | TRUE | America/Chicago | 3 | 61348 | 1840008200 | [10 empty] | OglesbyIL
Hainesville | Hainesville | IL | Illinois | 17097 | Lake | 42.3414 | -88.0686 | 3557 | 743 | polygon | FALSE | TRUE | America/Chicago | 3 | 60073 60030 | 1840011153 | [10 empty] | HainesvilleIL
Brittany Farms-The Highlands | Brittany Farms-The Highlands | PA | Pennsylvania | 42017 | Bucks | 40.269 | -75.214 | 3557 | 1152 | polygon | FALSE | TRUE | America/New_York | 3 | 18914 | 1840073600 | [10 empty] | Brittany Farms-The HighlandsPA
Helena Valley Northeast | Helena Valley Northeast | MT | Montana | 30049 | Lewis and Clark | 46.6993 | -111.9516 | 3557 | 29 | polygon | FALSE | TRUE | America/Denver | 3 | 59602 | 1840074061 | [10 empty] | Helena Valley NortheastMT
Long Lake | Long Lake | IL | Illinois | 17097 | Lake | 42.3765 | -88.1266 | 3557 | 1360 | polygon | FALSE | FALSE | America/Chicago | 3 | 60073 60041 | 1840004640 | [10 empty] | Long LakeIL
Northwest Harbor | Northwest Harbor | NY | New York | 36103 | Suffolk | 41.0053 | -72.222 | 3557 | 94 | polygon | FALSE | FALSE | America/New_York | 3 | 11937 | 1840034057 | [10 empty] | Northwest HarborNY
Oxford | Oxford | MI | Michigan | 26125 | Oakland | 42.8217 | -83.2563 | 3556 | 1090 | polygon | FALSE | TRUE | America/Detroit | 3 | 48371 | 1840011060 | [10 empty] | OxfordMI
Gallipolis | Gallipolis | OH | Ohio | 39053 | Gallia | 38.8186 | -82.1934 | 3556 | 381 | polygon | FALSE | TRUE | America/New_York | 3 | 45631 | 1840012775 | [10 empty] | GallipolisOH
Pen Argyl | Pen Argyl | PA | Pennsylvania | 42095 | Northampton | 40.8675 | -75.2535 | 3556 | 1022 | polygon | FALSE | TRUE | America/New_York | 3 | 18072 | 1840000977 | [10 empty] | Pen ArgylPA
Oregon | Oregon | IL | Illinois | 17141 | Ogle | 42.0131 | -89.3354 | 3555 | 695 | polygon | FALSE | TRUE | America/Chicago | 3 | 61061 | 1840009177 | [10 empty] | OregonIL
Osage | Osage | IA | Iowa | 19131 | Mitchell | 43.2826 | -92.8114 | 3555 | 603 | polygon | FALSE | TRUE | America/Chicago | 3 | 50461 | 1840009032 | [10 empty] | OsageIA
Carey | Carey | OH | Ohio | 39175 | Wyandot | 40.9499 | -83.3826 | 3554 | 652 | polygon | FALSE | TRUE | America/New_York | 3 | 43316 | 1840010347 | [10 empty] | CareyOH
Annandale | Annandale | MN | Minnesota | 27171 | Wright | 45.2598 | -94.1205 | 3554 | 448 | polygon | FALSE | TRUE | America/Chicago | 3 | 55302 | 1840006707 | [10 empty] | AnnandaleMN
Dublin | Dublin | TX | Texas | 48143 | Erath | 32.0875 | -98.3391 | 3553 | 382 | polygon | FALSE | TRUE | America/Chicago | 3 | 76446 | 1840019478 | [10 empty] | DublinTX
Nowata | Nowata | OK | Oklahoma | 40105 | Nowata | 36.699 | -95.6379 | 3552 | 408 | polygon | FALSE | TRUE | America/Chicago | 3 | 74048 | 1840020337 | [10 empty] | NowataOK
Camden | Camden | DE | Delaware | 10001 | Kent | 39.0991 | -75.557 | 3551 | 364 | polygon | FALSE | TRUE | America/New_York | 3 | 19934 19904 | 1840005813 | [10 empty] | CamdenDE
Vienna | Vienna | GA | Georgia | 13093 | Dooly | 32.0925 | -83.7864 | 3549 | 250 | polygon | FALSE | TRUE | America/New_York | 3 | 31092 | 1840015829 | [10 empty] | ViennaGA
Baltimore | Baltimore | OH | Ohio | 39045 | Fairfield | 39.846 | -82.6047 | 3548 | 521 | polygon | FALSE | TRUE | America/New_York | 3 | 43105 | 1840012468 | [10 empty] | BaltimoreOH
Shadyside | Shadyside | OH | Ohio | 39013 | Belmont | 39.9716 | -80.7511 | 3547 | 1355 | polygon | FALSE | TRUE | America/New_York | 3 | 43947 | 1840012389 | [10 empty] | ShadysideOH
Mission Hills | Mission Hills | KS | Kansas | 20091 | Johnson | 39.0141 | -94.6172 | 3547 | 672 | polygon | FALSE | TRUE | America/Chicago | 3 | 66208 | 1840003832 | [10 empty] | Mission HillsKS
Marlboro | Marlboro | NY | New York | 36111 | Ulster | 41.6028 | -73.9774 | 3545 | 307 | polygon | FALSE | FALSE | America/New_York | 3 | 12542 | 1840004722 | [10 empty] | MarlboroNY
Boiling Springs | Boiling Springs | PA | Pennsylvania | 42041 | Cumberland | 40.1592 | -77.139 | 3545 | 554 | polygon | FALSE | FALSE | America/New_York | 3 | 17007 | 1840005484 | [10 empty] | Boiling SpringsPA
Knox | Knox | IN | Indiana | 18149 | Starke | 41.291 | -86.621 | 3545 | 349 | polygon | FALSE | TRUE | America/Indiana/Knox | 3 | 46534 | 1840013836 | [10 empty] | KnoxIN
Frederick | Frederick | OK | Oklahoma | 40141 | Tillman | 34.3709 | -99.001 | 3545 | 277 | polygon | FALSE | TRUE | America/Chicago | 3 | 73542 | 1840020527 | [10 empty] | FrederickOK
Windermere | Windermere | FL | Florida | 12095 | Orange | 28.5035 | -81.541 | 3544 | 714 | polygon | FALSE | TRUE | America/New_York | 3 | 34786 | 1840017238 | [10 empty] | WindermereFL
Nanty-Glo | Nanty-Glo | PA | Pennsylvania | 42021 | Cambria | 40.4708 | -78.8339 | 3543 | 515 | polygon | FALSE | TRUE | America/New_York | 3 | 15943 | 1840066082 | [10 empty] | Nanty-GloPA
Frontenac | Frontenac | MO | Missouri | 29189 | St. Louis | 38.6301 | -90.419 | 3543 | 475 | polygon | FALSE | TRUE | America/Chicago | 3 | 63131 | 1840008587 | [10 empty] | FrontenacMO
Amberley | Amberley | OH | Ohio | 39061 | Hamilton | 39.2035 | -84.4283 | 3543 | 392 | polygon | FALSE | TRUE | America/New_York | 3 | 45237 45236 45222 | 1840003810 | [10 empty] | AmberleyOH
Mississippi State | Mississippi State | MS | Mississippi | 28105 | Oktibbeha | 33.4515 | -88.7913 | 3542 | 584 | polygon | FALSE | TRUE | America/Chicago | 3 | 39759 39762 | 1840042497 | [10 empty] | Mississippi StateMS
Sloan | Sloan | NY | New York | 36029 | Erie | 42.8921 | -78.7918 | 3541 | 1752 | polygon | FALSE | TRUE | America/New_York | 3 | 14206 14212 | 1840004390 | [10 empty] | SloanNY
Centerville | Centerville | TN | Tennessee | 47081 | Hickman | 35.8042 | -87.4577 | 3540 | 127 | polygon | FALSE | TRUE | America/Chicago | 3 | 37033 | 1840016240 | [10 empty] | CentervilleTN
BreÃ±as | Brenas | PR | Puerto Rico | 72143 | Vega Alta | 18.4734 | -66.3346 | 3538 | 1385 | polygon | FALSE | FALSE | America/Puerto_Rico | 3 | 692 | 1630035461 | [10 empty] | BreÃ±asPR
Robins | Robins | IA | Iowa | 19113 | Linn | 42.0799 | -91.6762 | 3537 | 227 | polygon | FALSE | TRUE | America/Chicago | 3 | 52302 52411 52328 | 1840009148 | [10 empty] | RobinsIA
Valhalla | Valhalla | NY | New York | 36119 | Westchester | 41.0775 | -73.778 | 3536 | 1659 | polygon | FALSE | FALSE | America/New_York | 3 | 10595 | 1840033975 | [10 empty] | ValhallaNY
Willcox | Willcox | AZ | Arizona | 4003 | Cochise | 32.2514 | -109.8359 | 3533 | 221 | polygon | FALSE | TRUE | America/Phoenix | 3 | 85643 85644 | 1840022105 | [10 empty] | WillcoxAZ
Lead | Lead | SD | South Dakota | 46081 | Lawrence | 44.3528 | -103.7671 | 3532 | 552 | polygon | FALSE | TRUE | America/Denver | 3 | 57754 | 1840002376 | [10 empty] | LeadSD
Berwyn | Berwyn | PA | Pennsylvania | 42029 | Chester | 40.0396 | -75.4439 | 3531 | 731 | polygon | FALSE | FALSE | America/New_York | 3 | 19312 19301 19333 19398 | 1840024351 | [10 empty] | BerwynPA
Momence | Momence | IL | Illinois | 17091 | Kankakee | 41.164 | -87.663 | 3530 | 761 | polygon | FALSE | TRUE | America/Chicago | 3 | 60954 | 1840008259 | [10 empty] | MomenceIL
Mount Pleasant | Mount Pleasant | UT | Utah | 49039 | Sanpete | 39.5408 | -111.4558 | 3530 | 465 | polygon | FALSE | TRUE | America/Denver | 3 | 84647 | 1840020208 | [10 empty] | Mount PleasantUT
Two Harbors | Two Harbors | MN | Minnesota | 27075 | Lake | 47.03 | -91.675 | 3529 | 416 | polygon | FALSE | TRUE | America/Chicago | 3 | 55616 | 1840009960 | [10 empty] | Two HarborsMN
Piggott | Piggott | AR | Arkansas | 5021 | Clay | 36.3858 | -90.2017 | 3529 | 254 | polygon | FALSE | TRUE | America/Chicago | 3 | 72454 | 1840014457 | [10 empty] | PiggottAR
Buzzards Bay | Buzzards Bay | MA | Massachusetts | 25001 | Barnstable | 41.7551 | -70.6129 | 3528 | 711 | polygon | FALSE | FALSE | America/New_York | 3 | 2532 | 1840003232 | [10 empty] | Buzzards BayMA
Morton | Morton | MS | Mississippi | 28123 | Scott | 32.3455 | -89.6572 | 3527 | 153 | polygon | FALSE | TRUE | America/Chicago | 3 | 39117 | 1840014886 | [10 empty] | MortonMS
Evergreen | Evergreen | AL | Alabama | 1035 | Conecuh | 31.4342 | -86.9723 | 3526 | 68 | polygon | FALSE | TRUE | America/Chicago | 3 | 36401 | 1840001842 | [10 empty] | EvergreenAL
Unadilla | Unadilla | GA | Georgia | 13093 | Dooly | 32.2583 | -83.7356 | 3525 | 225 | polygon | FALSE | TRUE | America/New_York | 3 | 31091 | 1840015828 | [10 empty] | UnadillaGA
Indianola | Indianola | WA | Washington | 53035 | Kitsap | 47.7566 | -122.5142 | 3524 | 258 | polygon | FALSE | FALSE | America/Los_Angeles | 3 | 98342 98346 98370 | 1840017337 | [10 empty] | IndianolaWA
Rockfish | Rockfish | NC | North Carolina | 37093 | Hoke | 34.9902 | -79.0694 | 3523 | 274 | polygon | FALSE | FALSE | America/New_York | 3 | 28376 28306 | 1840013507 | [10 empty] | RockfishNC
Lockeford | Lockeford | CA | California | 6077 | San Joaquin | 38.1509 | -121.1554 | 3521 | 162 | polygon | FALSE | FALSE | America/Los_Angeles | 3 | 95240 95237 | 1840018894 | [10 empty] | LockefordCA
Holden Heights | Holden Heights | FL | Florida | 12095 | Orange | 28.5013 | -81.3878 | 3521 | 1325 | polygon | FALSE | FALSE | America/New_York | 3 | 32805 32839 32855 | 1840029043 | [10 empty] | Holden HeightsFL
West Liberty | West Liberty | KY | Kentucky | 21175 | Morgan | 37.9161 | -83.2668 | 3520 | 277 | polygon | FALSE | TRUE | America/New_York | 3 | 41472 | 1840015215 | [10 empty] | West LibertyKY
Paw Paw Lake | Paw Paw Lake | MI | Michigan | 26021 | Berrien | 42.2113 | -86.2759 | 3520 | 264 | polygon | FALSE | FALSE | America/Detroit | 3 | 49098 49038 | 1840004699 | [10 empty] | Paw Paw LakeMI
Harrison | Harrison | MI | Michigan | 26035 | Clare | 44.0168 | -84.808 | 3519 | 215 | polygon | FALSE | TRUE | America/Detroit | 3 | 48625 | 1840002562 | [10 empty] | HarrisonMI
Golden Grove | Golden Grove | SC | South Carolina | 45045 | Greenville | 34.7324 | -82.4408 | 3519 | 235 | polygon | FALSE | FALSE | America/New_York | 3 | 29673 | 1840013493 | [10 empty] | Golden GroveSC
Mariemont | Mariemont | OH | Ohio | 39061 | Hamilton | 39.1429 | -84.3784 | 3518 | 1519 | polygon | FALSE | TRUE | America/New_York | 3 | 45226 45227 | 1840001606 | [10 empty] | MariemontOH
Reliez Valley | Reliez Valley | CA | California | 6013 | Contra Costa | 37.9399 | -122.1027 | 3518 | 575 | polygon | FALSE | TRUE | America/Los_Angeles | 3 | 94549 | 1840076147 | [10 empty] | Reliez ValleyCA
Southern Gateway | Southern Gateway | VA | Virginia | 51179 | Stafford | 38.3489 | -77.5036 | 3517 | 422 | polygon | FALSE | TRUE | America/New_York | 3 | 22406 | 1840041862 | [10 empty] | Southern GatewayVA
Gravette | Gravette | AR | Arkansas | 5007 | Benton | 36.4291 | -94.3714 | 3516 | 88 | polygon | FALSE | TRUE | America/Chicago | 3 | 72739 72736 | 1840013318 | [10 empty] | GravetteAR
Teague | Teague | TX | Texas | 48161 | Freestone | 31.6295 | -96.2801 | 3515 | 268 | polygon | FALSE | TRUE | America/Chicago | 3 | 75860 | 1840022134 | [10 empty] | TeagueTX
Silver Creek | Silver Creek | NY | New York | 36013 | Chautauqua | 42.5426 | -79.1677 | 3514 | 817 | polygon | FALSE | TRUE | America/New_York | 3 | 14136 | 1840004571 | [10 empty] | Silver CreekNY
Brimfield | Brimfield | OH | Ohio | 39133 | Portage | 41.0941 | -81.3483 | 3513 | 341 | polygon | FALSE | FALSE | America/New_York | 3 | 44240 | 1840004957 | [10 empty] | BrimfieldOH
St. Johns | St. Johns | AZ | Arizona | 4001 | Apache | 34.5018 | -109.3784 | 3512 | 52 | polygon | FALSE | TRUE | America/Phoenix | 3 | 85936 | 1840021622 | [10 empty] | St. JohnsAZ
La Conner | La Conner | WA | Washington | 53057 | Skagit | 48.3927 | -122.4944 | 3512 | 919 | polygon | FALSE | TRUE | America/Los_Angeles | 3 | 98257 | 1840021068 | [10 empty] | La ConnerWA
Clayton | Clayton | DE | Delaware | 10001 | Kent | 39.2846 | -75.6364 | 3508 | 709 | polygon | FALSE | TRUE | America/New_York | 3 | 19977 19938 | 1840005815 | [10 empty] | ClaytonDE
Wrightstown | Wrightstown | WI | Wisconsin | 55009 | Brown | 44.3262 | -88.1756 | 3508 | 313 | polygon | FALSE | TRUE | America/Chicago | 3 | 54180 | 1840002343 | [10 empty] | WrightstownWI
Poteet | Poteet | TX | Texas | 48013 | Atascosa | 29.0372 | -98.5728 | 3507 | 781 | polygon | FALSE | TRUE | America/Chicago | 3 | 78065 | 1840020989 | [10 empty] | PoteetTX
Hanover | Hanover | MN | Minnesota | 27171 | Wright | 45.158 | -93.6631 | 3507 | 248 | polygon | FALSE | TRUE | America/Chicago | 3 | 55341 | 1840006708 | [10 empty] | HanoverMN
Riverside | Riverside | MO | Missouri | 29165 | Platte | 39.1703 | -94.6305 | 3505 | 245 | polygon | FALSE | TRUE | America/Chicago | 3 | 64150 64168 | 1840009593 | [10 empty] | RiversideMO
Goldendale | Goldendale | WA | Washington | 53039 | Klickitat | 45.8191 | -120.8233 | 3505 | 457 | polygon | FALSE | TRUE | America/Los_Angeles | 3 | 98620 | 1840019911 | [10 empty] | GoldendaleWA
Bloomer | Bloomer | WI | Wisconsin | 55017 | Chippewa | 45.103 | -91.4913 | 3505 | 464 | polygon | FALSE | TRUE | America/Chicago | 3 | 54724 | 1840002106 | [10 empty] | BloomerWI
Lyons | Lyons | KS | Kansas | 20159 | Rice | 38.3462 | -98.2045 | 3504 | 523 | polygon | FALSE | TRUE | America/Chicago | 3 | 67554 | 1840001662 | [10 empty] | LyonsKS
Seymour | Seymour | WI | Wisconsin | 55087 | Outagamie | 44.5142 | -88.3271 | 3503 | 495 | polygon | FALSE | TRUE | America/Chicago | 3 | 54165 | 1840002410 | [10 empty] | SeymourWI
Amity Gardens | Amity Gardens | PA | Pennsylvania | 42011 | Berks | 40.2719 | -75.7321 | 3503 | 1139 | polygon | FALSE | FALSE | America/New_York | 3 | 19518 | 1840035418 | [10 empty] | Amity GardensPA
Hot Springs | Hot Springs | SD | South Dakota | 46047 | Fall River | 43.4196 | -103.4658 | 3502 | 311 | polygon | FALSE | TRUE | America/Denver | 3 | 57747 | 1840002868 | [10 empty] | Hot SpringsSD
Valley Springs | Valley Springs | CA | California | 6009 | Calaveras | 38.1837 | -120.815 | 3502 | 136 | polygon | FALSE | FALSE | America/Los_Angeles | 3 | 95252 | 1840018870 | [10 empty] | Valley SpringsCA
Hanover | Hanover | IN | Indiana | 18077 | Jefferson | 38.7133 | -85.4726 | 3502 | 608 | polygon | FALSE | TRUE | America/Indiana/Indianapolis | 3 | 47243 | 1840013778 | [10 empty] | HanoverIN
Nellis AFB | Nellis AFB | NV | Nevada | 32003 | Clark | 36.2473 | -115.0574 | 3501 | 470 | polygon | TRUE | TRUE | America/Los_Angeles | 3 | 89115 89191 | 1840074502 | [10 empty] | Nellis AFBNV
Zumbrota | Zumbrota | MN | Minnesota | 27049 | Goodhue | 44.295 | -92.6734 | 3501 | 494 | polygon | FALSE | TRUE | America/Chicago | 3 | 55992 | 1840000306 | [10 empty] | ZumbrotaMN
Vassar | Vassar | MI | Michigan | 26157 | Tuscola | 43.3719 | -83.577 | 3500 | 456 | polygon | FALSE | TRUE | America/Detroit | 3 | 48768 | 1840002686 | [10 empty] | VassarMI
Granite Hills | Granite Hills | CA | California | 6073 | San Diego | 32.8033 | -116.9056 | 3500 | 484 | polygon | FALSE | FALSE | America/Los_Angeles | 3 | 92021 92019 | 1840028377 | [10 empty] | Granite HillsCA
Broken Bow | Broken Bow | NE | Nebraska | 31041 | Custer | 41.4052 | -99.6401 | 3497 | 691 | polygon | FALSE | TRUE | America/Chicago | 3 | 68822 | 1840003347 | [10 empty] | Broken BowNE
Llano | Llano | TX | Texas | 48299 | Llano | 30.7508 | -98.6763 | 3497 | 256 | polygon | FALSE | TRUE | America/Chicago | 3 | 78643 | 1840020873 | [10 empty] | LlanoTX
Moscow Mills | Moscow Mills | MO | Missouri | 29113 | Lincoln | 38.94 | -90.9254 | 3496 | 427 | polygon | FALSE | TRUE | America/Chicago | 3 | 63362 | 1840008542 | [10 empty] | Moscow MillsMO
Emerald Lakes | Emerald Lakes | PA | Pennsylvania | 42089 | Monroe | 41.0845 | -75.4154 | 3495 | 456 | polygon | FALSE | FALSE | America/New_York | 3 | 18334 | 1840035380 | [10 empty] | Emerald LakesPA
Lake Isabella | Lake Isabella | CA | California | 6029 | Kern | 35.6378 | -118.4819 | 3495 | 62 | polygon | FALSE | FALSE | America/Los_Angeles | 3 | 93285 93240 | 1840017823 | [10 empty] | Lake IsabellaCA
Glen Raven | Glen Raven | NC | North Carolina | 37001 | Alamance | 36.1247 | -79.4649 | 3495 | 385 | polygon | FALSE | FALSE | America/New_York | 3 | 27217 | 1840013357 | [10 empty] | Glen RavenNC
Grasonville | Grasonville | MD | Maryland | 24035 | Queen Anne's | 38.9559 | -76.1948 | 3495 | 244 | polygon | FALSE | FALSE | America/New_York | 3 | 21638 | 1840005895 | [10 empty] | GrasonvilleMD
Le Roy | Le Roy | IL | Illinois | 17113 | McLean | 40.3395 | -88.7628 | 3493 | 561 | polygon | FALSE | TRUE | America/Chicago | 3 | 61752 | 1840008325 | [10 empty] | Le RoyIL
East Prairie | East Prairie | MO | Missouri | 29133 | Mississippi | 36.7788 | -89.3837 | 3490 | 908 | polygon | FALSE | TRUE | America/Chicago | 3 | 63845 | 1840008790 | [10 empty] | East PrairieMO
Newaygo | Newaygo | MI | Michigan | 26123 | Newaygo | 43.4162 | -85.8031 | 3489 | 211 | polygon | FALSE | TRUE | America/Detroit | 3 | 49337 | 1840002679 | [10 empty] | NewaygoMI
St. James City | St. James City | FL | Florida | 12071 | Lee | 26.5507 | -82.098 | 3489 | 92 | polygon | FALSE | FALSE | America/New_York | 3 | 33956 | 1840014211 | [10 empty] | St. James CityFL
Waller | Waller | TX | Texas | 48473 | Waller | 30.0629 | -95.9221 | 3488 | 612 | polygon | FALSE | TRUE | America/Chicago | 3 | 77484 | 1840022195 | [10 empty] | WallerTX
West Monroe | West Monroe | MI | Michigan | 26115 | Monroe | 41.9143 | -83.4317 | 3488 | 1087 | polygon | FALSE | FALSE | America/Detroit | 3 | 48161 | 1840007675 | [10 empty] | West MonroeMI
Elkins | Elkins | AR | Arkansas | 5143 | Washington | 36.0163 | -94.025 | 3487 | 332 | polygon | FALSE | TRUE | America/Chicago | 3 | 72701 72727 | 1840013365 | [10 empty] | ElkinsAR
Huntingtown | Huntingtown | MD | Maryland | 24009 | Calvert | 38.6117 | -76.6187 | 3486 | 166 | polygon | FALSE | FALSE | America/New_York | 3 | 20639 | 1840006147 | [10 empty] | HuntingtownMD
Lake Royale | Lake Royale | NC | North Carolina | 37069 | Franklin | 35.9666 | -78.196 | 3485 | 206 | polygon | FALSE | TRUE | America/New_York | 3 | 27549 | 1840040280 | [10 empty] | Lake RoyaleNC
Sauk City | Sauk City | WI | Wisconsin | 55111 | Sauk | 43.2722 | -89.7312 | 3485 | 873 | polygon | FALSE | TRUE | America/Chicago | 3 | 53583 | 1840002729 | [10 empty] | Sauk CityWI
Myrtle Creek | Myrtle Creek | OR | Oregon | 41019 | Douglas | 43.0226 | -123.2812 | 3483 | 537 | polygon | FALSE | TRUE | America/Los_Angeles | 3 | 97457 | 1840020035 | [10 empty] | Myrtle CreekOR
Kane | Kane | PA | Pennsylvania | 42083 | McKean | 41.663 | -78.8096 | 3483 | 848 | polygon | FALSE | TRUE | America/New_York | 3 | 16735 | 1840000525 | [10 empty] | KanePA
Vicksburg | Vicksburg | MI | Michigan | 26077 | Kalamazoo | 42.1186 | -85.5413 | 3483 | 458 | polygon | FALSE | TRUE | America/Detroit | 3 | 49097 | 1840011213 | [10 empty] | VicksburgMI
Delshire | Delshire | OH | Ohio | 39061 | Hamilton | 39.0884 | -84.595 | 3483 | 1906 | polygon | FALSE | TRUE | America/New_York | 3 | 45238 | 1840042360 | [10 empty] | DelshireOH
Vivian | Vivian | LA | Louisiana | 22017 | Caddo | 32.8714 | -93.9862 | 3482 | 244 | polygon | FALSE | TRUE | America/Chicago | 3 | 71082 | 1840016932 | [10 empty] | VivianLA
Locust Valley | Locust Valley | NY | New York | 36059 | Nassau | 40.8782 | -73.5884 | 3481 | 1481 | polygon | FALSE | FALSE | America/New_York | 3 | 11560 | 1840005272 | [10 empty] | Locust ValleyNY
Three Lakes | Three Lakes | WA | Washington | 53061 | Snohomish | 47.942 | -121.9924 | 3480 | 115 | polygon | FALSE | FALSE | America/Los_Angeles | 3 | 98290 | 1840018375 | [10 empty] | Three LakesWA
Watkins Glen | Watkins Glen | NY | New York | 36097 | Schuyler | 42.3801 | -76.8673 | 3480 | 463 | polygon | FALSE | TRUE | America/New_York | 3 | 14891 | 1840004585 | [10 empty] | Watkins GlenNY
Red Bud | Red Bud | IL | Illinois | 17157 | Randolph | 38.2096 | -89.9997 | 3480 | 544 | polygon | FALSE | TRUE | America/Chicago | 3 | 62278 | 1840009841 | [10 empty] | Red BudIL
Forsyth | Forsyth | IL | Illinois | 17115 | Macon | 39.9259 | -88.964 | 3479 | 432 | polygon | FALSE | TRUE | America/Chicago | 3 | 62526 62535 | 1840012428 | [10 empty] | ForsythIL
Yuma | Yuma | CO | Colorado | 8125 | Yuma | 40.124 | -102.7161 | 3479 | 433 | polygon | FALSE | TRUE | America/Denver | 3 | 80759 | 1840021413 | [10 empty] | YumaCO
Raymond | Raymond | MS | Mississippi | 28049 | Hinds | 32.2609 | -90.4083 | 3476 | 272 | polygon | FALSE | TRUE | America/Chicago | 3 | 39154 | 1840014894 | [10 empty] | RaymondMS
Balmville | Balmville | NY | New York | 36071 | Orange | 41.5281 | -74.0234 | 3476 | 633 | polygon | FALSE | FALSE | America/New_York | 3 | 12550 | 1840004856 | [10 empty] | BalmvilleNY
Cienegas Terrace | Cienegas Terrace | TX | Texas | 48465 | Val Verde | 29.3687 | -100.9432 | 3476 | 420 | polygon | FALSE | FALSE | America/Chicago | 3 | 78840 | 1840037038 | [10 empty] | Cienegas TerraceTX
Carrollton | Carrollton | MO | Missouri | 29033 | Carroll | 39.3636 | -93.4955 | 3476 | 321 | polygon | FALSE | TRUE | America/Chicago | 3 | 64633 | 1840007333 | [10 empty] | CarrolltonMO
Alturas | Alturas | FL | Florida | 12105 | Polk | 27.8419 | -81.6952 | 3475 | 24 | polygon | FALSE | FALSE | America/New_York | 3 | 33830 33859 33841 33820 | 1840025153 | [10 empty] | AlturasFL
Pine Island | Pine Island | MN | Minnesota | 27049 | Goodhue | 44.197 | -92.6165 | 3475 | 230 | polygon | FALSE | TRUE | America/Chicago | 3 | 55963 | 1840008958 | [10 empty] | Pine IslandMN
Middleville | Middleville | MI | Michigan | 26015 | Barry | 42.7137 | -85.4692 | 3475 | 582 | polygon | FALSE | TRUE | America/Detroit | 3 | 49333 | 1840011089 | [10 empty] | MiddlevilleMI
East Sandwich | East Sandwich | MA | Massachusetts | 25001 | Barnstable | 41.7365 | -70.4341 | 3473 | 178 | polygon | FALSE | FALSE | America/New_York | 3 | 2537 | 1840003239 | [10 empty] | East SandwichMA
Emerald Mountain | Emerald Mountain | AL | Alabama | 1051 | Elmore | 32.4396 | -86.0857 | 3472 | 83 | polygon | FALSE | TRUE | America/Chicago | 3 | 36093 36078 | 1840037820 | [10 empty] | Emerald MountainAL
Brentwood | Brentwood | MD | Maryland | 24033 | Prince George's | 38.9439 | -76.9571 | 3471 | 3483 | polygon | FALSE | TRUE | America/New_York | 2 | 20722 20712 | 1840005982 | [10 empty] | BrentwoodMD
Marlboro Meadows | Marlboro Meadows | MD | Maryland | 24033 | Prince George's | 38.8374 | -76.7144 | 3468 | 219 | polygon | FALSE | FALSE | America/New_York | 3 | 20772 | 1840031483 | [10 empty] | Marlboro MeadowsMD
Red Oak | Red Oak | NC | North Carolina | 37127 | Nash | 36.0415 | -77.9065 | 3468 | 68 | polygon | FALSE | TRUE | America/New_York | 3 | 27809 27856 27804 27868 | 1840017745 | [10 empty] | Red OakNC
Pelham | Pelham | GA | Georgia | 13205 | Mitchell | 31.1267 | -84.1514 | 3466 | 328 | polygon | FALSE | TRUE | America/New_York | 3 | 31779 31739 | 1840014967 | [10 empty] | PelhamGA
Hicksville | Hicksville | OH | Ohio | 39039 | Defiance | 41.2944 | -84.7648 | 3464 | 520 | polygon | FALSE | TRUE | America/New_York | 3 | 43526 | 1840011644 | [10 empty] | HicksvilleOH
Johnston City | Johnston City | IL | Illinois | 17199 | Williamson | 37.8214 | -88.929 | 3464 | 618 | polygon | FALSE | TRUE | America/Chicago | 3 | 62951 | 1840008713 | [10 empty] | Johnston CityIL
Cedar Grove | Cedar Grove | FL | Florida | 12005 | Bay | 30.1812 | -85.6268 | 3464 | 508 | polygon | FALSE | FALSE | America/Chicago | 3 | 32401 32405 | 1840027022 | [10 empty] | Cedar GroveFL
Hidden Meadows | Hidden Meadows | CA | California | 6073 | San Diego | 33.2236 | -117.1198 | 3462 | 202 | polygon | FALSE | FALSE | America/Los_Angeles | 3 | 92026 | 1840028378 | [10 empty] | Hidden MeadowsCA
Wheatland | Wheatland | WY | Wyoming | 56031 | Platte | 42.0516 | -104.9595 | 3462 | 326 | polygon | FALSE | TRUE | America/Denver | 3 | 82201 | 1840022368 | [10 empty] | WheatlandWY
Hanceville | Hanceville | AL | Alabama | 1043 | Cullman | 34.0634 | -86.7651 | 3461 | 296 | polygon | FALSE | TRUE | America/Chicago | 3 | 35077 | 1840013642 | [10 empty] | HancevilleAL
Hodgenville | Hodgenville | KY | Kentucky | 21123 | Larue | 37.5668 | -85.7353 | 3459 | 593 | polygon | FALSE | TRUE | America/New_York | 3 | 42748 | 1840014351 | [10 empty] | HodgenvilleKY
Shannondale | Shannondale | WV | West Virginia | 54037 | Jefferson | 39.2123 | -77.8105 | 3459 | 158 | polygon | FALSE | FALSE | America/New_York | 3 | 25425 | 1840025610 | [10 empty] | ShannondaleWV
North Pembroke | North Pembroke | MA | Massachusetts | 25023 | Plymouth | 42.0989 | -70.7823 | 3458 | 298 | polygon | FALSE | FALSE | America/New_York | 3 | 02359 02358 | 1840004678 | [10 empty] | North PembrokeMA
Sunset | Sunset | LA | Louisiana | 22097 | St. Landry | 30.4083 | -92.0641 | 3457 | 355 | polygon | FALSE | TRUE | America/Chicago | 3 | 70584 | 1840017174 | [10 empty] | SunsetLA
Brodhead | Brodhead | WI | Wisconsin | 55045 | Green | 42.6168 | -89.3756 | 3457 | 699 | polygon | FALSE | TRUE | America/Chicago | 3 | 53520 | 1840002460 | [10 empty] | BrodheadWI
Alexander | Alexander | AR | Arkansas | 5119 | Pulaski | 34.6185 | -92.4512 | 3457 | 592 | polygon | FALSE | TRUE | America/Chicago | 3 | 72002 | 1840013537 | [10 empty] | AlexanderAR
Loyalhanna | Loyalhanna | PA | Pennsylvania | 42129 | Westmoreland | 40.3144 | -79.356 | 3456 | 566 | polygon | FALSE | FALSE | America/New_York | 3 | 15661 15650 15620 | 1840026436 | [10 empty] | LoyalhannaPA
Malvern | Malvern | PA | Pennsylvania | 42029 | Chester | 40.0329 | -75.5146 | 3455 | 1058 | polygon | FALSE | TRUE | America/New_York | 3 | 19355 | 1840001429 | [10 empty] | MalvernPA
Putnam Lake | Putnam Lake | NY | New York | 36079 | Putnam | 41.4747 | -73.5483 | 3455 | 347 | polygon | FALSE | FALSE | America/New_York | 3 | 12563 10509 | 1840004889 | [10 empty] | Putnam LakeNY
McLendon-Chisholm | McLendon-Chisholm | TX | Texas | 48397 | Rockwall | 32.8512 | -96.3924 | 3455 | 140 | polygon | FALSE | TRUE | America/Chicago | 3 | 75032 | 1840003905 | [10 empty] | McLendon-ChisholmTX
Carlton | Carlton | OR | Oregon | 41071 | Yamhill | 45.2945 | -123.1753 | 3454 | 957 | polygon | FALSE | TRUE | America/Los_Angeles | 3 | 97111 | 1840018573 | [10 empty] | CarltonOR
Elim | Elim | PA | Pennsylvania | 42021 | Cambria | 40.2989 | -78.943 | 3453 | 668 | polygon | FALSE | FALSE | America/New_York | 3 | 15905 | 1840035422 | [10 empty] | ElimPA
Wilkesboro | Wilkesboro | NC | North Carolina | 37193 | Wilkes | 36.142 | -81.173 | 3453 | 212 | polygon | FALSE | TRUE | America/New_York | 3 | 28697 | 1840016093 | [10 empty] | WilkesboroNC
Cross Mountain | Cross Mountain | TX | Texas | 48029 | Bexar | 29.6535 | -98.6564 | 3453 | 198 | polygon | FALSE | FALSE | America/Chicago | 3 | 78256 78255 | 1840018268 | [10 empty] | Cross MountainTX
Pawhuska | Pawhuska | OK | Oklahoma | 40113 | Osage | 36.6687 | -96.3312 | 3452 | 362 | polygon | FALSE | TRUE | America/Chicago | 3 | 74056 | 1840020339 | [10 empty] | PawhuskaOK
Doolittle | Doolittle | TX | Texas | 48215 | Hidalgo | 26.3598 | -98.1168 | 3452 | 311 | polygon | FALSE | FALSE | America/Chicago | 3 | 78542 78541 | 1840037043 | [10 empty] | DoolittleTX
Rollingwood | Rollingwood | CA | California | 6013 | Contra Costa | 37.9655 | -122.3305 | 3449 | 7849 | polygon | FALSE | FALSE | America/Los_Angeles | 2 | 94806 | 1840028352 | [10 empty] | RollingwoodCA
Gothenburg | Gothenburg | NE | Nebraska | 31047 | Dawson | 40.9241 | -100.154 | 3448 | 371 | polygon | FALSE | TRUE | America/Chicago | 3 | 69138 | 1840008284 | [10 empty] | GothenburgNE
Hannahs Mill | Hannahs Mill | GA | Georgia | 13293 | Upson | 32.9369 | -84.3405 | 3448 | 307 | polygon | FALSE | FALSE | America/New_York | 3 | 30286 | 1840013795 | [10 empty] | Hannahs MillGA
Jasper | Jasper | TN | Tennessee | 47115 | Marion | 35.0664 | -85.6228 | 3448 | 135 | polygon | FALSE | TRUE | America/Chicago | 3 | 37347 | 1840016428 | [10 empty] | JasperTN
Mineral Ridge | Mineral Ridge | OH | Ohio | 39155 | Trumbull | 41.1379 | -80.7653 | 3448 | 432 | polygon | FALSE | FALSE | America/New_York | 3 | 44440 44515 | 1840004899 | [10 empty] | Mineral RidgeOH
Heyburn | Heyburn | ID | Idaho | 16067 | Minidoka | 42.5599 | -113.7623 | 3447 | 509 | polygon | FALSE | TRUE | America/Boise | 3 | 83336 | 1840020065 | [10 empty] | HeyburnID
Oakhurst | Oakhurst | CA | California | 6039 | Madera | 37.3342 | -119.6483 | 3446 | 221 | polygon | FALSE | FALSE | America/Los_Angeles | 3 | 93644 | 1840018918 | [10 empty] | OakhurstCA
Clifton | Clifton | TX | Texas | 48035 | Bosque | 31.7822 | -97.5824 | 3446 | 650 | polygon | FALSE | TRUE | America/Chicago | 3 | 76634 | 1840019512 | [10 empty] | CliftonTX
Moore Haven | Moore Haven | FL | Florida | 12043 | Glades | 26.8338 | -81.0984 | 3446 | 654 | polygon | FALSE | TRUE | America/New_York | 3 | 33471 | 1840015121 | [10 empty] | Moore HavenFL
Highland Acres | Highland Acres | DE | Delaware | 10001 | Kent | 39.1162 | -75.5216 | 3446 | 891 | polygon | FALSE | FALSE | America/New_York | 3 | 19901 | 1840028616 | [10 empty] | Highland AcresDE
Aguas Buenas | Aguas Buenas | PR | Puerto Rico | 72007 | Aguas Buenas | 18.2573 | -66.1062 | 3446 | 1378 | polygon | FALSE | FALSE | America/Puerto_Rico | 3 | 703 | 1630035606 | [10 empty] | Aguas BuenasPR
Mono Vista | Mono Vista | CA | California | 6109 | Tuolumne | 38.0124 | -120.2697 | 3446 | 469 | polygon | FALSE | FALSE | America/Los_Angeles | 3 | 95370 | 1840018880 | [10 empty] | Mono VistaCA
Aledo | Aledo | IL | Illinois | 17131 | Mercer | 41.1984 | -90.7459 | 3445 | 588 | polygon | FALSE | TRUE | America/Chicago | 3 | 61231 | 1840007139 | [10 empty] | AledoIL
Mount Orab | Mount Orab | OH | Ohio | 39015 | Brown | 39.0293 | -83.9267 | 3444 | 137 | polygon | FALSE | TRUE | America/New_York | 3 | 45154 | 1840012724 | [10 empty] | Mount OrabOH
Piney Point Village | Piney Point Village | TX | Texas | 48201 | Harris | 29.7588 | -95.5156 | 3444 | 624 | polygon | FALSE | TRUE | America/Chicago | 3 | 77024 77224 77279 | 1840020931 | [10 empty] | Piney Point VillageTX
Mobridge | Mobridge | SD | South Dakota | 46129 | Walworth | 45.541 | -100.4349 | 3444 | 678 | polygon | FALSE | TRUE | America/Chicago | 3 | 57601 | 1840002090 | [10 empty] | MobridgeSD
Dillonvale | Dillonvale | OH | Ohio | 39061 | Hamilton | 39.2173 | -84.403 | 3443 | 1489 | polygon | FALSE | FALSE | America/New_York | 3 | 45236 | 1840146897 | [10 empty] | DillonvaleOH
Kekaha | Kekaha | HI | Hawaii | 15007 | Kauai | 21.9684 | -159.7141 | 3442 | 1325 | polygon | FALSE | FALSE | Pacific/Honolulu | 3 | 96752 | 1840023218 | [10 empty] | KekahaHI
Oaklawn-Sunview | Oaklawn-Sunview | KS | Kansas | 20173 | Sedgwick | 37.6084 | -97.2984 | 3441 | 2475 | polygon | FALSE | TRUE | America/Chicago | 2 | 67216 | 1840035328 | [10 empty] | Oaklawn-SunviewKS
Point Baker | Point Baker | FL | Florida | 12113 | Santa Rosa | 30.6855 | -87.0521 | 3441 | 200 | polygon | FALSE | FALSE | America/Chicago | 3 | 32570 | 1840025118 | [10 empty] | Point BakerFL
Lockland | Lockland | OH | Ohio | 39061 | Hamilton | 39.2278 | -84.4565 | 3441 | 1089 | polygon | FALSE | TRUE | America/New_York | 3 | 45215 | 1840003823 | [10 empty] | LocklandOH
Rochester | Rochester | PA | Pennsylvania | 42007 | Beaver | 40.7025 | -80.2838 | 3440 | 2258 | polygon | FALSE | TRUE | America/New_York | 2 | 15074 | 1840001008 | [10 empty] | RochesterPA
Treasure Lake | Treasure Lake | PA | Pennsylvania | 42033 | Clearfield | 41.1713 | -78.7173 | 3439 | 124 | polygon | FALSE | FALSE | America/New_York | 3 | 15801 | 1840005151 | [10 empty] | Treasure LakePA
Cottonport | Cottonport | LA | Louisiana | 22009 | Avoyelles | 30.9892 | -92.0509 | 3438 | 365 | polygon | FALSE | TRUE | America/Chicago | 3 | 71327 | 1840017120 | [10 empty] | CottonportLA
Tierra Verde | Tierra Verde | FL | Florida | 12103 | Pinellas | 27.6685 | -82.7304 | 3437 | 1067 | polygon | FALSE | FALSE | America/New_York | 3 | 33715 | 1840014142 | [10 empty] | Tierra VerdeFL
Landmark | Landmark | AR | Arkansas | 5119 | Pulaski | 34.607 | -92.3206 | 3435 | 143 | polygon | FALSE | FALSE | America/Chicago | 3 | 72206 | 1840027803 | [10 empty] | LandmarkAR
Iowa | Iowa | LA | Louisiana | 22019 | Calcasieu | 30.2393 | -93.0129 | 3434 | 382 | polygon | FALSE | TRUE | America/Chicago | 3 | 70647 | 1840017194 | [10 empty] | IowaLA
Riverton | Riverton | IL | Illinois | 17167 | Sangamon | 39.8456 | -89.5394 | 3434 | 574 | polygon | FALSE | TRUE | America/Chicago | 3 | 62561 62707 | 1840012448 | [10 empty] | RivertonIL
Canyon Creek | Canyon Creek | WA | Washington | 53061 | Snohomish | 48.1157 | -121.9831 | 3433 | 217 | polygon | FALSE | TRUE | America/Los_Angeles | 3 | 98223 98252 | 1840074181 | [10 empty] | Canyon CreekWA
Riverdale | Riverdale | CA | California | 6019 | Fresno | 36.4304 | -119.8671 | 3433 | 337 | polygon | FALSE | FALSE | America/Los_Angeles | 3 | 93656 | 1840018942 | [10 empty] | RiverdaleCA
Hoosick Falls | Hoosick Falls | NY | New York | 36083 | Rensselaer | 42.9009 | -73.35 | 3433 | 808 | polygon | FALSE | TRUE | America/New_York | 3 | 12090 | 1840004436 | [10 empty] | Hoosick FallsNY
San Miguel | San Miguel | CA | California | 6013 | Contra Costa | 37.8867 | -122.0368 | 3433 | 1262 | polygon | FALSE | TRUE | America/Los_Angeles | 3 | 94596 | 1840076163 | [10 empty] | San MiguelCA
Ross | Ross | OH | Ohio | 39017 | Butler | 39.3146 | -84.6599 | 3432 | 423 | polygon | FALSE | FALSE | America/New_York | 3 | 45014 45013 45061 | 1840005748 | [10 empty] | RossOH
Yadkinville | Yadkinville | NC | North Carolina | 37197 | Yadkin | 36.131 | -80.6588 | 3431 | 390 | polygon | FALSE | TRUE | America/New_York | 3 | 27055 | 1840016112 | [10 empty] | YadkinvilleNC
La Vale | La Vale | MD | Maryland | 24001 | Allegany | 39.6518 | -78.8162 | 3429 | 496 | polygon | FALSE | FALSE | America/New_York | 3 | 21502 | 1840005620 | [10 empty] | La ValeMD
Gibson City | Gibson City | IL | Illinois | 17053 | Ford | 40.4665 | -88.3788 | 3429 | 537 | polygon | FALSE | TRUE | America/Chicago | 3 | 60936 | 1840029738 | [10 empty] | Gibson CityIL
South Beach | South Beach | FL | Florida | 12061 | Indian River | 27.5883 | -80.3435 | 3429 | 486 | polygon | FALSE | FALSE | America/New_York | 3 | 32963 | 1840029075 | [10 empty] | South BeachFL
Dennis Port | Dennis Port | MA | Massachusetts | 25001 | Barnstable | 41.6677 | -70.1358 | 3428 | 435 | polygon | FALSE | FALSE | America/New_York | 3 | 2639 | 1840003235 | [10 empty] | Dennis PortMA
Monte Sereno | Monte Sereno | CA | California | 6085 | Santa Clara | 37.2404 | -121.9882 | 3427 | 806 | polygon | FALSE | TRUE | America/Los_Angeles | 3 | 95030 | 1840020330 | [10 empty] | Monte SerenoCA
Houston | Houston | MS | Mississippi | 28017 | Chickasaw | 33.8963 | -89.0031 | 3427 | 179 | polygon | FALSE | TRUE | America/Chicago | 3 | 38851 | 1840014760 | [10 empty] | HoustonMS
Hobart | Hobart | OK | Oklahoma | 40075 | Kiowa | 35.0246 | -99.0875 | 3427 | 407 | polygon | FALSE | TRUE | America/Chicago | 3 | 73651 | 1840020465 | [10 empty] | HobartOK
Ingenio | Ingenio | PR | Puerto Rico | 72137 | Toa Baja | 18.4454 | -66.2259 | 3426 | 1731 | polygon | FALSE | FALSE | America/Puerto_Rico | 3 | 949 | 1630035685 | [10 empty] | IngenioPR
Montura | Montura | FL | Florida | 12051 | Hendry | 26.6429 | -81.0938 | 3425 | 59 | polygon | FALSE | TRUE | America/New_York | 3 | 33440 | 1840039004 | [10 empty] | MonturaFL
Freeland | Freeland | PA | Pennsylvania | 42079 | Luzerne | 41.0212 | -75.8963 | 3424 | 1965 | polygon | FALSE | TRUE | America/New_York | 3 | 18224 | 1840000751 | [10 empty] | FreelandPA
Smithville-Sanders | Smithville-Sanders | IN | Indiana | 18105 | Monroe | 39.0597 | -86.5108 | 3424 | 123 | polygon | FALSE | TRUE | America/Indiana/Indianapolis | 3 | 47458 47401 | 1840039288 | [10 empty] | Smithville-SandersIN
Germantown Hills | Germantown Hills | IL | Illinois | 17203 | Woodford | 40.7712 | -89.467 | 3423 | 807 | polygon | FALSE | TRUE | America/Chicago | 3 | 61548 | 1840011943 | [10 empty] | Germantown HillsIL
Paulding | Paulding | OH | Ohio | 39125 | Paulding | 41.1424 | -84.5824 | 3423 | 559 | polygon | FALSE | TRUE | America/New_York | 3 | 45879 | 1840011727 | [10 empty] | PauldingOH
Cape May | Cape May | NJ | New Jersey | 34009 | Cape May | 38.9409 | -74.9042 | 3422 | 534 | polygon | FALSE | TRUE | America/New_York | 3 | 8204 | 1840001594 | [10 empty] | Cape MayNJ
Harlem | Harlem | GA | Georgia | 13073 | Columbia | 33.4262 | -82.3129 | 3420 | 206 | polygon | FALSE | TRUE | America/New_York | 3 | 30814 | 1840013749 | [10 empty] | HarlemGA
Claxton | Claxton | GA | Georgia | 13109 | Evans | 32.1613 | -81.9094 | 3418 | 489 | polygon | FALSE | TRUE | America/New_York | 3 | 30417 | 1840014910 | [10 empty] | ClaxtonGA
Cuthbert | Cuthbert | GA | Georgia | 13243 | Randolph | 31.7713 | -84.794 | 3417 | 433 | polygon | FALSE | TRUE | America/New_York | 3 | 39840 | 1840014939 | [10 empty] | CuthbertGA
Tutwiler | Tutwiler | MS | Mississippi | 28135 | Tallahatchie | 34.0172 | -90.4333 | 3416 | 476 | polygon | FALSE | TRUE | America/Chicago | 3 | 38963 | 1840016741 | [10 empty] | TutwilerMS
Minoa | Minoa | NY | New York | 36067 | Onondaga | 43.0742 | -76.0085 | 3415 | 971 | polygon | FALSE | TRUE | America/New_York | 3 | 13116 | 1840004325 | [10 empty] | MinoaNY
Oliver Springs | Oliver Springs | TN | Tennessee | 47145 | Roane | 36.0398 | -84.3284 | 3414 | 228 | polygon | FALSE | TRUE | America/New_York | 3 | 37840 | 1840016221 | [10 empty] | Oliver SpringsTN
Baldwin | Baldwin | GA | Georgia | 13137 | Habersham | 34.4864 | -83.5494 | 3414 | 269 | polygon | FALSE | TRUE | America/New_York | 3 | 30531 30510 30511 | 1840013576 | [10 empty] | BaldwinGA
Meadowbrook | Meadowbrook | CA | California | 6065 | Riverside | 33.7253 | -117.2851 | 3414 | 196 | polygon | FALSE | TRUE | America/Los_Angeles | 3 | 92570 | 1840075971 | [10 empty] | MeadowbrookCA
Hansville | Hansville | WA | Washington | 53035 | Kitsap | 47.8978 | -122.5579 | 3413 | 124 | polygon | FALSE | FALSE | America/Los_Angeles | 3 | 98340 98346 | 1840023796 | [10 empty] | HansvilleWA
Leisure Village West | Leisure Village West | NJ | New Jersey | 34029 | Ocean | 40.0104 | -74.2806 | 3412 | 1088 | polygon | FALSE | FALSE | America/New_York | 3 | 8759 | 1840033491 | [10 empty] | Leisure Village WestNJ
High Bridge | High Bridge | NJ | New Jersey | 34019 | Hunterdon | 40.6684 | -74.894 | 3410 | 550 | polygon | FALSE | TRUE | America/New_York | 3 | 8829 | 1840003609 | [10 empty] | High BridgeNJ
Heflin | Heflin | AL | Alabama | 1029 | Cleburne | 33.6471 | -85.5698 | 3409 | 81 | polygon | FALSE | TRUE | America/Chicago | 3 | 36264 | 1840007380 | [10 empty] | HeflinAL
Campo | Campo | CA | California | 6073 | San Diego | 32.6394 | -116.4745 | 3408 | 55 | polygon | FALSE | FALSE | America/Los_Angeles | 3 | 91906 | 1840022969 | [10 empty] | CampoCA
Eagle Grove | Eagle Grove | IA | Iowa | 19197 | Wright | 42.6664 | -93.9026 | 3406 | 319 | polygon | FALSE | TRUE | America/Chicago | 3 | 50533 | 1840008032 | [10 empty] | Eagle GroveIA
New Hampton | New Hampton | IA | Iowa | 19037 | Chickasaw | 43.0563 | -92.3153 | 3406 | 392 | polygon | FALSE | TRUE | America/Chicago | 3 | 50659 50661 | 1840007998 | [10 empty] | New HamptonIA
Calcium | Calcium | NY | New York | 36045 | Jefferson | 44.0401 | -75.8468 | 3405 | 235 | polygon | FALSE | FALSE | America/New_York | 3 | 13637 13616 | 1840004105 | [10 empty] | CalciumNY
Lake Lakengren | Lake Lakengren | OH | Ohio | 39135 | Preble | 39.6894 | -84.69 | 3405 | 459 | polygon | FALSE | FALSE | America/New_York | 3 | 45320 | 1840034397 | [10 empty] | Lake LakengrenOH
La Center | La Center | WA | Washington | 53011 | Clark | 45.8595 | -122.6757 | 3404 | 533 | polygon | FALSE | TRUE | America/Los_Angeles | 3 | 98629 98642 | 1840019910 | [10 empty] | La CenterWA
Woodlawn | Woodlawn | OH | Ohio | 39061 | Hamilton | 39.2556 | -84.471 | 3402 | 514 | polygon | FALSE | TRUE | America/New_York | 3 | 45215 | 1840001618 | [10 empty] | WoodlawnOH
Dunkirk | Dunkirk | IN | Indiana | 18075 | Jay | 40.3741 | -85.2076 | 3402 | 740 | polygon | FALSE | TRUE | America/Indiana/Indianapolis | 3 | 47336 | 1840008351 | [10 empty] | DunkirkIN
Marianna | Marianna | AR | Arkansas | 5077 | Lee | 34.7736 | -90.7674 | 3402 | 363 | polygon | FALSE | TRUE | America/Chicago | 3 | 72360 | 1840015534 | [10 empty] | MariannaAR
Concordia | Concordia | NJ | New Jersey | 34023 | Middlesex | 40.3117 | -74.4477 | 3401 | 1268 | polygon | FALSE | FALSE | America/New_York | 3 | 8831 | 1840005412 | [10 empty] | ConcordiaNJ
Richwood | Richwood | LA | Louisiana | 22073 | Ouachita | 32.4486 | -92.0774 | 3399 | 520 | polygon | FALSE | TRUE | America/Chicago | 3 | 71202 | 1840018087 | [10 empty] | RichwoodLA
Newcastle | Newcastle | WY | Wyoming | 56045 | Weston | 43.851 | -104.2123 | 3397 | 512 | polygon | FALSE | TRUE | America/Denver | 3 | 82701 | 1840020012 | [10 empty] | NewcastleWY
Toa Alta | Toa Alta | PR | Puerto Rico | 72135 | Toa Alta | 18.3883 | -66.2503 | 3396 | 2091 | polygon | FALSE | FALSE | America/Puerto_Rico | 2 | 00953 00954 | 1630023642 | [10 empty] | Toa AltaPR
Haworth | Haworth | NJ | New Jersey | 34003 | Bergen | 40.9622 | -73.9976 | 3393 | 676 | polygon | FALSE | TRUE | America/New_York | 3 | 7641 | 1840003559 | [10 empty] | HaworthNJ
Trinity | Trinity | TX | Texas | 48455 | Trinity | 30.9445 | -95.3736 | 3393 | 280 | polygon | FALSE | TRUE | America/Chicago | 3 | 75862 | 1840022153 | [10 empty] | TrinityTX
South Dennis | South Dennis | MA | Massachusetts | 25001 | Barnstable | 41.7051 | -70.1537 | 3393 | 287 | polygon | FALSE | FALSE | America/New_York | 3 | 2660 | 1840004765 | [10 empty] | South DennisMA
Tolono | Tolono | IL | Illinois | 17019 | Champaign | 39.9912 | -88.2625 | 3392 | 635 | polygon | FALSE | TRUE | America/Chicago | 3 | 61880 | 1840012239 | [10 empty] | TolonoIL
South Vacherie | South Vacherie | LA | Louisiana | 22093 | St. James | 29.9406 | -90.6891 | 3392 | 255 | polygon | FALSE | FALSE | America/Chicago | 3 | 70090 | 1840031153 | [10 empty] | South VacherieLA
Ladonia | Ladonia | AL | Alabama | 1113 | Russell | 32.4609 | -85.0877 | 3391 | 417 | polygon | FALSE | FALSE | America/Chicago | 3 | 36870 36869 | 1840013828 | [10 empty] | LadoniaAL
Tipton | Tipton | MO | Missouri | 29135 | Moniteau | 38.6549 | -92.7803 | 3389 | 625 | polygon | FALSE | TRUE | America/Chicago | 3 | 65081 | 1840010724 | [10 empty] | TiptonMO
Leavenworth | Leavenworth | WA | Washington | 53007 | Chelan | 47.5948 | -120.6628 | 3389 | 557 | polygon | FALSE | TRUE | America/Los_Angeles | 3 | 98826 | 1840019778 | [10 empty] | LeavenworthWA
Hominy | Hominy | OK | Oklahoma | 40113 | Osage | 36.422 | -96.3929 | 3388 | 656 | polygon | FALSE | TRUE | America/Chicago | 3 | 74035 | 1840020338 | [10 empty] | HominyOK
Tuckerton | Tuckerton | NJ | New Jersey | 34029 | Ocean | 39.5974 | -74.3306 | 3388 | 389 | polygon | FALSE | TRUE | America/New_York | 3 | 8087 | 1840001495 | [10 empty] | TuckertonNJ
Frontenac | Frontenac | KS | Kansas | 20037 | Crawford | 37.4583 | -94.7018 | 3388 | 263 | polygon | FALSE | TRUE | America/Chicago | 3 | 66762 66763 | 1840001695 | [10 empty] | FrontenacKS
Pantops | Pantops | VA | Virginia | 51003 | Albemarle | 38.0308 | -78.4444 | 3388 | 611 | polygon | FALSE | FALSE | America/New_York | 3 | 22911 | 1840037472 | [10 empty] | PantopsVA
Nyssa | Nyssa | OR | Oregon | 41045 | Malheur | 43.8776 | -116.9951 | 3387 | 793 | polygon | FALSE | TRUE | America/Boise | 3 | 97913 | 1840020001 | [10 empty] | NyssaOR
Vandenberg AFB | Vandenberg AFB | CA | California | 6083 | Santa Barbara | 34.7483 | -120.5182 | 3387 | 59 | polygon | TRUE | TRUE | America/Los_Angeles | 3 | 93437 | 1840074669 | [10 empty] | Vandenberg AFBCA
Clyde Hill | Clyde Hill | WA | Washington | 53033 | King | 47.6303 | -122.218 | 3386 | 1238 | polygon | FALSE | TRUE | America/Los_Angeles | 3 | 98004 | 1840018413 | [10 empty] | Clyde HillWA
Crosby | Crosby | MN | Minnesota | 27035 | Crow Wing | 46.4892 | -93.9573 | 3385 | 303 | polygon | FALSE | TRUE | America/Chicago | 3 | 56441 | 1840006640 | [10 empty] | CrosbyMN
Crisfield | Crisfield | MD | Maryland | 24039 | Somerset | 37.9827 | -75.8516 | 3385 | 570 | polygon | FALSE | TRUE | America/New_York | 3 | 21817 | 1840006278 | [10 empty] | CrisfieldMD
Dewey | Dewey | OK | Oklahoma | 40147 | Washington | 36.7915 | -95.9328 | 3384 | 457 | polygon | FALSE | TRUE | America/Chicago | 3 | 74006 74029 | 1840018978 | [10 empty] | DeweyOK
Flat Rock | Flat Rock | NC | North Carolina | 37089 | Henderson | 35.2677 | -82.4526 | 3383 | 161 | polygon | FALSE | TRUE | America/New_York | 3 | 28739 28731 | 1840017857 | [10 empty] | Flat RockNC
Old Mystic | Old Mystic | CT | Connecticut | 9011 | New London | 41.3854 | -71.985 | 3383 | 306 | polygon | FALSE | FALSE | America/New_York | 3 | 06355 06372 | 1840003352 | [10 empty] | Old MysticCT
Karnes City | Karnes City | TX | Texas | 48255 | Karnes | 28.8857 | -97.9001 | 3383 | 571 | polygon | FALSE | TRUE | America/Chicago | 3 | 78118 | 1840019683 | [10 empty] | Karnes CityTX
Coronita | Coronita | CA | California | 6065 | Riverside | 33.876 | -117.6109 | 3383 | 2182 | polygon | FALSE | TRUE | America/Los_Angeles | 2 | 92882 | 1840075705 | [10 empty] | CoronitaCA
Sylvan Beach | Sylvan Beach | NY | New York | 36065 | Oneida | 43.2061 | -75.7234 | 3382 | 494 | polygon | FALSE | TRUE | America/New_York | 3 | 13157 13308 | 1840004213 | [10 empty] | Sylvan BeachNY
Mountain View | Mountain View | HI | Hawaii | 15001 | Hawaii | 19.5358 | -155.1596 | 3381 | 23 | polygon | FALSE | FALSE | Pacific/Honolulu | 3 | 96771 | 1840029529 | [10 empty] | Mountain ViewHI
Keego Harbor | Keego Harbor | MI | Michigan | 26125 | Oakland | 42.6088 | -83.3443 | 3381 | 2634 | polygon | FALSE | TRUE | America/Detroit | 2 | 48320 | 1840002446 | [10 empty] | Keego HarborMI
McChord AFB | McChord AFB | WA | Washington | 53053 | Pierce | 47.1328 | -122.4924 | 3381 | 219 | polygon | TRUE | TRUE | America/Los_Angeles | 3 | 98439 98438 | 1840073929 | [10 empty] | McChord AFBWA
Alma | Alma | GA | Georgia | 13005 | Bacon | 31.5432 | -82.4745 | 3380 | 214 | polygon | FALSE | TRUE | America/New_York | 3 | 31510 | 1840013863 | [10 empty] | AlmaGA
Oakridge | Oakridge | OR | Oregon | 41039 | Lane | 43.745 | -122.4637 | 3379 | 601 | polygon | FALSE | TRUE | America/Los_Angeles | 3 | 97463 | 1840020010 | [10 empty] | OakridgeOR
Elizabethtown | Elizabethtown | NC | North Carolina | 37017 | Bladen | 34.6238 | -78.6097 | 3378 | 280 | polygon | FALSE | TRUE | America/New_York | 3 | 28337 | 1840016564 | [10 empty] | ElizabethtownNC
Cleves | Cleves | OH | Ohio | 39061 | Hamilton | 39.1635 | -84.7469 | 3375 | 842 | polygon | FALSE | TRUE | America/New_York | 3 | 45052 45002 | 1840010672 | [10 empty] | ClevesOH
Pine Hills | Pine Hills | CA | California | 6023 | Humboldt | 40.7313 | -124.1551 | 3375 | 128 | polygon | FALSE | FALSE | America/Los_Angeles | 3 | 95503 | 1840028396 | [10 empty] | Pine HillsCA
Glasgow | Glasgow | MT | Montana | 30105 | Valley | 48.199 | -106.6321 | 3374 | 913 | polygon | FALSE | TRUE | America/Denver | 3 | 59230 | 1840019754 | [10 empty] | GlasgowMT
Waldron | Waldron | AR | Arkansas | 5127 | Scott | 34.902 | -94.0953 | 3374 | 228 | polygon | FALSE | TRUE | America/Chicago | 3 | 72958 | 1840015500 | [10 empty] | WaldronAR
Windsor | Windsor | NC | North Carolina | 37015 | Bertie | 35.9927 | -76.9399 | 3373 | 462 | polygon | FALSE | TRUE | America/New_York | 3 | 27983 | 1840016150 | [10 empty] | WindsorNC
Grand Mound | Grand Mound | WA | Washington | 53067 | Thurston | 46.8053 | -123.0119 | 3373 | 331 | polygon | FALSE | FALSE | America/Los_Angeles | 3 | 98579 98531 | 1840017366 | [10 empty] | Grand MoundWA
Churchville | Churchville | NY | New York | 36055 | Monroe | 43.1036 | -77.8824 | 3372 | 684 | polygon | FALSE | TRUE | America/New_York | 3 | 14428 | 1840004288 | [10 empty] | ChurchvilleNY
Casa Conejo | Casa Conejo | CA | California | 6111 | Ventura | 34.1847 | -118.9445 | 3372 | 2760 | polygon | FALSE | FALSE | America/Los_Angeles | 2 | 91320 | 1840017912 | [10 empty] | Casa ConejoCA
Georgetown | Georgetown | IN | Indiana | 18043 | Floyd | 38.2958 | -85.9628 | 3371 | 634 | polygon | FALSE | TRUE | America/Kentucky/Louisville | 3 | 47122 | 1840010813 | [10 empty] | GeorgetownIN
Arcadia | Arcadia | SC | South Carolina | 45083 | Spartanburg | 34.9609 | -81.9929 | 3370 | 663 | polygon | FALSE | FALSE | America/New_York | 3 | 29320 29301 | 1840026955 | [10 empty] | ArcadiaSC
Skidway Lake | Skidway Lake | MI | Michigan | 26129 | Ogemaw | 44.1919 | -84.0467 | 3369 | 115 | polygon | FALSE | FALSE | America/Detroit | 3 | 48610 48756 | 1840004096 | [10 empty] | Skidway LakeMI
Mar-Mac | Mar-Mac | NC | North Carolina | 37191 | Wayne | 35.3345 | -78.0545 | 3368 | 285 | polygon | FALSE | FALSE | America/New_York | 3 | 28333 27530 | 1840033018 | [10 empty] | Mar-MacNC
Loyola | Loyola | CA | California | 6085 | Santa Clara | 37.3502 | -122.098 | 3367 | 911 | polygon | FALSE | FALSE | America/Los_Angeles | 3 | 94024 | 1840028385 | [10 empty] | LoyolaCA
Big Lake | Big Lake | TX | Texas | 48383 | Reagan | 31.1941 | -101.4534 | 3367 | 544 | polygon | FALSE | TRUE | America/Chicago | 3 | 76932 | 1840019543 | [10 empty] | Big LakeTX
Shady Spring | Shady Spring | WV | West Virginia | 54081 | Raleigh | 37.7032 | -81.0912 | 3366 | 213 | polygon | FALSE | FALSE | America/New_York | 3 | 25832 25918 25989 | 1840006348 | [10 empty] | Shady SpringWV
Paris | Paris | AR | Arkansas | 5083 | Logan | 35.2894 | -93.7253 | 3365 | 284 | polygon | FALSE | TRUE | America/Chicago | 3 | 72855 | 1840014586 | [10 empty] | ParisAR
North Yelm | North Yelm | WA | Washington | 53067 | Thurston | 46.9648 | -122.603 | 3365 | 389 | polygon | FALSE | FALSE | America/Los_Angeles | 3 | 98597 | 1840037880 | [10 empty] | North YelmWA
Jefferson | Jefferson | OR | Oregon | 41047 | Marion | 44.7171 | -123.0069 | 3364 | 1516 | polygon | FALSE | TRUE | America/Los_Angeles | 3 | 97352 | 1840018580 | [10 empty] | JeffersonOR
Culloden | Culloden | WV | West Virginia | 54011 | Cabell | 38.4159 | -82.0722 | 3362 | 312 | polygon | FALSE | FALSE | America/New_York | 3 | 25510 | 1840006210 | [10 empty] | CullodenWV
Tiger Point | Tiger Point | FL | Florida | 12113 | Santa Rosa | 30.3775 | -87.0578 | 3360 | 923 | polygon | FALSE | FALSE | America/Chicago | 3 | 32563 | 1840029101 | [10 empty] | Tiger PointFL
Port Monmouth | Port Monmouth | NJ | New Jersey | 34025 | Monmouth | 40.4337 | -74.101 | 3360 | 997 | polygon | FALSE | FALSE | America/New_York | 3 | 07748 07758 | 1840005447 | [10 empty] | Port MonmouthNJ
Eastlawn Gardens | Eastlawn Gardens | PA | Pennsylvania | 42095 | Northampton | 40.748 | -75.2913 | 3360 | 746 | polygon | FALSE | FALSE | America/New_York | 3 | 18064 | 1840035420 | [10 empty] | Eastlawn GardensPA
Cactus | Cactus | TX | Texas | 48341 | Moore | 36.0444 | -102.008 | 3359 | 587 | polygon | FALSE | TRUE | America/Chicago | 3 | 79013 | 1840019085 | [10 empty] | CactusTX
Bethel | Bethel | OH | Ohio | 39025 | Clermont | 38.9627 | -84.0846 | 3358 | 760 | polygon | FALSE | TRUE | America/New_York | 3 | 45106 | 1840012705 | [10 empty] | BethelOH
Burbank | Burbank | WA | Washington | 53071 | Walla Walla | 46.1991 | -118.9728 | 3358 | 98 | polygon | FALSE | FALSE | America/Los_Angeles | 3 | 99323 | 1840017383 | [10 empty] | BurbankWA
Manila | Manila | AR | Arkansas | 5093 | Mississippi | 35.8848 | -90.1653 | 3357 | 347 | polygon | FALSE | TRUE | America/Chicago | 3 | 72442 | 1840015363 | [10 empty] | ManilaAR
Kennedy | Kennedy | CA | California | 6077 | San Joaquin | 37.929 | -121.2457 | 3356 | 1069 | polygon | FALSE | FALSE | America/Los_Angeles | 3 | 95205 95206 | 1840028346 | [10 empty] | KennedyCA
Ahtanum | Ahtanum | WA | Washington | 53077 | Yakima | 46.5583 | -120.611 | 3356 | 187 | polygon | FALSE | FALSE | America/Los_Angeles | 3 | 98903 98908 98909 | 1840017368 | [10 empty] | AhtanumWA
Sleepy Eye | Sleepy Eye | MN | Minnesota | 27015 | Brown | 44.2988 | -94.7235 | 3356 | 705 | polygon | FALSE | TRUE | America/Chicago | 3 | 56085 | 1840008970 | [10 empty] | Sleepy EyeMN
Ely | Ely | MN | Minnesota | 27137 | St. Louis | 47.9054 | -91.8517 | 3355 | 443 | polygon | FALSE | TRUE | America/Chicago | 3 | 55731 | 1840007686 | [10 empty] | ElyMN
Nokomis | Nokomis | FL | Florida | 12115 | Sarasota | 27.1227 | -82.437 | 3355 | 795 | polygon | FALSE | FALSE | America/New_York | 3 | 34275 | 1840014185 | [10 empty] | NokomisFL
Delmar | Delmar | MD | Maryland | 24045 | Wicomico | 38.4451 | -75.5662 | 3354 | 766 | polygon | FALSE | TRUE | America/New_York | 3 | 21875 | 1840006220 | [10 empty] | DelmarMD
Mattapoisett Center | Mattapoisett Center | MA | Massachusetts | 25023 | Plymouth | 41.6667 | -70.8054 | 3354 | 262 | polygon | FALSE | TRUE | America/New_York | 3 | 2739 | 1840073510 | [10 empty] | Mattapoisett CenterMA
Hartford | Hartford | SD | South Dakota | 46099 | Minnehaha | 43.621 | -96.9424 | 3354 | 487 | polygon | FALSE | TRUE | America/Chicago | 2 | 57033 | 1840002653 | [10 empty] | HartfordSD
Experiment | Experiment | GA | Georgia | 13255 | Spalding | 33.2789 | -84.276 | 3352 | 435 | polygon | FALSE | FALSE | America/New_York | 3 | 30223 30212 | 1840013099 | [10 empty] | ExperimentGA
Cornville | Cornville | AZ | Arizona | 4025 | Yavapai | 34.7389 | -111.9086 | 3351 | 98 | polygon | FALSE | FALSE | America/Phoenix | 3 | 86325 | 1840017842 | [10 empty] | CornvilleAZ
Elma | Elma | WA | Washington | 53027 | Grays Harbor | 47.0055 | -123.4112 | 3351 | 507 | polygon | FALSE | TRUE | America/Los_Angeles | 3 | 98541 | 1840019844 | [10 empty] | ElmaWA
North Lakeport | North Lakeport | CA | California | 6033 | Lake | 39.0883 | -122.9054 | 3351 | 336 | polygon | FALSE | TRUE | America/Los_Angeles | 3 | 95453 | 1840037120 | [10 empty] | North LakeportCA
Houghton Lake | Houghton Lake | MI | Michigan | 26143 | Roscommon | 44.3124 | -84.7625 | 3350 | 220 | polygon | FALSE | FALSE | America/Detroit | 3 | 48651 48630 48629 | 1840004091 | [10 empty] | Houghton LakeMI
LoÃ­za | Loiza | PR | Puerto Rico | 72087 | LoÃ­za | 18.431 | -65.88 | 3349 | 2504 | polygon | FALSE | FALSE | America/Puerto_Rico | 2 | 772 | 1630035508 | [10 empty] | LoÃ­zaPR
Lincoln Heights | Lincoln Heights | OH | Ohio | 39061 | Hamilton | 39.2434 | -84.457 | 3349 | 1739 | polygon | FALSE | TRUE | America/New_York | 3 | 45215 | 1840003822 | [10 empty] | Lincoln HeightsOH
Northlake | Northlake | TX | Texas | 48121 | Denton | 33.0802 | -97.2545 | 3348 | 76 | polygon | FALSE | TRUE | America/Chicago | 3 | 76226 76247 76262 | 1840022989 | [10 empty] | NorthlakeTX
Pixley | Pixley | CA | California | 6107 | Tulare | 35.9769 | -119.2889 | 3347 | 414 | polygon | FALSE | FALSE | America/Los_Angeles | 3 | 93256 | 1840019036 | [10 empty] | PixleyCA
Lake Placid | Lake Placid | NY | New York | 36031 | Essex | 44.2838 | -73.9855 | 3347 | 663 | polygon | FALSE | TRUE | America/New_York | 3 | 12946 | 1840004089 | [10 empty] | Lake PlacidNY
Howe | Howe | TX | Texas | 48181 | Grayson | 33.5066 | -96.6155 | 3346 | 253 | polygon | FALSE | TRUE | America/Chicago | 3 | 75495 75459 | 1840021960 | [10 empty] | HoweTX
Reno | Reno | TX | Texas | 48277 | Lamar | 33.6659 | -95.4768 | 3346 | 314 | polygon | FALSE | TRUE | America/Chicago | 3 | 75462 | 1840020592 | [10 empty] | RenoTX
Shallowater | Shallowater | TX | Texas | 48303 | Lubbock | 33.6901 | -101.9893 | 3346 | 687 | polygon | FALSE | TRUE | America/Chicago | 3 | 79363 | 1840021981 | [10 empty] | ShallowaterTX
Peshtigo | Peshtigo | WI | Wisconsin | 55075 | Marinette | 45.0556 | -87.7476 | 3345 | 428 | polygon | FALSE | TRUE | America/Chicago | 3 | 54157 | 1840003932 | [10 empty] | PeshtigoWI
Oak Valley | Oak Valley | NJ | New Jersey | 34015 | Gloucester | 39.8055 | -75.1589 | 3345 | 1851 | polygon | FALSE | FALSE | America/New_York | 3 | 8090 | 1840033371 | [10 empty] | Oak ValleyNJ
Manor | Manor | PA | Pennsylvania | 42129 | Westmoreland | 40.3459 | -79.6693 | 3344 | 674 | polygon | FALSE | TRUE | America/New_York | 3 | 15642 15665 15636 | 1840001145 | [10 empty] | ManorPA
Corunna | Corunna | MI | Michigan | 26155 | Shiawassee | 42.9838 | -84.1163 | 3344 | 406 | polygon | FALSE | TRUE | America/Detroit | 3 | 48817 | 1840003070 | [10 empty] | CorunnaMI
Crestview Hills | Crestview Hills | KY | Kentucky | 21117 | Kenton | 39.0249 | -84.5695 | 3343 | 679 | polygon | FALSE | TRUE | America/New_York | 3 | 41017 | 1840014265 | [10 empty] | Crestview HillsKY
Hollywood Park | Hollywood Park | TX | Texas | 48029 | Bexar | 29.5994 | -98.4841 | 3342 | 892 | polygon | FALSE | TRUE | America/Chicago | 3 | 78232 | 1840022228 | [10 empty] | Hollywood ParkTX
Mansfield | Mansfield | PA | Pennsylvania | 42117 | Tioga | 41.8062 | -77.0787 | 3341 | 597 | polygon | FALSE | TRUE | America/New_York | 3 | 16933 | 1840003301 | [10 empty] | MansfieldPA
Kinsey | Kinsey | AL | Alabama | 1069 | Houston | 31.2926 | -85.3353 | 3341 | 72 | polygon | FALSE | TRUE | America/Chicago | 3 | 36303 36345 | 1840017127 | [10 empty] | KinseyAL
Auburn | Auburn | NE | Nebraska | 31127 | Nemaha | 40.3894 | -95.8436 | 3337 | 588 | polygon | FALSE | TRUE | America/Chicago | 3 | 68305 | 1840007232 | [10 empty] | AuburnNE
Mayfield | Mayfield | OH | Ohio | 39035 | Cuyahoga | 41.5501 | -81.4369 | 3337 | 325 | polygon | FALSE | TRUE | America/New_York | 3 | 44040 44143 | 1840000612 | [10 empty] | MayfieldOH
Schnecksville | Schnecksville | PA | Pennsylvania | 42077 | Lehigh | 40.6693 | -75.6116 | 3336 | 478 | polygon | FALSE | FALSE | America/New_York | 3 | 18078 | 1840005374 | [10 empty] | SchnecksvillePA
Fairchild AFB | Fairchild AFB | WA | Washington | 53063 | Spokane | 47.6186 | -117.6484 | 3336 | 194 | polygon | TRUE | TRUE | America/Los_Angeles | 3 | 99011 | 1840073916 | [10 empty] | Fairchild AFBWA
Mackinaw | Mackinaw | IL | Illinois | 17179 | Tazewell | 40.5342 | -89.3551 | 3335 | 613 | polygon | FALSE | TRUE | America/Chicago | 3 | 61755 | 1840011989 | [10 empty] | MackinawIL
Dade City North | Dade City North | FL | Florida | 12101 | Pasco | 28.3838 | -82.1943 | 3335 | 783 | polygon | FALSE | TRUE | America/New_York | 3 | 33525 33523 | 1840073823 | [10 empty] | Dade City NorthFL
Nicholls | Nicholls | GA | Georgia | 13069 | Coffee | 31.5191 | -82.6386 | 3333 | 696 | polygon | FALSE | TRUE | America/New_York | 3 | 31554 | 1840014947 | [10 empty] | NichollsGA
Waterloo | Waterloo | WI | Wisconsin | 55055 | Jefferson | 43.1835 | -88.9898 | 3333 | 337 | polygon | FALSE | TRUE | America/Chicago | 3 | 53594 | 1840002999 | [10 empty] | WaterlooWI
Lake Holm | Lake Holm | WA | Washington | 53033 | King | 47.2986 | -122.1335 | 3331 | 153 | polygon | FALSE | TRUE | America/Los_Angeles | 3 | 98092 | 1840041966 | [10 empty] | Lake HolmWA
Blennerhassett | Blennerhassett | WV | West Virginia | 54107 | Wood | 39.2562 | -81.6316 | 3330 | 258 | polygon | FALSE | FALSE | America/New_York | 3 | 26101 26181 | 1840005781 | [10 empty] | BlennerhassettWV
Kingwood | Kingwood | WV | West Virginia | 54077 | Preston | 39.4719 | -79.6822 | 3330 | 485 | polygon | FALSE | TRUE | America/New_York | 3 | 26537 | 1840005651 | [10 empty] | KingwoodWV
Inwood | Inwood | WV | West Virginia | 54003 | Berkeley | 39.3538 | -78.0552 | 3330 | 450 | polygon | FALSE | FALSE | America/New_York | 3 | 25420 25428 | 1840005740 | [10 empty] | InwoodWV
Blackstone | Blackstone | VA | Virginia | 51135 | Nottoway | 37.0821 | -78.0029 | 3329 | 285 | polygon | FALSE | TRUE | America/New_York | 3 | 23824 | 1840006460 | [10 empty] | BlackstoneVA
Hardwick | Hardwick | GA | Georgia | 13009 | Baldwin | 33.0523 | -83.244 | 3329 | 264 | polygon | FALSE | FALSE | America/New_York | 3 | 31061 31034 | 1840013785 | [10 empty] | HardwickGA
Lake California | Lake California | CA | California | 6103 | Tehama | 40.3608 | -122.2102 | 3329 | 204 | polygon | FALSE | TRUE | America/Los_Angeles | 3 | 96022 | 1840042932 | [10 empty] | Lake CaliforniaCA
Pottsgrove | Pottsgrove | PA | Pennsylvania | 42091 | Montgomery | 40.2644 | -75.6093 | 3328 | 464 | polygon | FALSE | FALSE | America/New_York | 3 | 19464 | 1840035435 | [10 empty] | PottsgrovePA
Sherwood | Sherwood | OH | Ohio | 39061 | Hamilton | 39.0853 | -84.3608 | 3328 | 1201 | polygon | FALSE | FALSE | America/New_York | 3 | 45230 | 1840149141 | [10 empty] | SherwoodOH
Collinsville | Collinsville | CT | Connecticut | 9003 | Hartford | 41.819 | -72.922 | 3328 | 410 | polygon | FALSE | FALSE | America/New_York | 3 | 6019 | 1840004779 | [10 empty] | CollinsvilleCT
Pottsville | Pottsville | AR | Arkansas | 5115 | Pope | 35.2314 | -93.0652 | 3327 | 93 | polygon | FALSE | TRUE | America/Chicago | 3 | 72858 72802 | 1840014540 | [10 empty] | PottsvilleAR
Carthage | Carthage | TN | Tennessee | 47159 | Smith | 36.2566 | -85.943 | 3327 | 311 | polygon | FALSE | TRUE | America/Chicago | 3 | 37030 | 1840016096 | [10 empty] | CarthageTN
Hemlock Farms | Hemlock Farms | PA | Pennsylvania | 42103 | Pike | 41.3157 | -75.0515 | 3326 | 166 | polygon | FALSE | FALSE | America/New_York | 3 | 18428 | 1840035012 | [10 empty] | Hemlock FarmsPA
Upland | Upland | PA | Pennsylvania | 42045 | Delaware | 39.8562 | -75.3795 | 3326 | 1978 | polygon | FALSE | TRUE | America/New_York | 3 | 19015 19013 | 1840000714 | [10 empty] | UplandPA
Bajadero | Bajadero | PR | Puerto Rico | 72013 | Arecibo | 18.4235 | -66.677 | 3326 | 684 | polygon | FALSE | FALSE | America/Puerto_Rico | 3 | 616 | 1630035615 | [10 empty] | BajaderoPR
Bainbridge | Bainbridge | OH | Ohio | 39055 | Geauga | 41.3944 | -81.3366 | 3326 | 378 | polygon | FALSE | FALSE | America/New_York | 3 | 44023 | 1840152715 | [10 empty] | BainbridgeOH
Laurel Lake | Laurel Lake | NJ | New Jersey | 34011 | Cumberland | 39.3265 | -75.0306 | 3325 | 738 | polygon | FALSE | FALSE | America/New_York | 3 | 8332 | 1840005752 | [10 empty] | Laurel LakeNJ
Kamas | Kamas | UT | Utah | 49043 | Summit | 40.6499 | -111.2723 | 3324 | 238 | polygon | FALSE | TRUE | America/Denver | 3 | 84036 | 1840018726 | [10 empty] | KamasUT
Winchester | Winchester | CA | California | 6065 | Riverside | 33.7146 | -117.0775 | 3322 | 160 | polygon | FALSE | FALSE | America/Los_Angeles | 3 | 92545 92596 | 1840019295 | [10 empty] | WinchesterCA
Barron | Barron | WI | Wisconsin | 55005 | Barron | 45.4015 | -91.8476 | 3322 | 439 | polygon | FALSE | TRUE | America/Chicago | 3 | 54812 | 1840002069 | [10 empty] | BarronWI
Story City | Story City | IA | Iowa | 19169 | Story | 42.1866 | -93.5864 | 3320 | 464 | polygon | FALSE | TRUE | America/Chicago | 3 | 50248 | 1840009175 | [10 empty] | Story CityIA
Graniteville | Graniteville | SC | South Carolina | 45003 | Aiken | 33.5646 | -81.8079 | 3320 | 387 | polygon | FALSE | FALSE | America/New_York | 3 | 29829 | 1840026989 | [10 empty] | GranitevilleSC
Desert Edge | Desert Edge | CA | California | 6065 | Riverside | 33.9223 | -116.4401 | 3319 | 565 | polygon | FALSE | FALSE | America/Los_Angeles | 3 | 92241 | 1840022907 | [10 empty] | Desert EdgeCA
Sharpsburg | Sharpsburg | PA | Pennsylvania | 42003 | Allegheny | 40.494 | -79.9251 | 3318 | 2676 | polygon | FALSE | TRUE | America/New_York | 2 | 15215 | 1840001262 | [10 empty] | SharpsburgPA
Cherryvale | Cherryvale | SC | South Carolina | 45085 | Sumter | 33.9543 | -80.4609 | 3318 | 708 | polygon | FALSE | FALSE | America/New_York | 3 | 29154 | 1840013667 | [10 empty] | CherryvaleSC
Chattahoochee Hills | Chattahoochee Hills | GA | Georgia | 13121 | Fulton | 33.5695 | -84.7441 | 3318 | 22 | polygon | FALSE | TRUE | America/New_York | 3 | 30268 30213 | 1840022892 | [10 empty] | Chattahoochee HillsGA
Chandler | Chandler | IN | Indiana | 18173 | Warrick | 38.0368 | -87.3747 | 3318 | 472 | polygon | FALSE | TRUE | America/Chicago | 3 | 47610 | 1840009835 | [10 empty] | ChandlerIN
Ellsworth | Ellsworth | WI | Wisconsin | 55093 | Pierce | 44.7364 | -92.4806 | 3317 | 337 | polygon | FALSE | TRUE | America/Chicago | 3 | 54010 54011 | 1840002283 | [10 empty] | EllsworthWI
Alamo | Alamo | GA | Georgia | 13309 | Wheeler | 32.1469 | -82.7798 | 3317 | 653 | polygon | FALSE | TRUE | America/New_York | 3 | 30411 | 1840015824 | [10 empty] | AlamoGA
South Nyack | South Nyack | NY | New York | 36087 | Rockland | 41.0798 | -73.9127 | 3316 | 2121 | polygon | FALSE | TRUE | America/New_York | 2 | 10960 | 1840004985 | [10 empty] | South NyackNY
Fulton | Fulton | IL | Illinois | 17195 | Whiteside | 41.865 | -90.1593 | 3315 | 547 | polygon | FALSE | TRUE | America/Chicago | 3 | 61252 | 1840008148 | [10 empty] | FultonIL
Port Ewen | Port Ewen | NY | New York | 36111 | Ulster | 41.9048 | -73.9776 | 3315 | 648 | polygon | FALSE | FALSE | America/New_York | 3 | 12466 12417 12487 | 1840004711 | [10 empty] | Port EwenNY
Salem Heights | Salem Heights | OH | Ohio | 39061 | Hamilton | 39.0658 | -84.384 | 3314 | 786 | polygon | FALSE | FALSE | America/New_York | 3 | 45230 | 1840034161 | [10 empty] | Salem HeightsOH
New Baden | New Baden | IL | Illinois | 17027 | Clinton | 38.5368 | -89.7071 | 3314 | 685 | polygon | FALSE | TRUE | America/Chicago | 3 | 62265 | 1840012858 | [10 empty] | New BadenIL
Edcouch | Edcouch | TX | Texas | 48215 | Hidalgo | 26.2937 | -97.9631 | 3313 | 1236 | polygon | FALSE | TRUE | America/Chicago | 3 | 78538 | 1840021019 | [10 empty] | EdcouchTX
Patillas | Patillas | PR | Puerto Rico | 72109 | Patillas | 18.0069 | -66.0134 | 3313 | 1123 | polygon | FALSE | FALSE | America/Puerto_Rico | 3 | 723 | 1630023610 | [10 empty] | PatillasPR
Chesnee | Chesnee | SC | South Carolina | 45083 | Spartanburg | 35.1459 | -81.8627 | 3310 | 325 | polygon | FALSE | TRUE | America/New_York | 3 | 29323 | 1840014614 | [10 empty] | ChesneeSC
Pleasant Gap | Pleasant Gap | PA | Pennsylvania | 42027 | Centre | 40.8673 | -77.7439 | 3310 | 781 | polygon | FALSE | FALSE | America/New_York | 3 | 16823 | 1840005161 | [10 empty] | Pleasant GapPA
Islandia | Islandia | NY | New York | 36103 | Suffolk | 40.8068 | -73.1711 | 3309 | 577 | polygon | FALSE | TRUE | America/New_York | 3 | 11749 | 1840005120 | [10 empty] | IslandiaNY
Etna | Etna | PA | Pennsylvania | 42003 | Allegheny | 40.4975 | -79.9476 | 3308 | 1748 | polygon | FALSE | TRUE | America/New_York | 3 | 15223 | 1840001231 | [10 empty] | EtnaPA
Waialua | Waialua | HI | Hawaii | 15003 | Honolulu | 21.566 | -158.1198 | 3308 | 582 | polygon | FALSE | FALSE | Pacific/Honolulu | 3 | 96791 | 1840023255 | [10 empty] | WaialuaHI
Ponce Inlet | Ponce Inlet | FL | Florida | 12127 | Volusia | 29.0927 | -80.9473 | 3308 | 284 | polygon | FALSE | TRUE | America/New_York | 3 | 32127 32168 | 1840017227 | [10 empty] | Ponce InletFL
Lake Junaluska | Lake Junaluska | NC | North Carolina | 37087 | Haywood | 35.5305 | -82.9749 | 3307 | 239 | polygon | FALSE | FALSE | America/New_York | 3 | 28745 28786 28785 | 1840013416 | [10 empty] | Lake JunaluskaNC
Taylor Creek | Taylor Creek | OH | Ohio | 39061 | Hamilton | 39.2364 | -84.6796 | 3307 | 151 | polygon | FALSE | TRUE | America/New_York | 3 | 45247 | 1840042385 | [10 empty] | Taylor CreekOH
Wellsville | Wellsville | OH | Ohio | 39029 | Columbiana | 40.6042 | -80.655 | 3306 | 708 | polygon | FALSE | TRUE | America/New_York | 3 | 43968 | 1840002784 | [10 empty] | WellsvilleOH
Stanhope | Stanhope | NJ | New Jersey | 34037 | Sussex | 40.9141 | -74.7027 | 3306 | 694 | polygon | FALSE | TRUE | America/New_York | 3 | 7874 | 1840000788 | [10 empty] | StanhopeNJ
Greensboro | Greensboro | GA | Georgia | 13133 | Greene | 33.5678 | -83.1878 | 3304 | 189 | polygon | FALSE | TRUE | America/New_York | 3 | 30642 | 1840013744 | [10 empty] | GreensboroGA
Goshen | Goshen | CA | California | 6107 | Tulare | 36.3518 | -119.421 | 3304 | 717 | polygon | FALSE | FALSE | America/Los_Angeles | 3 | 93291 93227 | 1840017693 | [10 empty] | GoshenCA
Moreland Hills | Moreland Hills | OH | Ohio | 39035 | Cuyahoga | 41.4422 | -81.4294 | 3303 | 178 | polygon | FALSE | TRUE | America/New_York | 3 | 44022 | 1840000615 | [10 empty] | Moreland HillsOH
Manistique | Manistique | MI | Michigan | 26153 | Schoolcraft | 45.9591 | -86.2507 | 3303 | 353 | polygon | FALSE | TRUE | America/Detroit | 3 | 49854 | 1840001966 | [10 empty] | ManistiqueMI
Spring City | Spring City | PA | Pennsylvania | 42029 | Chester | 40.1768 | -75.5466 | 3303 | 1661 | polygon | FALSE | TRUE | America/New_York | 3 | 19475 | 1840001435 | [10 empty] | Spring CityPA
Santo Domingo | Santo Domingo | PR | Puerto Rico | 72111 | PeÃ±uelas | 18.0722 | -66.7458 | 3302 | 595 | polygon | FALSE | FALSE | America/Puerto_Rico | 3 | 624 | 1630035582 | [10 empty] | Santo DomingoPR
Elma Center | Elma Center | NY | New York | 36029 | Erie | 42.8282 | -78.6342 | 3301 | 203 | polygon | FALSE | FALSE | America/New_York | 3 | 14059 | 1840004372 | [10 empty] | Elma CenterNY
Long Prairie | Long Prairie | MN | Minnesota | 27153 | Todd | 45.9775 | -94.8629 | 3301 | 465 | polygon | FALSE | TRUE | America/Chicago | 3 | 56347 | 1840008859 | [10 empty] | Long PrairieMN
Haviland | Haviland | NY | New York | 36027 | Dutchess | 41.7682 | -73.9007 | 3300 | 331 | polygon | FALSE | FALSE | America/New_York | 3 | 12601 12538 | 1840034051 | [10 empty] | HavilandNY
Winnsboro | Winnsboro | TX | Texas | 48499 | Wood | 32.9557 | -95.2909 | 3299 | 340 | polygon | FALSE | TRUE | America/Chicago | 3 | 75494 | 1840022037 | [10 empty] | WinnsboroTX
Shark River Hills | Shark River Hills | NJ | New Jersey | 34025 | Monmouth | 40.1923 | -74.0463 | 3299 | 1487 | polygon | FALSE | FALSE | America/New_York | 3 | 07719 07753 | 1840005450 | [10 empty] | Shark River HillsNJ
Plainview | Plainview | MN | Minnesota | 27157 | Wabasha | 44.1648 | -92.1697 | 3298 | 594 | polygon | FALSE | TRUE | America/Chicago | 3 | 55964 | 1840008973 | [10 empty] | PlainviewMN
Paloma Creek | Paloma Creek | TX | Texas | 48121 | Denton | 33.2253 | -96.9371 | 3298 | 2769 | polygon | FALSE | TRUE | America/Chicago | 2 | 76227 | 1840041379 | [10 empty] | Paloma CreekTX
Melbourne Beach | Melbourne Beach | FL | Florida | 12009 | Brevard | 28.0668 | -80.561 | 3298 | 1289 | polygon | FALSE | TRUE | America/New_York | 3 | 32951 | 1840017233 | [10 empty] | Melbourne BeachFL
Balcones Heights | Balcones Heights | TX | Texas | 48029 | Bexar | 29.49 | -98.5503 | 3296 | 1958 | polygon | FALSE | TRUE | America/Chicago | 3 | 78201 78213 | 1840019654 | [10 empty] | Balcones HeightsTX
Haughton | Haughton | LA | Louisiana | 22015 | Bossier | 32.5271 | -93.5042 | 3296 | 221 | polygon | FALSE | TRUE | America/Chicago | 3 | 71037 | 1840015770 | [10 empty] | HaughtonLA
Grantville | Grantville | GA | Georgia | 13077 | Coweta | 33.2371 | -84.8293 | 3296 | 219 | polygon | FALSE | TRUE | America/New_York | 3 | 30220 | 1840013760 | [10 empty] | GrantvilleGA
El Verano | El Verano | CA | California | 6097 | Sonoma | 38.2975 | -122.4915 | 3295 | 1111 | polygon | FALSE | FALSE | America/Los_Angeles | 3 | 95476 95433 | 1840017573 | [10 empty] | El VeranoCA
Cloverdale | Cloverdale | VA | Virginia | 51023 | Botetourt | 37.3566 | -79.9055 | 3294 | 410 | polygon | FALSE | FALSE | America/New_York | 3 | 24077 24019 | 1840006375 | [10 empty] | CloverdaleVA
Pretty Bayou | Pretty Bayou | FL | Florida | 12005 | Bay | 30.1976 | -85.6975 | 3293 | 774 | polygon | FALSE | FALSE | America/Chicago | 3 | 32405 | 1840029069 | [10 empty] | Pretty BayouFL
Littleton Common | Littleton Common | MA | Massachusetts | 25017 | Middlesex | 42.5352 | -71.4727 | 3293 | 359 | polygon | FALSE | FALSE | America/New_York | 3 | 1460 | 1840003139 | [10 empty] | Littleton CommonMA
Hillsboro | Hillsboro | MO | Missouri | 29099 | Jefferson | 38.233 | -90.5671 | 3292 | 330 | polygon | FALSE | TRUE | America/Chicago | 3 | 63050 | 1840007508 | [10 empty] | HillsboroMO
Newbern | Newbern | TN | Tennessee | 47045 | Dyer | 36.1169 | -89.2713 | 3292 | 280 | polygon | FALSE | TRUE | America/Chicago | 3 | 38059 | 1840016161 | [10 empty] | NewbernTN
Cuba | Cuba | MO | Missouri | 29055 | Crawford | 38.0671 | -91.4057 | 3292 | 398 | polygon | FALSE | TRUE | America/Chicago | 3 | 65453 | 1840007531 | [10 empty] | CubaMO
Pagedale | Pagedale | MO | Missouri | 29189 | St. Louis | 38.6802 | -90.308 | 3291 | 1055 | polygon | FALSE | TRUE | America/Chicago | 3 | 63133 | 1840009745 | [10 empty] | PagedaleMO
Lindsborg | Lindsborg | KS | Kansas | 20113 | McPherson | 38.5773 | -97.6738 | 3290 | 698 | polygon | FALSE | TRUE | America/Chicago | 3 | 67456 | 1840001658 | [10 empty] | LindsborgKS
Orange | Orange | OH | Ohio | 39035 | Cuyahoga | 41.4415 | -81.4743 | 3290 | 333 | polygon | FALSE | TRUE | America/New_York | 3 | 44122 44022 | 1840003405 | [10 empty] | OrangeOH
Carthage | Carthage | NY | New York | 36045 | Jefferson | 43.9837 | -75.6021 | 3289 | 523 | polygon | FALSE | TRUE | America/New_York | 3 | 13619 | 1840004125 | [10 empty] | CarthageNY
Citrus City | Citrus City | TX | Texas | 48215 | Hidalgo | 26.3281 | -98.3923 | 3288 | 621 | polygon | FALSE | FALSE | America/Chicago | 3 | 78574 | 1840023200 | [10 empty] | Citrus CityTX
Springdale | Springdale | PA | Pennsylvania | 42003 | Allegheny | 40.5409 | -79.782 | 3288 | 1359 | polygon | FALSE | TRUE | America/New_York | 3 | 15144 | 1840001263 | [10 empty] | SpringdalePA
Medina | Medina | WA | Washington | 53033 | King | 47.6273 | -122.2427 | 3288 | 884 | polygon | FALSE | TRUE | America/Los_Angeles | 3 | 98039 | 1840019829 | [10 empty] | MedinaWA
Blue Ridge | Blue Ridge | VA | Virginia | 51023 | Botetourt | 37.3783 | -79.8206 | 3288 | 208 | polygon | FALSE | FALSE | America/New_York | 3 | 24064 | 1840006374 | [10 empty] | Blue RidgeVA
West Lake Hills | West Lake Hills | TX | Texas | 48453 | Travis | 30.292 | -97.8083 | 3286 | 353 | polygon | FALSE | TRUE | America/Chicago | 3 | 78746 | 1840022180 | [10 empty] | West Lake HillsTX
Seacliff | Seacliff | CA | California | 6087 | Santa Cruz | 36.977 | -121.9176 | 3286 | 1738 | polygon | FALSE | FALSE | America/Los_Angeles | 3 | 95003 | 1840028410 | [10 empty] | SeacliffCA
Pendleton | Pendleton | SC | South Carolina | 45007 | Anderson | 34.6454 | -82.7821 | 3285 | 275 | polygon | FALSE | TRUE | America/New_York | 3 | 29670 | 1840016578 | [10 empty] | PendletonSC
Ohioville | Ohioville | PA | Pennsylvania | 42007 | Beaver | 40.6872 | -80.4783 | 3284 | 54 | polygon | FALSE | TRUE | America/New_York | 3 | 15059 15052 | 1840001028 | [10 empty] | OhiovillePA
West Point | West Point | NE | Nebraska | 31039 | Cuming | 41.8378 | -96.7062 | 3283 | 458 | polygon | FALSE | TRUE | America/Chicago | 3 | 68788 | 1840003222 | [10 empty] | West PointNE
Lincoln Park | Lincoln Park | CO | Colorado | 8043 | Fremont | 38.4255 | -105.2132 | 3283 | 334 | polygon | FALSE | FALSE | America/Denver | 3 | 81212 | 1840018853 | [10 empty] | Lincoln ParkCO
Lakeland | Lakeland | GA | Georgia | 13173 | Lanier | 31.041 | -83.0748 | 3282 | 410 | polygon | FALSE | TRUE | America/New_York | 3 | 31635 | 1840012921 | [10 empty] | LakelandGA
Mount Oliver | Mount Oliver | PA | Pennsylvania | 42003 | Allegheny | 40.4113 | -79.9856 | 3281 | 3731 | polygon | FALSE | TRUE | America/New_York | 2 | 15210 | 1840001246 | [10 empty] | Mount OliverPA
Ainaloa | Ainaloa | HI | Hawaii | 15001 | Hawaii | 19.5214 | -154.9944 | 3279 | 641 | polygon | FALSE | FALSE | Pacific/Honolulu | 3 | 96778 | 1840029568 | [10 empty] | AinaloaHI
Tybee Island | Tybee Island | GA | Georgia | 13051 | Chatham | 32.01 | -80.8527 | 3279 | 405 | polygon | FALSE | TRUE | America/New_York | 3 | 31328 | 1840015831 | [10 empty] | Tybee IslandGA
Essexville | Essexville | MI | Michigan | 26017 | Bay | 43.6123 | -83.8423 | 3278 | 977 | polygon | FALSE | TRUE | America/Detroit | 3 | 48732 | 1840002584 | [10 empty] | EssexvilleMI
Pine Grove | Pine Grove | PA | Pennsylvania | 42107 | Schuylkill | 40.5534 | -76.386 | 3277 | 750 | polygon | FALSE | TRUE | America/New_York | 3 | 17963 | 1840002772 | [10 empty] | Pine GrovePA
Lagrange | Lagrange | IN | Indiana | 18087 | LaGrange | 41.6481 | -85.4181 | 3277 | 597 | polygon | FALSE | TRUE | America/Indiana/Indianapolis | 3 | 46761 | 1840013851 | [10 empty] | LagrangeIN
Sonterra | Sonterra | TX | Texas | 48491 | Williamson | 30.8081 | -97.5953 | 3276 | 527 | polygon | FALSE | FALSE | America/Chicago | 3 | 76537 | 1840033584 | [10 empty] | SonterraTX
Grand Point | Grand Point | LA | Louisiana | 22093 | St. James | 30.0451 | -90.7488 | 3275 | 294 | polygon | FALSE | FALSE | America/Chicago | 3 | 70763 | 1840025127 | [10 empty] | Grand PointLA
Summersville | Summersville | WV | West Virginia | 54067 | Nicholas | 38.2865 | -80.841 | 3274 | 281 | polygon | FALSE | TRUE | America/New_York | 3 | 26651 | 1840006227 | [10 empty] | SummersvilleWV
West End-Cobb Town | West End-Cobb Town | AL | Alabama | 1015 | Calhoun | 33.6526 | -85.8742 | 3274 | 306 | polygon | FALSE | TRUE | America/Chicago | 3 | 36201 | 1840073855 | [10 empty] | West End-Cobb TownAL
Dundee | Dundee | OR | Oregon | 41071 | Yamhill | 45.2759 | -123.0072 | 3274 | 949 | polygon | FALSE | TRUE | America/Los_Angeles | 3 | 97115 | 1840018575 | [10 empty] | DundeeOR
Grand Saline | Grand Saline | TX | Texas | 48467 | Van Zandt | 32.6776 | -95.7114 | 3273 | 584 | polygon | FALSE | TRUE | America/Chicago | 3 | 75140 | 1840020915 | [10 empty] | Grand SalineTX
Howards Grove | Howards Grove | WI | Wisconsin | 55117 | Sheboygan | 43.8261 | -87.8232 | 3272 | 567 | polygon | FALSE | TRUE | America/Chicago | 3 | 53083 | 1840002619 | [10 empty] | Howards GroveWI
Esparto | Esparto | CA | California | 6113 | Yolo | 38.6934 | -122.0241 | 3272 | 274 | polygon | FALSE | FALSE | America/Los_Angeles | 3 | 95627 | 1840017569 | [10 empty] | EspartoCA
Jones Creek | Jones Creek | TX | Texas | 48039 | Brazoria | 28.9752 | -95.4714 | 3271 | 318 | polygon | FALSE | TRUE | America/Chicago | 3 | 77541 | 1840023163 | [10 empty] | Jones CreekTX
Montrose | Montrose | NY | New York | 36119 | Westchester | 41.2455 | -73.9376 | 3270 | 782 | polygon | FALSE | FALSE | America/New_York | 3 | 10548 | 1840024180 | [10 empty] | MontroseNY
White Pine | White Pine | TN | Tennessee | 47089 | Jefferson | 36.1087 | -83.297 | 3269 | 329 | polygon | FALSE | TRUE | America/New_York | 3 | 37890 | 1840016169 | [10 empty] | White PineTN
Marysville | Marysville | KS | Kansas | 20117 | Marshall | 39.8431 | -96.6386 | 3269 | 275 | polygon | FALSE | TRUE | America/Chicago | 3 | 66508 | 1840003768 | [10 empty] | MarysvilleKS
Hahnville | Hahnville | LA | Louisiana | 22089 | St. Charles | 29.9641 | -90.4141 | 3269 | 227 | polygon | FALSE | FALSE | America/Chicago | 3 | 70057 | 1840013974 | [10 empty] | HahnvilleLA
Agua Dulce | Agua Dulce | TX | Texas | 48141 | El Paso | 31.6549 | -106.1369 | 3268 | 161 | polygon | FALSE | FALSE | America/Denver | 3 | 79928 | 1840142999 | [10 empty] | Agua DulceTX
Baldwyn | Baldwyn | MS | Mississippi | 28081 | Lee | 34.5071 | -88.6416 | 3268 | 108 | polygon | FALSE | TRUE | America/Chicago | 3 | 38824 38880 | 1840013590 | [10 empty] | BaldwynMS
Mauriceville | Mauriceville | TX | Texas | 48361 | Orange | 30.2187 | -93.8758 | 3267 | 149 | polygon | FALSE | FALSE | America/Chicago | 3 | 77632 77626 | 1840018246 | [10 empty] | MauricevilleTX
Blissfield | Blissfield | MI | Michigan | 26091 | Lenawee | 41.8311 | -83.8635 | 3266 | 568 | polygon | FALSE | TRUE | America/Detroit | 3 | 49228 | 1840011371 | [10 empty] | BlissfieldMI
Crockett | Crockett | CA | California | 6013 | Contra Costa | 38.0519 | -122.2201 | 3265 | 1186 | polygon | FALSE | FALSE | America/Los_Angeles | 3 | 94525 | 1840017608 | [10 empty] | CrockettCA
Carrollton | Carrollton | OH | Ohio | 39019 | Carroll | 40.5788 | -81.0907 | 3265 | 424 | polygon | FALSE | TRUE | America/New_York | 3 | 44615 | 1840010383 | [10 empty] | CarrolltonOH
North Wales | North Wales | PA | Pennsylvania | 42091 | Montgomery | 40.2111 | -75.2744 | 3265 | 2146 | polygon | FALSE | TRUE | America/New_York | 2 | 19454 19455 | 1840001371 | [10 empty] | North WalesPA
Somerville | Somerville | TN | Tennessee | 47047 | Fayette | 35.2352 | -89.3869 | 3264 | 92 | polygon | FALSE | TRUE | America/Chicago | 3 | 38068 | 1840017868 | [10 empty] | SomervilleTN
Rural Hall | Rural Hall | NC | North Carolina | 37067 | Forsyth | 36.2251 | -80.2973 | 3264 | 442 | polygon | FALSE | TRUE | America/New_York | 3 | 27045 27094 27098 27099 | 1840017727 | [10 empty] | Rural HallNC
Hilliard | Hilliard | FL | Florida | 12089 | Nassau | 30.6865 | -81.9212 | 3263 | 228 | polygon | FALSE | TRUE | America/New_York | 3 | 32046 | 1840017180 | [10 empty] | HilliardFL
Leisuretowne | Leisuretowne | NJ | New Jersey | 34005 | Burlington | 39.8987 | -74.7052 | 3262 | 655 | polygon | FALSE | FALSE | America/New_York | 3 | 8088 | 1840005521 | [10 empty] | LeisuretowneNJ
Pomona | Pomona | NY | New York | 36087 | Rockland | 41.1892 | -74.0543 | 3262 | 525 | polygon | FALSE | TRUE | America/New_York | 3 | 10901 10970 | 1840004983 | [10 empty] | PomonaNY
Denver | Denver | NC | North Carolina | 37109 | Lincoln | 35.5344 | -81.034 | 3261 | 212 | polygon | FALSE | FALSE | America/New_York | 3 | 28037 | 1840024951 | [10 empty] | DenverNC
Livingston | Livingston | AL | Alabama | 1119 | Sumter | 32.5982 | -88.1891 | 3260 | 176 | polygon | FALSE | TRUE | America/Chicago | 3 | 35470 | 1840005153 | [10 empty] | LivingstonAL
Sugar Creek | Sugar Creek | MO | Missouri | 29095 | Jackson | 39.1421 | -94.4018 | 3260 | 119 | polygon | FALSE | TRUE | America/Chicago | 3 | 64058 64054 64050 64053 | 1840009680 | [10 empty] | Sugar CreekMO
Lordstown | Lordstown | OH | Ohio | 39155 | Trumbull | 41.1684 | -80.859 | 3258 | 54 | polygon | FALSE | TRUE | America/New_York | 3 | 44440 44481 44482 | 1840000651 | [10 empty] | LordstownOH
Cambrian Park | Cambrian Park | CA | California | 6085 | Santa Clara | 37.2563 | -121.9287 | 3258 | 2061 | polygon | FALSE | FALSE | America/Los_Angeles | 2 | 95124 | 1840017639 | [10 empty] | Cambrian ParkCA
Philippi | Philippi | WV | West Virginia | 54001 | Barbour | 39.1487 | -80.0418 | 3257 | 444 | polygon | FALSE | TRUE | America/New_York | 3 | 26416 | 1840005883 | [10 empty] | PhilippiWV
Spencer | Spencer | NC | North Carolina | 37159 | Rowan | 35.6989 | -80.4248 | 3257 | 409 | polygon | FALSE | TRUE | America/New_York | 3 | 28144 28159 | 1840017787 | [10 empty] | SpencerNC
West Point | West Point | VA | Virginia | 51101 | King William | 37.5519 | -76.8017 | 3257 | 248 | polygon | FALSE | TRUE | America/New_York | 3 | 23181 | 1840006367 | [10 empty] | West PointVA
Chickamauga | Chickamauga | GA | Georgia | 13295 | Walker | 34.8753 | -85.2886 | 3256 | 444 | polygon | FALSE | TRUE | America/New_York | 3 | 30707 | 1840014654 | [10 empty] | ChickamaugaGA
Spearman | Spearman | TX | Texas | 48195 | Hansford | 36.1983 | -101.1944 | 3256 | 597 | polygon | FALSE | TRUE | America/Chicago | 3 | 79081 | 1840021668 | [10 empty] | SpearmanTX
West Wyomissing | West Wyomissing | PA | Pennsylvania | 42011 | Berks | 40.3221 | -75.9953 | 3255 | 1554 | polygon | FALSE | FALSE | America/New_York | 3 | 19609 | 1840035256 | [10 empty] | West WyomissingPA
Berwyn Heights | Berwyn Heights | MD | Maryland | 24033 | Prince George's | 38.9929 | -76.9131 | 3255 | 1810 | polygon | FALSE | TRUE | America/New_York | 3 | 20740 | 1840005980 | [10 empty] | Berwyn HeightsMD
Water Valley | Water Valley | MS | Mississippi | 28161 | Yalobusha | 34.1622 | -89.6301 | 3255 | 179 | polygon | FALSE | TRUE | America/Chicago | 3 | 38965 | 1840015606 | [10 empty] | Water ValleyMS
Newburgh | Newburgh | IN | Indiana | 18173 | Warrick | 37.9494 | -87.4053 | 3252 | 845 | polygon | FALSE | TRUE | America/Chicago | 3 | 47630 | 1840014684 | [10 empty] | NewburghIN
Myerstown | Myerstown | PA | Pennsylvania | 42075 | Lebanon | 40.3722 | -76.3055 | 3251 | 1465 | polygon | FALSE | TRUE | America/New_York | 3 | 17067 | 1840001349 | [10 empty] | MyerstownPA
Nesquehoning | Nesquehoning | PA | Pennsylvania | 42025 | Carbon | 40.8659 | -75.8322 | 3250 | 59 | polygon | FALSE | TRUE | America/New_York | 3 | 18240 | 1840000934 | [10 empty] | NesquehoningPA
North Shore | North Shore | VA | Virginia | 51067 | Franklin | 37.0778 | -79.6518 | 3249 | 91 | polygon | FALSE | FALSE | America/New_York | 3 | 24121 | 1840006474 | [10 empty] | North ShoreVA
Bad Axe | Bad Axe | MI | Michigan | 26063 | Huron | 43.8036 | -82.9981 | 3249 | 507 | polygon | FALSE | TRUE | America/Detroit | 3 | 48413 | 1840003951 | [10 empty] | Bad AxeMI
Williams | Williams | AZ | Arizona | 4005 | Coconino | 35.2476 | -112.1833 | 3248 | 28 | polygon | FALSE | TRUE | America/Phoenix | 3 | 86046 | 1840021585 | [10 empty] | WilliamsAZ
Annetta | Annetta | TX | Texas | 48367 | Parker | 32.6938 | -97.6581 | 3248 | 334 | polygon | FALSE | TRUE | America/Chicago | 3 | 76008 | 1840022043 | [10 empty] | AnnettaTX
CabÃ¡n | Caban | PR | Puerto Rico | 72005 | Aguadilla | 18.4448 | -67.1357 | 3248 | 2487 | polygon | FALSE | FALSE | America/Puerto_Rico | 2 | 603 | 1630035478 | [10 empty] | CabÃ¡nPR
Franklin | Franklin | MI | Michigan | 26125 | Oakland | 42.5187 | -83.303 | 3246 | 470 | polygon | FALSE | TRUE | America/Detroit | 3 | 48025 | 1840011057 | [10 empty] | FranklinMI
Dawsonville | Dawsonville | GA | Georgia | 13085 | Dawson | 34.4362 | -84.125 | 3246 | 145 | polygon | FALSE | TRUE | America/New_York | 3 | 30534 | 1840014677 | [10 empty] | DawsonvilleGA
Four Bridges | Four Bridges | OH | Ohio | 39017 | Butler | 39.3828 | -84.3542 | 3246 | 571 | polygon | FALSE | TRUE | America/New_York | 3 | 45044 | 1840040315 | [10 empty] | Four BridgesOH
Kotzebue | Kotzebue | AK | Alaska | 2188 | Northwest Arctic | 66.8766 | -162.5231 | 3246 | 50 | polygon | FALSE | TRUE | America/Nome | 3 | 99752 | 1840023494 | [10 empty] | KotzebueAK
Grangeville | Grangeville | ID | Idaho | 16049 | Idaho | 45.926 | -116.1225 | 3245 | 834 | polygon | FALSE | TRUE | America/Los_Angeles | 3 | 83530 83531 | 1840019893 | [10 empty] | GrangevilleID
Sleepy Hollow | Sleepy Hollow | IL | Illinois | 17089 | Kane | 42.0913 | -88.3137 | 3244 | 625 | polygon | FALSE | TRUE | America/Chicago | 3 | 60118 | 1840011353 | [10 empty] | Sleepy HollowIL
Cottonwood | Cottonwood | CA | California | 6089 | Shasta | 40.3904 | -122.2861 | 3243 | 539 | polygon | FALSE | FALSE | America/Los_Angeles | 3 | 96022 | 1840017489 | [10 empty] | CottonwoodCA
Yerington | Yerington | NV | Nevada | 32019 | Lyon | 38.9554 | -119.1101 | 3241 | 42 | polygon | FALSE | TRUE | America/Los_Angeles | 3 | 89447 | 1840021443 | [10 empty] | YeringtonNV
Uniontown | Uniontown | OH | Ohio | 39151 | Stark | 40.9736 | -81.4045 | 3241 | 501 | polygon | FALSE | FALSE | America/New_York | 3 | 44685 | 1840005202 | [10 empty] | UniontownOH
Moulton | Moulton | AL | Alabama | 1079 | Lawrence | 34.4843 | -87.2831 | 3241 | 208 | polygon | FALSE | TRUE | America/Chicago | 3 | 35650 | 1840008190 | [10 empty] | MoultonAL
Monmouth Beach | Monmouth Beach | NJ | New Jersey | 34025 | Monmouth | 40.3364 | -73.9863 | 3239 | 1200 | polygon | FALSE | TRUE | America/New_York | 3 | 7750 | 1840001364 | [10 empty] | Monmouth BeachNJ
Locust | Locust | NC | North Carolina | 37167 | Stanly | 35.2687 | -80.4368 | 3238 | 153 | polygon | FALSE | TRUE | America/New_York | 3 | 28107 28097 | 1840015437 | [10 empty] | LocustNC
Tipton | Tipton | CA | California | 6107 | Tulare | 36.0585 | -119.313 | 3238 | 1238 | polygon | FALSE | FALSE | America/Los_Angeles | 3 | 93272 | 1840019039 | [10 empty] | TiptonCA
Bay Pines | Bay Pines | FL | Florida | 12103 | Pinellas | 27.8139 | -82.7747 | 3238 | 962 | polygon | FALSE | FALSE | America/New_York | 3 | 33708 33744 | 1840014141 | [10 empty] | Bay PinesFL
Garnett | Garnett | KS | Kansas | 20003 | Anderson | 38.2845 | -95.2408 | 3235 | 405 | polygon | FALSE | TRUE | America/Chicago | 3 | 66032 | 1840001666 | [10 empty] | GarnettKS
Kemmerer | Kemmerer | WY | Wyoming | 56023 | Lincoln | 41.7761 | -110.5555 | 3235 | 136 | polygon | FALSE | TRUE | America/Denver | 3 | 83101 83121 83116 | 1840018662 | [10 empty] | KemmererWY
Vinton | Vinton | LA | Louisiana | 22019 | Calcasieu | 30.1957 | -93.5818 | 3234 | 244 | polygon | FALSE | TRUE | America/Chicago | 3 | 70668 | 1840017195 | [10 empty] | VintonLA
Greenbriar | Greenbriar | FL | Florida | 12103 | Pinellas | 28.0112 | -82.7523 | 3234 | 2080 | polygon | FALSE | TRUE | America/New_York | 2 | 33763 34698 | 1840038903 | [10 empty] | GreenbriarFL
Iowa Colony | Iowa Colony | TX | Texas | 48039 | Brazoria | 29.4405 | -95.4168 | 3233 | 172 | polygon | FALSE | TRUE | America/Chicago | 3 | 77583 | 1840023162 | [10 empty] | Iowa ColonyTX
Hauula | Hauula | HI | Hawaii | 15003 | Honolulu | 21.6111 | -157.9118 | 3233 | 1080 | polygon | FALSE | FALSE | Pacific/Honolulu | 3 | 96717 | 1840029479 | [10 empty] | HauulaHI
Verona | Verona | MS | Mississippi | 28081 | Lee | 34.1907 | -88.7203 | 3232 | 339 | polygon | FALSE | TRUE | America/Chicago | 3 | 38801 38879 | 1840015562 | [10 empty] | VeronaMS
Wimberley | Wimberley | TX | Texas | 48209 | Hays | 29.9849 | -98.0906 | 3232 | 139 | polygon | FALSE | TRUE | America/Chicago | 3 | 78676 | 1840022190 | [10 empty] | WimberleyTX
Enochville | Enochville | NC | North Carolina | 37159 | Rowan | 35.5205 | -80.6646 | 3232 | 278 | polygon | FALSE | FALSE | America/New_York | 3 | 28081 | 1840013069 | [10 empty] | EnochvilleNC
Port Angeles East | Port Angeles East | WA | Washington | 53009 | Clallam | 48.1041 | -123.3695 | 3231 | 330 | polygon | FALSE | TRUE | America/Los_Angeles | 3 | 98362 | 1840074570 | [10 empty] | Port Angeles EastWA
Russell | Russell | KY | Kentucky | 21089 | Greenup | 38.5116 | -82.6996 | 3231 | 365 | polygon | FALSE | TRUE | America/New_York | 3 | 41169 41139 | 1840014275 | [10 empty] | RussellKY
Norris | Norris | TN | Tennessee | 47001 | Anderson | 36.2136 | -84.0629 | 3229 | 74 | polygon | FALSE | TRUE | America/New_York | 3 | 37705 37828 | 1840014472 | [10 empty] | NorrisTN
Eielson AFB | Eielson AFB | AK | Alaska | 2090 | Fairbanks North Star | 64.6741 | -147.0605 | 3229 | 41 | polygon | TRUE | TRUE | America/Anchorage | 3 | 99702 | 1840037568 | [10 empty] | Eielson AFBAK
Silt | Silt | CO | Colorado | 8045 | Garfield | 39.5483 | -107.6532 | 3228 | 744 | polygon | FALSE | TRUE | America/Denver | 3 | 81652 | 1840022432 | [10 empty] | SiltCO
Wellsboro | Wellsboro | PA | Pennsylvania | 42117 | Tioga | 41.7459 | -77.3031 | 3227 | 254 | polygon | FALSE | TRUE | America/New_York | 3 | 16901 | 1840003304 | [10 empty] | WellsboroPA
Welsh | Welsh | LA | Louisiana | 22053 | Jefferson Davis | 30.2355 | -92.8135 | 3227 | 197 | polygon | FALSE | TRUE | America/Chicago | 3 | 70591 | 1840017198 | [10 empty] | WelshLA
Bedford Hills | Bedford Hills | NY | New York | 36119 | Westchester | 41.2362 | -73.6959 | 3225 | 1236 | polygon | FALSE | FALSE | America/New_York | 3 | 10507 | 1840024178 | [10 empty] | Bedford HillsNY
Linwood | Linwood | PA | Pennsylvania | 42045 | Delaware | 39.8244 | -75.4244 | 3225 | 2432 | polygon | FALSE | FALSE | America/New_York | 2 | 19061 | 1840035067 | [10 empty] | LinwoodPA
Wewoka | Wewoka | OK | Oklahoma | 40133 | Seminole | 35.1441 | -96.4967 | 3224 | 258 | polygon | FALSE | TRUE | America/Chicago | 3 | 74884 | 1840021777 | [10 empty] | WewokaOK
West Orange | West Orange | TX | Texas | 48361 | Orange | 30.0791 | -93.7598 | 3223 | 365 | polygon | FALSE | TRUE | America/Chicago | 3 | 77630 | 1840022194 | [10 empty] | West OrangeTX
Tipton | Tipton | IA | Iowa | 19031 | Cedar | 41.7701 | -91.1283 | 3223 | 615 | polygon | FALSE | TRUE | America/Chicago | 3 | 52772 | 1840010173 | [10 empty] | TiptonIA
Mount Morris | Mount Morris | IL | Illinois | 17141 | Ogle | 42.0484 | -89.4293 | 3222 | 691 | polygon | FALSE | TRUE | America/Chicago | 3 | 61054 | 1840011238 | [10 empty] | Mount MorrisIL
Sharpes | Sharpes | FL | Florida | 12009 | Brevard | 28.4368 | -80.7555 | 3221 | 428 | polygon | FALSE | FALSE | America/New_York | 3 | 32927 32926 | 1840014075 | [10 empty] | SharpesFL
Hinton | Hinton | OK | Oklahoma | 40015 | Caddo | 35.4793 | -98.359 | 3219 | 396 | polygon | FALSE | TRUE | America/Chicago | 3 | 73047 | 1840021768 | [10 empty] | HintonOK
Port Hadlock-Irondale | Port Hadlock-Irondale | WA | Washington | 53031 | Jefferson | 48.0316 | -122.789 | 3219 | 185 | polygon | FALSE | TRUE | America/Los_Angeles | 3 | 98325 98368 98339 | 1840074571 | [10 empty] | Port Hadlock-IrondaleWA
Rush City | Rush City | MN | Minnesota | 27025 | Chisago | 45.6875 | -92.9654 | 3218 | 291 | polygon | FALSE | TRUE | America/Chicago | 3 | 55069 | 1840000270 | [10 empty] | Rush CityMN
Canterwood | Canterwood | WA | Washington | 53053 | Pierce | 47.3766 | -122.6022 | 3218 | 576 | polygon | FALSE | FALSE | America/Los_Angeles | 3 | 98332 | 1840037842 | [10 empty] | CanterwoodWA
CoquÃ­ | Coqui | PR | Puerto Rico | 72123 | Salinas | 17.9793 | -66.2255 | 3217 | 1339 | polygon | FALSE | FALSE | America/Puerto_Rico | 3 | 704 | 1630035652 | [10 empty] | CoquÃ­PR
Pistakee Highlands | Pistakee Highlands | IL | Illinois | 17111 | McHenry | 42.4023 | -88.2115 | 3217 | 959 | polygon | FALSE | FALSE | America/Chicago | 3 | 60050 60051 | 1840004635 | [10 empty] | Pistakee HighlandsIL
Watergate | Watergate | FL | Florida | 12099 | Palm Beach | 26.3359 | -80.2126 | 3216 | 3039 | polygon | FALSE | TRUE | America/New_York | 2 | 33428 | 1840042907 | [10 empty] | WatergateFL
East Dundee | East Dundee | IL | Illinois | 17089 | Kane | 42.0969 | -88.2545 | 3216 | 447 | polygon | FALSE | TRUE | America/Chicago | 3 | 60118 | 1840011346 | [10 empty] | East DundeeIL
Fairfield | Fairfield | TX | Texas | 48161 | Freestone | 31.7184 | -96.1697 | 3214 | 204 | polygon | FALSE | TRUE | America/Chicago | 3 | 75840 | 1840020803 | [10 empty] | FairfieldTX
Coplay | Coplay | PA | Pennsylvania | 42077 | Lehigh | 40.671 | -75.4961 | 3214 | 2033 | polygon | FALSE | TRUE | America/New_York | 2 | 18037 | 1840001047 | [10 empty] | CoplayPA
Warm Springs | Warm Springs | OR | Oregon | 41031 | Jefferson | 44.7669 | -121.2899 | 3213 | 29 | polygon | FALSE | FALSE | America/Los_Angeles | 3 | 97761 | 1840018602 | [10 empty] | Warm SpringsOR
West Portsmouth | West Portsmouth | OH | Ohio | 39145 | Scioto | 38.7622 | -83.0416 | 3213 | 263 | polygon | FALSE | FALSE | America/New_York | 3 | 45663 | 1840007421 | [10 empty] | West PortsmouthOH
Three Rivers | Three Rivers | OR | Oregon | 41017 | Deschutes | 43.8366 | -121.4646 | 3212 | 164 | polygon | FALSE | FALSE | America/Los_Angeles | 3 | 97707 | 1840034834 | [10 empty] | Three RiversOR
Orchard City | Orchard City | CO | Colorado | 8029 | Delta | 38.8144 | -107.9705 | 3212 | 107 | polygon | FALSE | TRUE | America/Denver | 3 | 81410 81418 81414 | 1840022471 | [10 empty] | Orchard CityCO
New York Mills | New York Mills | NY | New York | 36065 | Oneida | 43.1007 | -75.2932 | 3212 | 1050 | polygon | FALSE | TRUE | America/New_York | 3 | 13417 | 1840004207 | [10 empty] | New York MillsNY
Warrior | Warrior | AL | Alabama | 1073 | Jefferson | 33.8153 | -86.8153 | 3210 | 127 | polygon | FALSE | TRUE | America/Chicago | 3 | 35180 | 1840015674 | [10 empty] | WarriorAL
Wanakah | Wanakah | NY | New York | 36029 | Erie | 42.7434 | -78.9028 | 3210 | 1029 | polygon | FALSE | FALSE | America/New_York | 3 | 14075 14085 | 1840024063 | [10 empty] | WanakahNY
Holton | Holton | KS | Kansas | 20085 | Jackson | 39.4699 | -95.7319 | 3208 | 462 | polygon | FALSE | TRUE | America/Chicago | 3 | 66436 | 1840001542 | [10 empty] | HoltonKS
Lowesville | Lowesville | NC | North Carolina | 37109 | Lincoln | 35.4193 | -80.9999 | 3208 | 182 | polygon | FALSE | FALSE | America/New_York | 3 | 28164 | 1840013436 | [10 empty] | LowesvilleNC
Algona | Algona | WA | Washington | 53033 | King | 47.2819 | -122.2504 | 3208 | 958 | polygon | FALSE | TRUE | America/Los_Angeles | 3 | 98001 98047 | 1840018415 | [10 empty] | AlgonaWA
Louisiana | Louisiana | MO | Missouri | 29163 | Pike | 39.4413 | -91.0626 | 3207 | 395 | polygon | FALSE | TRUE | America/Chicago | 3 | 63353 | 1840009676 | [10 empty] | LouisianaMO
Steeleville | Steeleville | IL | Illinois | 17157 | Randolph | 38.0084 | -89.6624 | 3206 | 487 | polygon | FALSE | TRUE | America/Chicago | 3 | 62288 | 1840012940 | [10 empty] | SteelevilleIL
Wareham Center | Wareham Center | MA | Massachusetts | 25023 | Plymouth | 41.751 | -70.7198 | 3205 | 856 | polygon | FALSE | FALSE | America/New_York | 3 | 2571 | 1840031229 | [10 empty] | Wareham CenterMA
Mingo Junction | Mingo Junction | OH | Ohio | 39081 | Jefferson | 40.3244 | -80.6174 | 3205 | 460 | polygon | FALSE | TRUE | America/New_York | 3 | 43938 | 1840012124 | [10 empty] | Mingo JunctionOH
Colfax | Colfax | CA | California | 6061 | Placer | 39.0938 | -120.9533 | 3205 | 549 | polygon | FALSE | TRUE | America/Los_Angeles | 3 | 95713 | 1840018818 | [10 empty] | ColfaxCA
Williston | Williston | FL | Florida | 12075 | Levy | 29.3734 | -82.4578 | 3205 | 158 | polygon | FALSE | TRUE | America/New_York | 3 | 32696 | 1840015949 | [10 empty] | WillistonFL
Central Park | Central Park | WA | Washington | 53027 | Grays Harbor | 46.9705 | -123.7018 | 3205 | 351 | polygon | FALSE | FALSE | America/Los_Angeles | 3 | 98520 | 1840017358 | [10 empty] | Central ParkWA
Cumberland | Cumberland | KY | Kentucky | 21095 | Harlan | 36.9824 | -82.9919 | 3203 | 239 | polygon | FALSE | TRUE | America/New_York | 3 | 40823 | 1840014403 | [10 empty] | CumberlandKY
Bandon | Bandon | OR | Oregon | 41011 | Coos | 43.1141 | -124.4157 | 3202 | 438 | polygon | FALSE | TRUE | America/Los_Angeles | 3 | 97411 | 1840018652 | [10 empty] | BandonOR
El Cerro | El Cerro | NM | New Mexico | 35061 | Valencia | 34.7807 | -106.6956 | 3202 | 293 | polygon | FALSE | FALSE | America/Denver | 3 | 87031 | 1840024994 | [10 empty] | El CerroNM
Hoopa | Hoopa | CA | California | 6023 | Humboldt | 41.0802 | -123.6972 | 3201 | 60 | polygon | FALSE | FALSE | America/Los_Angeles | 3 | 95546 | 1840010406 | [10 empty] | HoopaCA
Millersburg | Millersburg | OH | Ohio | 39075 | Holmes | 40.5534 | -81.9171 | 3200 | 488 | polygon | FALSE | TRUE | America/New_York | 3 | 44654 | 1840012082 | [10 empty] | MillersburgOH
Cutchogue | Cutchogue | NY | New York | 36103 | Suffolk | 41.0167 | -72.4872 | 3200 | 127 | polygon | FALSE | FALSE | America/New_York | 3 | 11935 | 1840005033 | [10 empty] | CutchogueNY
Springdale | Springdale | MD | Maryland | 24033 | Prince George's | 38.9383 | -76.8423 | 3199 | 1519 | polygon | FALSE | FALSE | America/New_York | 3 | 20774 | 1840031487 | [10 empty] | SpringdaleMD
Port Washington North | Port Washington North | NY | New York | 36059 | Nassau | 40.8434 | -73.7014 | 3199 | 2562 | polygon | FALSE | TRUE | America/New_York | 2 | 11050 11052 11053 11055 | 1840005319 | [10 empty] | Port Washington NorthNY
Ingram | Ingram | PA | Pennsylvania | 42003 | Allegheny | 40.4449 | -80.0684 | 3198 | 2850 | polygon | FALSE | TRUE | America/New_York | 2 | 15205 | 1840001239 | [10 empty] | IngramPA
Lake Panasoffkee | Lake Panasoffkee | FL | Florida | 12119 | Sumter | 28.7878 | -82.1318 | 3197 | 311 | polygon | FALSE | FALSE | America/New_York | 3 | 33538 | 1840014066 | [10 empty] | Lake PanasoffkeeFL
Mannford | Mannford | OK | Oklahoma | 40037 | Creek | 36.1298 | -96.3348 | 3194 | 180 | polygon | FALSE | TRUE | America/Chicago | 3 | 74044 | 1840022699 | [10 empty] | MannfordOK
Bethel Acres | Bethel Acres | OK | Oklahoma | 40125 | Pottawatomie | 35.3048 | -97.037 | 3193 | 43 | polygon | FALSE | TRUE | America/Chicago | 3 | 74851 74801 | 1840020443 | [10 empty] | Bethel AcresOK
Walkerton | Walkerton | IN | Indiana | 18141 | St. Joseph | 41.4656 | -86.4825 | 3192 | 458 | polygon | FALSE | TRUE | America/Indiana/Indianapolis | 3 | 46574 | 1840010197 | [10 empty] | WalkertonIN
San Antonio Heights | San Antonio Heights | CA | California | 6071 | San Bernardino | 34.1571 | -117.6592 | 3191 | 523 | polygon | FALSE | FALSE | America/Los_Angeles | 3 | 91784 | 1840019113 | [10 empty] | San Antonio HeightsCA
Springtown | Springtown | TX | Texas | 48367 | Parker | 32.9693 | -97.6803 | 3190 | 405 | polygon | FALSE | TRUE | America/Chicago | 3 | 76082 | 1840022040 | [10 empty] | SpringtownTX
Bamberg | Bamberg | SC | South Carolina | 45009 | Bamberg | 33.2995 | -81.0323 | 3189 | 344 | polygon | FALSE | TRUE | America/New_York | 3 | 29003 | 1840015730 | [10 empty] | BambergSC
Athens | Athens | PA | Pennsylvania | 42015 | Bradford | 41.9515 | -76.5186 | 3189 | 685 | polygon | FALSE | TRUE | America/New_York | 3 | 18810 | 1840000510 | [10 empty] | AthensPA
Lake Orion | Lake Orion | MI | Michigan | 26125 | Oakland | 42.7827 | -83.2455 | 3189 | 1524 | polygon | FALSE | TRUE | America/Detroit | 3 | 48362 48361 | 1840011054 | [10 empty] | Lake OrionMI
Burgettstown | Burgettstown | PA | Pennsylvania | 42125 | Washington | 40.3813 | -80.3926 | 3187 | 813 | polygon | FALSE | TRUE | America/New_York | 3 | 15021 | 1840003641 | [10 empty] | BurgettstownPA
Chattanooga Valley | Chattanooga Valley | GA | Georgia | 13295 | Walker | 34.9241 | -85.3431 | 3186 | 165 | polygon | FALSE | FALSE | America/New_York | 3 | 30741 30725 | 1840029373 | [10 empty] | Chattanooga ValleyGA
Glenville | Glenville | WV | West Virginia | 54021 | Gilmer | 38.9379 | -80.8339 | 3186 | 555 | polygon | FALSE | TRUE | America/New_York | 3 | 26351 | 1840005998 | [10 empty] | GlenvilleWV
Capitanejo | Capitanejo | PR | Puerto Rico | 72075 | Juana DÃ­az | 18.0132 | -66.5359 | 3186 | 1304 | polygon | FALSE | FALSE | America/Puerto_Rico | 3 | 00715 00795 | 1630035462 | [10 empty] | CapitanejoPR
Tallapoosa | Tallapoosa | GA | Georgia | 13143 | Haralson | 33.7335 | -85.2859 | 3185 | 122 | polygon | FALSE | TRUE | America/New_York | 3 | 30176 | 1840015662 | [10 empty] | TallapoosaGA
Beaver | Beaver | UT | Utah | 49001 | Beaver | 38.2759 | -112.6383 | 3185 | 184 | polygon | FALSE | TRUE | America/Denver | 3 | 84713 | 1840018857 | [10 empty] | BeaverUT
Superior | Superior | AZ | Arizona | 4021 | Pinal | 33.2851 | -111.1109 | 3185 | 625 | polygon | FALSE | TRUE | America/Phoenix | 3 | 85173 | 1840022981 | [10 empty] | SuperiorAZ
Malabar | Malabar | FL | Florida | 12009 | Brevard | 27.9885 | -80.5781 | 3185 | 114 | polygon | FALSE | TRUE | America/New_York | 3 | 32950 | 1840017232 | [10 empty] | MalabarFL
Georgetown | Georgetown | IL | Illinois | 17183 | Vermilion | 39.9774 | -87.6354 | 3185 | 761 | polygon | FALSE | TRUE | America/Chicago | 3 | 61846 | 1840008356 | [10 empty] | GeorgetownIL
South Hempstead | South Hempstead | NY | New York | 36059 | Nassau | 40.6814 | -73.6233 | 3184 | 2125 | polygon | FALSE | FALSE | America/New_York | 2 | 11550 11570 | 1840005277 | [10 empty] | South HempsteadNY
Lutcher | Lutcher | LA | Louisiana | 22093 | St. James | 30.0646 | -90.7124 | 3183 | 364 | polygon | FALSE | TRUE | America/Chicago | 3 | 70071 | 1840017208 | [10 empty] | LutcherLA
Elgin | Elgin | OK | Oklahoma | 40031 | Comanche | 34.7848 | -98.301 | 3183 | 320 | polygon | FALSE | TRUE | America/Chicago | 3 | 73538 | 1840020476 | [10 empty] | ElginOK
Terra Bella | Terra Bella | CA | California | 6107 | Tulare | 35.9567 | -119.0328 | 3182 | 451 | polygon | FALSE | FALSE | America/Los_Angeles | 3 | 93270 | 1840019043 | [10 empty] | Terra BellaCA
Waynesville | Waynesville | OH | Ohio | 39165 | Warren | 39.5329 | -84.0903 | 3181 | 516 | polygon | FALSE | TRUE | America/New_York | 3 | 45068 | 1840012617 | [10 empty] | WaynesvilleOH
Sparta | Sparta | GA | Georgia | 13141 | Hancock | 33.2767 | -82.9704 | 3181 | 261 | polygon | FALSE | TRUE | America/New_York | 3 | 31087 | 1840015725 | [10 empty] | SpartaGA
Chandler | Chandler | TX | Texas | 48213 | Henderson | 32.3065 | -95.4781 | 3180 | 202 | polygon | FALSE | TRUE | America/Chicago | 3 | 75758 | 1840019499 | [10 empty] | ChandlerTX
Laguna Vista | Laguna Vista | TX | Texas | 48061 | Cameron | 26.1075 | -97.2967 | 3180 | 254 | polygon | FALSE | TRUE | America/Chicago | 3 | 78578 | 1840022264 | [10 empty] | Laguna VistaTX
North Middletown | North Middletown | NJ | New Jersey | 34025 | Monmouth | 40.439 | -74.1187 | 3179 | 2830 | polygon | FALSE | FALSE | America/New_York | 2 | 7748 | 1840005444 | [10 empty] | North MiddletownNJ
Jackson | Jackson | MN | Minnesota | 27063 | Jackson | 43.6288 | -94.9886 | 3179 | 258 | polygon | FALSE | TRUE | America/Chicago | 3 | 56143 | 1840007942 | [10 empty] | JacksonMN
Angwin | Angwin | CA | California | 6055 | Napa | 38.5776 | -122.4513 | 3179 | 254 | polygon | FALSE | FALSE | America/Los_Angeles | 3 | 94508 | 1840017570 | [10 empty] | AngwinCA
Macungie | Macungie | PA | Pennsylvania | 42077 | Lehigh | 40.5165 | -75.5545 | 3178 | 1240 | polygon | FALSE | TRUE | America/New_York | 3 | 18062 | 1840001050 | [10 empty] | MacungiePA
Loma Rica | Loma Rica | CA | California | 6115 | Yuba | 39.3204 | -121.4038 | 3178 | 66 | polygon | FALSE | FALSE | America/Los_Angeles | 3 | 95901 | 1840017544 | [10 empty] | Loma RicaCA
Colonial Heights | Colonial Heights | TN | Tennessee | 47163 | Sullivan | 36.4852 | -82.507 | 3177 | 322 | polygon | FALSE | FALSE | America/New_York | 3 | 37663 | 1840013063 | [10 empty] | Colonial HeightsTN
Acushnet Center | Acushnet Center | MA | Massachusetts | 25005 | Bristol | 41.685 | -70.9065 | 3177 | 866 | polygon | FALSE | TRUE | America/New_York | 3 | 2743 | 1840073388 | [10 empty] | Acushnet CenterMA
Frisco | Frisco | CO | Colorado | 8117 | Summit | 39.5792 | -106.0916 | 3174 | 728 | polygon | FALSE | TRUE | America/Denver | 3 | 80443 | 1840021430 | [10 empty] | FriscoCO
Hideaway | Hideaway | TX | Texas | 48423 | Smith | 32.489 | -95.4578 | 3174 | 593 | polygon | FALSE | TRUE | America/Chicago | 3 | 75771 | 1840020741 | [10 empty] | HideawayTX
Red Oaks Mill | Red Oaks Mill | NY | New York | 36027 | Dutchess | 41.6522 | -73.8746 | 3174 | 538 | polygon | FALSE | FALSE | America/New_York | 3 | 12603 | 1840004745 | [10 empty] | Red Oaks MillNY
Union City | Union City | PA | Pennsylvania | 42049 | Erie | 41.897 | -79.8437 | 3174 | 657 | polygon | FALSE | TRUE | America/New_York | 3 | 16438 | 1840000485 | [10 empty] | Union CityPA
Saddle River | Saddle River | NJ | New Jersey | 34003 | Bergen | 41.0273 | -74.0956 | 3173 | 249 | polygon | FALSE | TRUE | America/New_York | 3 | 7458 | 1840000903 | [10 empty] | Saddle RiverNJ
San Saba | San Saba | TX | Texas | 48411 | San Saba | 31.1965 | -98.7244 | 3173 | 535 | polygon | FALSE | TRUE | America/Chicago | 3 | 76877 | 1840023129 | [10 empty] | San SabaTX
Breckenridge | Breckenridge | MN | Minnesota | 27167 | Wilkin | 46.2662 | -96.585 | 3172 | 484 | polygon | FALSE | TRUE | America/Chicago | 3 | 56520 | 1840004003 | [10 empty] | BreckenridgeMN
Ingalls Park | Ingalls Park | IL | Illinois | 17197 | Will | 41.5203 | -88.0346 | 3171 | 1081 | polygon | FALSE | FALSE | America/Chicago | 3 | 60433 | 1840004818 | [10 empty] | Ingalls ParkIL
Pickens | Pickens | SC | South Carolina | 45077 | Pickens | 34.8857 | -82.7103 | 3170 | 432 | polygon | FALSE | TRUE | America/New_York | 3 | 29671 | 1840014627 | [10 empty] | PickensSC
Underwood-Petersville | Underwood-Petersville | AL | Alabama | 1077 | Lauderdale | 34.877 | -87.6975 | 3170 | 211 | polygon | FALSE | TRUE | America/Chicago | 3 | 35633 | 1840073851 | [10 empty] | Underwood-PetersvilleAL
Salmon | Salmon | ID | Idaho | 16059 | Lemhi | 45.1743 | -113.8948 | 3169 | 488 | polygon | FALSE | TRUE | America/Boise | 3 | 83467 | 1840021213 | [10 empty] | SalmonID
Jones | Jones | OK | Oklahoma | 40109 | Oklahoma | 35.5662 | -97.2901 | 3169 | 89 | polygon | FALSE | TRUE | America/Chicago | 3 | 73049 | 1840021746 | [10 empty] | JonesOK
Cold Spring | Cold Spring | NY | New York | 36079 | Putnam | 41.4191 | -73.9545 | 3168 | 1266 | polygon | FALSE | TRUE | America/New_York | 3 | 10516 | 1840004894 | [10 empty] | Cold SpringNY
Tunkhannock | Tunkhannock | PA | Pennsylvania | 42131 | Wyoming | 41.5413 | -75.9483 | 3167 | 737 | polygon | FALSE | TRUE | America/New_York | 3 | 18657 | 1840000580 | [10 empty] | TunkhannockPA
Morada | Morada | CA | California | 6077 | San Joaquin | 38.0386 | -121.2456 | 3166 | 410 | polygon | FALSE | FALSE | America/Los_Angeles | 3 | 95212 | 1840028389 | [10 empty] | MoradaCA
Madison | Madison | OH | Ohio | 39085 | Lake | 41.7722 | -81.053 | 3166 | 240 | polygon | FALSE | TRUE | America/New_York | 3 | 44057 | 1840000538 | [10 empty] | MadisonOH
Zellwood | Zellwood | FL | Florida | 12095 | Orange | 28.7301 | -81.5915 | 3166 | 348 | polygon | FALSE | FALSE | America/New_York | 3 | 32798 32757 | 1840014092 | [10 empty] | ZellwoodFL
Parowan | Parowan | UT | Utah | 49021 | Iron | 37.8326 | -112.8296 | 3165 | 176 | polygon | FALSE | TRUE | America/Denver | 3 | 84761 | 1840020274 | [10 empty] | ParowanUT
Williamsburg | Williamsburg | IA | Iowa | 19095 | Iowa | 41.6683 | -92.0103 | 3164 | 361 | polygon | FALSE | TRUE | America/Chicago | 3 | 52361 | 1840010179 | [10 empty] | WilliamsburgIA
Greentown | Greentown | IN | Indiana | 18067 | Howard | 40.4766 | -85.9623 | 3164 | 654 | polygon | FALSE | TRUE | America/Indiana/Indianapolis | 3 | 46936 | 1840010429 | [10 empty] | GreentownIN
Hidden Springs | Hidden Springs | ID | Idaho | 16001 | Ada | 43.7198 | -116.2512 | 3164 | 483 | polygon | FALSE | TRUE | America/Boise | 3 | 83714 | 1840042421 | [10 empty] | Hidden SpringsID
Amesti | Amesti | CA | California | 6087 | Santa Cruz | 36.9583 | -121.7805 | 3163 | 415 | polygon | FALSE | FALSE | America/Los_Angeles | 3 | 95076 | 1840028334 | [10 empty] | AmestiCA
East Richmond Heights | East Richmond Heights | CA | California | 6013 | Contra Costa | 37.945 | -122.314 | 3162 | 2104 | polygon | FALSE | FALSE | America/Los_Angeles | 2 | 94805 | 1840028372 | [10 empty] | East Richmond HeightsCA
Oak Ridge North | Oak Ridge North | TX | Texas | 48339 | Montgomery | 30.157 | -95.4421 | 3161 | 855 | polygon | FALSE | TRUE | America/Chicago | 3 | 77385 77386 | 1840020886 | [10 empty] | Oak Ridge NorthTX
Cadiz | Cadiz | OH | Ohio | 39067 | Harrison | 40.2644 | -80.9981 | 3161 | 138 | polygon | FALSE | TRUE | America/New_York | 3 | 43907 | 1840010445 | [10 empty] | CadizOH
West Union | West Union | OH | Ohio | 39001 | Adams | 38.7917 | -83.5441 | 3161 | 431 | polygon | FALSE | TRUE | America/New_York | 3 | 45693 | 1840012773 | [10 empty] | West UnionOH
North Brooksville | North Brooksville | FL | Florida | 12053 | Hernando | 28.5731 | -82.3745 | 3161 | 187 | polygon | FALSE | FALSE | America/New_York | 3 | 34601 | 1840029058 | [10 empty] | North BrooksvilleFL
El Cenizo | El Cenizo | TX | Texas | 48479 | Webb | 27.3318 | -99.5028 | 3161 | 2368 | polygon | FALSE | TRUE | America/Matamoros | 2 | 78046 | 1840021000 | [10 empty] | El CenizoTX
South Eliot | South Eliot | ME | Maine | 23031 | York | 43.1287 | -70.7952 | 3160 | 169 | polygon | FALSE | FALSE | America/New_York | 3 | 3903 | 1840002673 | [10 empty] | South EliotME
Early | Early | TX | Texas | 48049 | Brown | 31.745 | -98.9375 | 3160 | 412 | polygon | FALSE | TRUE | America/Chicago | 3 | 76802 | 1840019520 | [10 empty] | EarlyTX
Monte Grande | Monte Grande | PR | Puerto Rico | 72023 | Cabo Rojo | 18.0895 | -67.1201 | 3159 | 853 | polygon | FALSE | FALSE | America/Puerto_Rico | 3 | 623 | 1630023603 | [10 empty] | Monte GrandePR
Weaverville | Weaverville | CA | California | 6105 | Trinity | 40.7488 | -122.9274 | 3158 | 116 | polygon | FALSE | FALSE | America/Los_Angeles | 3 | 96093 | 1840018721 | [10 empty] | WeavervilleCA
Pitcairn | Pitcairn | PA | Pennsylvania | 42003 | Allegheny | 40.4079 | -79.7765 | 3158 | 2413 | polygon | FALSE | TRUE | America/New_York | 2 | 15140 | 1840001253 | [10 empty] | PitcairnPA
Kings Bay Base | Kings Bay Base | GA | Georgia | 13039 | Camden | 30.7985 | -81.5628 | 3158 | 444 | polygon | TRUE | TRUE | America/New_York | 3 | 31558 31547 | 1840035817 | [10 empty] | Kings Bay BaseGA
Galena | Galena | IL | Illinois | 17085 | Jo Daviess | 42.4218 | -90.4293 | 3158 | 272 | polygon | FALSE | TRUE | America/Chicago | 3 | 61036 | 1840008082 | [10 empty] | GalenaIL
Rockwood | Rockwood | MI | Michigan | 26163 | Wayne | 42.0705 | -83.243 | 3158 | 483 | polygon | FALSE | TRUE | America/Detroit | 3 | 48173 | 1840003962 | [10 empty] | RockwoodMI
Ladysmith | Ladysmith | WI | Wisconsin | 55107 | Rusk | 45.4606 | -91.0972 | 3157 | 285 | polygon | FALSE | TRUE | America/Chicago | 3 | 54848 | 1840002082 | [10 empty] | LadysmithWI
Boscobel | Boscobel | WI | Wisconsin | 55043 | Grant | 43.1435 | -90.6951 | 3156 | 377 | polygon | FALSE | TRUE | America/Chicago | 3 | 53805 | 1840002972 | [10 empty] | BoscobelWI
Dakota Dunes | Dakota Dunes | SD | South Dakota | 46127 | Union | 42.4919 | -96.4867 | 3156 | 492 | polygon | FALSE | FALSE | America/Chicago | 3 | 57049 | 1840026185 | [10 empty] | Dakota DunesSD
South Blooming Grove | South Blooming Grove | NY | New York | 36071 | Orange | 41.3735 | -74.179 | 3155 | 260 | polygon | FALSE | TRUE | America/New_York | 3 | 10950 | 1840004877 | [10 empty] | South Blooming GroveNY
Newton | Newton | MS | Mississippi | 28101 | Newton | 32.3296 | -89.1534 | 3155 | 170 | polygon | FALSE | TRUE | America/Chicago | 3 | 39345 | 1840014892 | [10 empty] | NewtonMS
Delta | Delta | OH | Ohio | 39051 | Fulton | 41.5753 | -84.0084 | 3154 | 400 | polygon | FALSE | TRUE | America/New_York | 3 | 43515 | 1840011511 | [10 empty] | DeltaOH
Liberty | Liberty | SC | South Carolina | 45077 | Pickens | 34.7904 | -82.6962 | 3154 | 273 | polygon | FALSE | TRUE | America/New_York | 3 | 29657 | 1840015501 | [10 empty] | LibertySC
Wynantskill | Wynantskill | NY | New York | 36083 | Rensselaer | 42.6881 | -73.6467 | 3154 | 497 | polygon | FALSE | FALSE | America/New_York | 3 | 12180 12198 | 1840004435 | [10 empty] | WynantskillNY
Lucedale | Lucedale | MS | Mississippi | 28039 | George | 30.9312 | -88.5959 | 3153 | 190 | polygon | FALSE | TRUE | America/Chicago | 3 | 39452 | 1840015901 | [10 empty] | LucedaleMS
Walbridge | Walbridge | OH | Ohio | 39173 | Wood | 41.5864 | -83.4929 | 3153 | 556 | polygon | FALSE | TRUE | America/New_York | 3 | 43465 | 1840011563 | [10 empty] | WalbridgeOH
Haskell | Haskell | TX | Texas | 48207 | Haskell | 33.1597 | -99.732 | 3153 | 338 | polygon | FALSE | TRUE | America/Chicago | 3 | 79521 | 1840020671 | [10 empty] | HaskellTX
Moose Lake | Moose Lake | MN | Minnesota | 27017 | Carlton | 46.4445 | -92.7634 | 3151 | 353 | polygon | FALSE | TRUE | America/Chicago | 3 | 55767 | 1840007743 | [10 empty] | Moose LakeMN
Minden | Minden | NV | Nevada | 32005 | Douglas | 38.9609 | -119.7688 | 3151 | 287 | polygon | FALSE | FALSE | America/Los_Angeles | 3 | 89423 | 1840018826 | [10 empty] | MindenNV
Meadowdale | Meadowdale | WA | Washington | 53061 | Snohomish | 47.8583 | -122.3159 | 3151 | 1144 | polygon | FALSE | FALSE | America/Los_Angeles | 3 | 98026 | 1840023774 | [10 empty] | MeadowdaleWA
Tierras Nuevas Poniente | Tierras Nuevas Poniente | PR | Puerto Rico | 72091 | ManatÃ­ | 18.4614 | -66.4891 | 3150 | 1327 | polygon | FALSE | FALSE | America/Puerto_Rico | 3 | 674 | 1630035588 | [10 empty] | Tierras Nuevas PonientePR
Homestead | Homestead | PA | Pennsylvania | 42003 | Allegheny | 40.4074 | -79.9097 | 3149 | 2112 | polygon | FALSE | TRUE | America/New_York | 2 | 15120 | 1840001238 | [10 empty] | HomesteadPA
Soperton | Soperton | GA | Georgia | 13283 | Treutlen | 32.3782 | -82.5944 | 3148 | 276 | polygon | FALSE | TRUE | America/New_York | 3 | 30457 | 1840015811 | [10 empty] | SopertonGA
High Bridge | High Bridge | WA | Washington | 53061 | Snohomish | 47.7968 | -122.0281 | 3148 | 174 | polygon | FALSE | TRUE | America/Los_Angeles | 3 | 98296 98272 | 1840041937 | [10 empty] | High BridgeWA
Nevada City | Nevada City | CA | California | 6057 | Nevada | 39.2607 | -121.0231 | 3148 | 556 | polygon | FALSE | TRUE | America/Los_Angeles | 3 | 95959 | 1840020226 | [10 empty] | Nevada CityCA
Lebanon | Lebanon | VA | Virginia | 51167 | Russell | 36.8993 | -82.0777 | 3147 | 258 | polygon | FALSE | TRUE | America/New_York | 3 | 24266 | 1840006492 | [10 empty] | LebanonVA
Pine City | Pine City | MN | Minnesota | 27115 | Pine | 45.8367 | -92.9683 | 3146 | 315 | polygon | FALSE | TRUE | America/Chicago | 3 | 55063 | 1840000237 | [10 empty] | Pine CityMN
Eleele | Eleele | HI | Hawaii | 15007 | Kauai | 21.9088 | -159.5801 | 3145 | 1566 | polygon | FALSE | FALSE | Pacific/Honolulu | 3 | 96705 | 1840029471 | [10 empty] | EleeleHI
Lake Success | Lake Success | NY | New York | 36059 | Nassau | 40.768 | -73.7089 | 3144 | 658 | polygon | FALSE | TRUE | America/New_York | 3 | 11042 11020 | 1840005300 | [10 empty] | Lake SuccessNY
Reamstown | Reamstown | PA | Pennsylvania | 42071 | Lancaster | 40.2113 | -76.118 | 3142 | 537 | polygon | FALSE | FALSE | America/New_York | 3 | 17578 17567 | 1840005488 | [10 empty] | ReamstownPA
Pleasant Valley | Pleasant Valley | WV | West Virginia | 54049 | Marion | 39.4505 | -80.1552 | 3141 | 375 | polygon | FALSE | TRUE | America/New_York | 3 | 26554 26578 | 1840005734 | [10 empty] | Pleasant ValleyWV
Zillah | Zillah | WA | Washington | 53077 | Yakima | 46.4084 | -120.2725 | 3140 | 667 | polygon | FALSE | TRUE | America/Los_Angeles | 3 | 98953 | 1840021155 | [10 empty] | ZillahWA
Blanchard | Blanchard | LA | Louisiana | 22017 | Caddo | 32.609 | -93.8842 | 3140 | 302 | polygon | FALSE | TRUE | America/Chicago | 3 | 71107 71009 | 1840015767 | [10 empty] | BlanchardLA
Granville | Granville | WV | West Virginia | 54061 | Monongalia | 39.6471 | -79.9974 | 3140 | 934 | polygon | FALSE | TRUE | America/New_York | 3 | 26534 | 1840005646 | [10 empty] | GranvilleWV
Tomahawk | Tomahawk | WI | Wisconsin | 55069 | Lincoln | 45.4746 | -89.7228 | 3140 | 154 | polygon | FALSE | TRUE | America/Chicago | 3 | 54487 | 1840001561 | [10 empty] | TomahawkWI
Burlington | Burlington | CO | Colorado | 8063 | Kit Carson | 39.3041 | -102.2714 | 3140 | 563 | polygon | FALSE | TRUE | America/Denver | 3 | 80807 | 1840018806 | [10 empty] | BurlingtonCO
Salunga | Salunga | PA | Pennsylvania | 42071 | Lancaster | 40.0929 | -76.4279 | 3139 | 673 | polygon | FALSE | FALSE | America/New_York | 3 | 17538 | 1840035185 | [10 empty] | SalungaPA
Beulah | Beulah | ND | North Dakota | 38057 | Mercer | 47.2665 | -101.7733 | 3139 | 510 | polygon | FALSE | TRUE | America/North_Dakota/Beulah | 3 | 58523 | 1840001907 | [10 empty] | BeulahND
Nokomis | Nokomis | IL | Illinois | 17135 | Montgomery | 39.3001 | -89.2854 | 3139 | 642 | polygon | FALSE | TRUE | America/Chicago | 3 | 62075 | 1840008488 | [10 empty] | NokomisIL
Orchidlands Estates | Orchidlands Estates | HI | Hawaii | 15001 | Hawaii | 19.557 | -155.0142 | 3139 | 125 | polygon | FALSE | FALSE | Pacific/Honolulu | 3 | 96749 | 1840029575 | [10 empty] | Orchidlands EstatesHI
Versailles | Versailles | OH | Ohio | 39037 | Darke | 40.2225 | -84.4832 | 3139 | 529 | polygon | FALSE | TRUE | America/New_York | 3 | 45380 | 1840012259 | [10 empty] | VersaillesOH
Centerville | Centerville | PA | Pennsylvania | 42125 | Washington | 40.03 | -79.9632 | 3139 | 91 | polygon | FALSE | TRUE | America/New_York | 3 | 15429 15358 15417 15333 | 1840003644 | [10 empty] | CentervillePA
Sheridan | Sheridan | IN | Indiana | 18057 | Hamilton | 40.132 | -86.2197 | 3139 | 568 | polygon | FALSE | TRUE | America/Indiana/Indianapolis | 3 | 46069 | 1840010499 | [10 empty] | SheridanIN
Landis | Landis | NC | North Carolina | 37159 | Rowan | 35.5484 | -80.6116 | 3138 | 347 | polygon | FALSE | TRUE | America/New_York | 3 | 28023 28088 | 1840016263 | [10 empty] | LandisNC
Cottondale | Cottondale | AL | Alabama | 1125 | Tuscaloosa | 33.1922 | -87.4544 | 3136 | 350 | polygon | FALSE | FALSE | America/Chicago | 3 | 35404 35453 | 1840023723 | [10 empty] | CottondaleAL
Petersburg | Petersburg | AK | Alaska | 2195 | Petersburg Borough | 56.7566 | -132.8727 | 3136 | 27 | polygon | FALSE | FALSE | America/Sitka | 3 | 99833 | 1840023308 | [10 empty] | PetersburgAK
Brackenridge | Brackenridge | PA | Pennsylvania | 42003 | Allegheny | 40.6079 | -79.7411 | 3135 | 2366 | polygon | FALSE | TRUE | America/New_York | 2 | 15014 | 1840001208 | [10 empty] | BrackenridgePA
Denmark | Denmark | SC | South Carolina | 45009 | Bamberg | 33.3152 | -81.1366 | 3135 | 295 | polygon | FALSE | TRUE | America/New_York | 3 | 29042 | 1840014837 | [10 empty] | DenmarkSC
Bicknell | Bicknell | IN | Indiana | 18083 | Knox | 38.7743 | -87.3078 | 3134 | 812 | polygon | FALSE | TRUE | America/Indiana/Vincennes | 3 | 47512 | 1840007437 | [10 empty] | BicknellIN
Okemah | Okemah | OK | Oklahoma | 40107 | Okfuskee | 35.4297 | -96.3005 | 3132 | 478 | polygon | FALSE | TRUE | America/Chicago | 3 | 74859 | 1840020429 | [10 empty] | OkemahOK
Hamburg | Hamburg | NJ | New Jersey | 34037 | Sussex | 41.1485 | -74.5736 | 3131 | 1056 | polygon | FALSE | TRUE | America/New_York | 3 | 7419 | 1840003481 | [10 empty] | HamburgNJ
Netcong | Netcong | NJ | New Jersey | 34027 | Morris | 40.8985 | -74.7019 | 3131 | 1451 | polygon | FALSE | TRUE | America/New_York | 3 | 7857 | 1840003580 | [10 empty] | NetcongNJ
Yorkville | Yorkville | WI | Wisconsin | 55101 | Racine | 42.7155 | -88.0097 | 3130 | 36 | polygon | FALSE | TRUE | America/Chicago | 3 | 53182 | 1840033795 | [10 empty] | YorkvilleWI
Heron Bay | Heron Bay | GA | Georgia | 13151 | Henry | 33.3393 | -84.1922 | 3130 | 267 | polygon | FALSE | TRUE | America/New_York | 3 | 30248 | 1840039167 | [10 empty] | Heron BayGA
Avondale Estates | Avondale Estates | GA | Georgia | 13089 | DeKalb | 33.7699 | -84.2648 | 3129 | 986 | polygon | FALSE | TRUE | America/New_York | 3 | 30002 | 1840013702 | [10 empty] | Avondale EstatesGA
Hogansville | Hogansville | GA | Georgia | 13285 | Troup | 33.1674 | -84.9027 | 3128 | 165 | polygon | FALSE | TRUE | America/New_York | 3 | 30230 | 1840014852 | [10 empty] | HogansvilleGA
Greenwood | Greenwood | LA | Louisiana | 22017 | Caddo | 32.436 | -93.9635 | 3128 | 134 | polygon | FALSE | TRUE | America/Chicago | 3 | 71033 | 1840016931 | [10 empty] | GreenwoodLA
Marin City | Marin City | CA | California | 6041 | Marin | 37.8711 | -122.5137 | 3126 | 2248 | polygon | FALSE | FALSE | America/Los_Angeles | 2 | 94965 | 1840026767 | [10 empty] | Marin CityCA
Rochester | Rochester | WA | Washington | 53067 | Thurston | 46.8288 | -123.0722 | 3126 | 517 | polygon | FALSE | FALSE | America/Los_Angeles | 3 | 98579 | 1840018459 | [10 empty] | RochesterWA
Cleveland | Cleveland | OK | Oklahoma | 40117 | Pawnee | 36.3002 | -96.4631 | 3125 | 447 | polygon | FALSE | TRUE | America/Chicago | 3 | 74020 | 1840019050 | [10 empty] | ClevelandOK
Thiensville | Thiensville | WI | Wisconsin | 55089 | Ozaukee | 43.236 | -87.9785 | 3125 | 1162 | polygon | FALSE | TRUE | America/Chicago | 3 | 53092 | 1840002821 | [10 empty] | ThiensvilleWI
Needville | Needville | TX | Texas | 48157 | Fort Bend | 29.3957 | -95.8387 | 3125 | 596 | polygon | FALSE | TRUE | America/Chicago | 3 | 77461 | 1840020951 | [10 empty] | NeedvilleTX
Oakland | Oakland | FL | Florida | 12095 | Orange | 28.5535 | -81.6357 | 3123 | 526 | polygon | FALSE | TRUE | America/New_York | 3 | 34760 34787 34740 | 1840015097 | [10 empty] | OaklandFL
Marion | Marion | AL | Alabama | 1105 | Perry | 32.6318 | -87.3172 | 3123 | 114 | polygon | FALSE | TRUE | America/Chicago | 3 | 36756 | 1840008188 | [10 empty] | MarionAL
Mount Penn | Mount Penn | PA | Pennsylvania | 42011 | Berks | 40.3287 | -75.8897 | 3121 | 2935 | polygon | FALSE | TRUE | America/New_York | 2 | 19606 | 1840001184 | [10 empty] | Mount PennPA
San Andreas | San Andreas | CA | California | 6009 | Calaveras | 38.1911 | -120.6763 | 3120 | 143 | polygon | FALSE | FALSE | America/Los_Angeles | 3 | 95249 | 1840018868 | [10 empty] | San AndreasCA
Henrietta | Henrietta | TX | Texas | 48077 | Clay | 33.8147 | -98.1925 | 3118 | 237 | polygon | FALSE | TRUE | America/Chicago | 3 | 76365 | 1840020547 | [10 empty] | HenriettaTX
Hiawatha | Hiawatha | KS | Kansas | 20013 | Brown | 39.8517 | -95.5381 | 3118 | 463 | polygon | FALSE | TRUE | America/Chicago | 3 | 66434 | 1840000726 | [10 empty] | HiawathaKS
Lake Pocotopaug | Lake Pocotopaug | CT | Connecticut | 9007 | Middlesex | 41.5961 | -72.5124 | 3117 | 379 | polygon | FALSE | FALSE | America/New_York | 3 | 6424 | 1840028596 | [10 empty] | Lake PocotopaugCT
Wesleyville | Wesleyville | PA | Pennsylvania | 42049 | Erie | 42.1369 | -80.0123 | 3117 | 2271 | polygon | FALSE | TRUE | America/New_York | 2 | 16510 | 1840000488 | [10 empty] | WesleyvillePA
Paddock Lake | Paddock Lake | WI | Wisconsin | 55059 | Kenosha | 42.5707 | -88.1044 | 3116 | 414 | polygon | FALSE | TRUE | America/Chicago | 3 | 53168 | 1840003162 | [10 empty] | Paddock LakeWI
Gosnell | Gosnell | AR | Arkansas | 5093 | Mississippi | 35.9645 | -89.9721 | 3116 | 720 | polygon | FALSE | TRUE | America/Chicago | 3 | 72315 72319 | 1840013389 | [10 empty] | GosnellAR
Abingdon | Abingdon | IL | Illinois | 17095 | Knox | 40.8039 | -90.401 | 3115 | 826 | polygon | FALSE | TRUE | America/Chicago | 3 | 61410 | 1840007161 | [10 empty] | AbingdonIL
North Lakeville | North Lakeville | MA | Massachusetts | 25023 | Plymouth | 41.8619 | -70.9411 | 3114 | 238 | polygon | FALSE | FALSE | America/New_York | 3 | 2347 | 1840031242 | [10 empty] | North LakevilleMA
Kellogg | Kellogg | ID | Idaho | 16079 | Shoshone | 47.5371 | -116.142 | 3113 | 207 | polygon | FALSE | TRUE | America/Los_Angeles | 3 | 83837 | 1840018392 | [10 empty] | KelloggID
Bean Station | Bean Station | TN | Tennessee | 47057 | Grainger | 36.3322 | -83.2852 | 3113 | 200 | polygon | FALSE | TRUE | America/New_York | 3 | 37708 | 1840013342 | [10 empty] | Bean StationTN
Shackle Island | Shackle Island | TN | Tennessee | 47165 | Sumner | 36.3775 | -86.6168 | 3112 | 216 | polygon | FALSE | FALSE | America/Chicago | 3 | 37075 | 1840024896 | [10 empty] | Shackle IslandTN
Island Walk | Island Walk | FL | Florida | 12021 | Collier | 26.2511 | -81.711 | 3112 | 1177 | polygon | FALSE | TRUE | America/New_York | 3 | 34119 | 1840038939 | [10 empty] | Island WalkFL
Mineral Springs | Mineral Springs | NC | North Carolina | 37179 | Union | 34.9411 | -80.6846 | 3111 | 146 | polygon | FALSE | TRUE | America/New_York | 3 | 28108 28173 28112 | 1840016455 | [10 empty] | Mineral SpringsNC
Arcadia | Arcadia | WI | Wisconsin | 55121 | Trempealeau | 44.2486 | -91.4915 | 3110 | 358 | polygon | FALSE | TRUE | America/Chicago | 3 | 54612 | 1840002383 | [10 empty] | ArcadiaWI
Beechwood | Beechwood | MI | Michigan | 26139 | Ottawa | 42.7982 | -86.123 | 3109 | 662 | polygon | FALSE | FALSE | America/Detroit | 3 | 49424 | 1840004346 | [10 empty] | BeechwoodMI
Blue Earth | Blue Earth | MN | Minnesota | 27043 | Faribault | 43.6404 | -94.1004 | 3108 | 378 | polygon | FALSE | TRUE | America/Chicago | 3 | 56013 | 1840006841 | [10 empty] | Blue EarthMN
Wallburg | Wallburg | NC | North Carolina | 37057 | Davidson | 36.0088 | -80.1453 | 3107 | 214 | polygon | FALSE | TRUE | America/New_York | 3 | 27107 27373 | 1840016224 | [10 empty] | WallburgNC
Jamestown | Jamestown | CA | California | 6109 | Tuolumne | 37.9574 | -120.411 | 3107 | 399 | polygon | FALSE | FALSE | America/Los_Angeles | 3 | 95327 | 1840017600 | [10 empty] | JamestownCA
North Cape May | North Cape May | NJ | New Jersey | 34009 | Cape May | 38.9766 | -74.9516 | 3107 | 859 | polygon | FALSE | FALSE | America/New_York | 3 | 8204 | 1840005866 | [10 empty] | North Cape MayNJ
Beechwood Trails | Beechwood Trails | OH | Ohio | 39089 | Licking | 40.0252 | -82.6463 | 3106 | 337 | polygon | FALSE | FALSE | America/New_York | 3 | 43062 | 1840034378 | [10 empty] | Beechwood TrailsOH
Milbank | Milbank | SD | South Dakota | 46051 | Grant | 45.2194 | -96.634 | 3103 | 424 | polygon | FALSE | TRUE | America/Chicago | 3 | 57252 | 1840002099 | [10 empty] | MilbankSD
South Jacksonville | South Jacksonville | IL | Illinois | 17137 | Morgan | 39.7024 | -90.2292 | 3102 | 527 | polygon | FALSE | TRUE | America/Chicago | 3 | 62650 | 1840012516 | [10 empty] | South JacksonvilleIL
New Holstein | New Holstein | WI | Wisconsin | 55015 | Calumet | 43.9491 | -88.0942 | 3102 | 477 | polygon | FALSE | TRUE | America/Chicago | 3 | 53061 53062 | 1840002522 | [10 empty] | New HolsteinWI
Blountville | Blountville | TN | Tennessee | 47163 | Sullivan | 36.533 | -82.329 | 3102 | 242 | polygon | FALSE | FALSE | America/New_York | 3 | 37617 | 1840013298 | [10 empty] | BlountvilleTN
Oak Trail Shores | Oak Trail Shores | TX | Texas | 48221 | Hood | 32.4885 | -97.8357 | 3101 | 471 | polygon | FALSE | FALSE | America/Chicago | 3 | 76048 | 1840019459 | [10 empty] | Oak Trail ShoresTX
Acres Green | Acres Green | CO | Colorado | 8035 | Douglas | 39.5558 | -104.8958 | 3100 | 1990 | polygon | FALSE | FALSE | America/Denver | 3 | 80124 | 1840028559 | [10 empty] | Acres GreenCO
Vado | Vado | NM | New Mexico | 35013 | DoÃ±a Ana | 32.1279 | -106.6571 | 3099 | 401 | polygon | FALSE | FALSE | America/Denver | 3 | 88072 88048 | 1840019416 | [10 empty] | VadoNM
Olney | Olney | TX | Texas | 48503 | Young | 33.3643 | -98.7584 | 3099 | 591 | polygon | FALSE | TRUE | America/Chicago | 3 | 76374 | 1840020670 | [10 empty] | OlneyTX
Federalsburg | Federalsburg | MD | Maryland | 24011 | Caroline | 38.6928 | -75.7727 | 3098 | 532 | polygon | FALSE | TRUE | America/New_York | 3 | 21632 | 1840005933 | [10 empty] | FederalsburgMD
Bonny Doon | Bonny Doon | CA | California | 6087 | Santa Cruz | 37.0435 | -122.1369 | 3096 | 71 | polygon | FALSE | FALSE | America/Los_Angeles | 3 | 95060 | 1840022568 | [10 empty] | Bonny DoonCA
Checotah | Checotah | OK | Oklahoma | 40091 | McIntosh | 35.4821 | -95.5224 | 3095 | 133 | polygon | FALSE | TRUE | America/Chicago | 3 | 74426 | 1840019157 | [10 empty] | ChecotahOK
Sloatsburg | Sloatsburg | NY | New York | 36087 | Rockland | 41.162 | -74.1902 | 3095 | 483 | polygon | FALSE | TRUE | America/New_York | 3 | 10974 | 1840004984 | [10 empty] | SloatsburgNY
Dahlgren | Dahlgren | VA | Virginia | 51099 | King George | 38.3444 | -77.0624 | 3093 | 446 | polygon | FALSE | FALSE | America/New_York | 3 | 22485 | 1840006266 | [10 empty] | DahlgrenVA
Lodi | Lodi | WI | Wisconsin | 55021 | Columbia | 43.3154 | -89.5366 | 3092 | 690 | polygon | FALSE | TRUE | America/Chicago | 3 | 53555 | 1840002710 | [10 empty] | LodiWI
Ocean Grove | Ocean Grove | MA | Massachusetts | 25005 | Bristol | 41.7281 | -71.2098 | 3092 | 1804 | polygon | FALSE | FALSE | America/New_York | 3 | 2777 | 1840004734 | [10 empty] | Ocean GroveMA
Buffalo | Buffalo | MO | Missouri | 29059 | Dallas | 37.6444 | -93.0969 | 3091 | 415 | polygon | FALSE | TRUE | America/Chicago | 3 | 65622 | 1840007571 | [10 empty] | BuffaloMO
Cadiz | Cadiz | KY | Kentucky | 21221 | Trigg | 36.8695 | -87.8048 | 3090 | 347 | polygon | FALSE | TRUE | America/Chicago | 3 | 42211 | 1840013282 | [10 empty] | CadizKY
McSherrystown | McSherrystown | PA | Pennsylvania | 42001 | Adams | 39.8035 | -77.0199 | 3090 | 2331 | polygon | FALSE | TRUE | America/New_York | 2 | 17344 | 1840000685 | [10 empty] | McSherrystownPA
Morongo Valley | Morongo Valley | CA | California | 6071 | San Bernardino | 34.0724 | -116.5627 | 3090 | 47 | polygon | FALSE | FALSE | America/Los_Angeles | 3 | 92256 | 1840019110 | [10 empty] | Morongo ValleyCA
Warsaw | Warsaw | NC | North Carolina | 37061 | Duplin | 34.9987 | -78.0926 | 3089 | 380 | polygon | FALSE | TRUE | America/New_York | 3 | 28398 | 1840016472 | [10 empty] | WarsawNC
Brownstown | Brownstown | IN | Indiana | 18071 | Jackson | 38.8789 | -86.0479 | 3089 | 667 | polygon | FALSE | TRUE | America/Indiana/Indianapolis | 3 | 47220 | 1840009709 | [10 empty] | BrownstownIN
Greenwood Lake | Greenwood Lake | NY | New York | 36071 | Orange | 41.2215 | -74.2891 | 3088 | 589 | polygon | FALSE | TRUE | America/New_York | 3 | 10925 | 1840004869 | [10 empty] | Greenwood LakeNY
Eagle Lake | Eagle Lake | MN | Minnesota | 27013 | Blue Earth | 44.1616 | -93.8846 | 3087 | 771 | polygon | FALSE | TRUE | America/Chicago | 3 | 56024 | 1840007903 | [10 empty] | Eagle LakeMN
Fiskdale | Fiskdale | MA | Massachusetts | 25027 | Worcester | 42.1227 | -72.1087 | 3087 | 381 | polygon | FALSE | FALSE | America/New_York | 3 | 01518 01566 | 1840003148 | [10 empty] | FiskdaleMA
East Rockingham | East Rockingham | NC | North Carolina | 37153 | Richmond | 34.9116 | -79.766 | 3086 | 348 | polygon | FALSE | FALSE | America/New_York | 3 | 28379 | 1840013081 | [10 empty] | East RockinghamNC
Chandler | Chandler | OK | Oklahoma | 40081 | Lincoln | 35.7237 | -96.8951 | 3085 | 131 | polygon | FALSE | TRUE | America/Chicago | 3 | 74834 | 1840019106 | [10 empty] | ChandlerOK
Red Bay | Red Bay | AL | Alabama | 1059 | Franklin | 34.4358 | -88.1362 | 3085 | 122 | polygon | FALSE | TRUE | America/Chicago | 3 | 35582 | 1840014682 | [10 empty] | Red BayAL
Sonora | Sonora | TX | Texas | 48435 | Sutton | 30.5706 | -100.642 | 3084 | 484 | polygon | FALSE | TRUE | America/Chicago | 3 | 76950 | 1840022172 | [10 empty] | SonoraTX
Filer | Filer | ID | Idaho | 16083 | Twin Falls | 42.5679 | -114.6115 | 3083 | 1107 | polygon | FALSE | TRUE | America/Boise | 3 | 83328 | 1840020080 | [10 empty] | FilerID
Watertown | Watertown | FL | Florida | 12023 | Columbia | 30.1855 | -82.6026 | 3082 | 490 | polygon | FALSE | FALSE | America/New_York | 3 | 32055 32025 | 1840013955 | [10 empty] | WatertownFL
Tishomingo | Tishomingo | OK | Oklahoma | 40069 | Johnston | 34.2387 | -96.6805 | 3082 | 272 | polygon | FALSE | TRUE | America/Chicago | 3 | 73460 | 1840021904 | [10 empty] | TishomingoOK
Hartville | Hartville | OH | Ohio | 39151 | Stark | 40.9618 | -81.3347 | 3079 | 440 | polygon | FALSE | TRUE | America/New_York | 3 | 44632 | 1840011910 | [10 empty] | HartvilleOH
Andrews AFB | Andrews AFB | MD | Maryland | 24033 | Prince George's | 38.8053 | -76.8744 | 3079 | 171 | polygon | TRUE | TRUE | America/New_York | 3 | 20735 20762 | 1840073587 | [10 empty] | Andrews AFBMD
Cleveland | Cleveland | FL | Florida | 12015 | Charlotte | 26.9529 | -81.9925 | 3077 | 226 | polygon | FALSE | FALSE | America/New_York | 3 | 33982 | 1840013128 | [10 empty] | ClevelandFL
Brillion | Brillion | WI | Wisconsin | 55015 | Calumet | 44.1757 | -88.0711 | 3077 | 425 | polygon | FALSE | TRUE | America/Chicago | 3 | 54110 | 1840002520 | [10 empty] | BrillionWI
Anza | Anza | CA | California | 6065 | Riverside | 33.5679 | -116.6967 | 3076 | 43 | polygon | FALSE | FALSE | America/Los_Angeles | 3 | 92539 | 1840022905 | [10 empty] | AnzaCA
Licking | Licking | MO | Missouri | 29215 | Texas | 37.4993 | -91.8618 | 3075 | 557 | polygon | FALSE | TRUE | America/Chicago | 3 | 65542 | 1840009892 | [10 empty] | LickingMO
Moriches | Moriches | NY | New York | 36103 | Suffolk | 40.807 | -72.8235 | 3073 | 571 | polygon | FALSE | FALSE | America/New_York | 3 | 11955 | 1840005048 | [10 empty] | MorichesNY
Eatonville | Eatonville | WA | Washington | 53053 | Pierce | 46.8681 | -122.2697 | 3073 | 639 | polygon | FALSE | TRUE | America/Los_Angeles | 3 | 98328 | 1840021131 | [10 empty] | EatonvilleWA
Clarksville | Clarksville | TX | Texas | 48387 | Red River | 33.611 | -95.0561 | 3072 | 387 | polygon | FALSE | TRUE | America/Chicago | 3 | 75426 | 1840019315 | [10 empty] | ClarksvilleTX
Lakemore | Lakemore | OH | Ohio | 39153 | Summit | 41.0215 | -81.4264 | 3072 | 817 | polygon | FALSE | TRUE | America/New_York | 3 | 44250 44312 | 1840000796 | [10 empty] | LakemoreOH
Jefferson | Jefferson | OH | Ohio | 39007 | Ashtabula | 41.7384 | -80.7689 | 3071 | 455 | polygon | FALSE | TRUE | America/New_York | 3 | 44047 | 1840011415 | [10 empty] | JeffersonOH
Cut Bank | Cut Bank | MT | Montana | 30035 | Glacier | 48.6345 | -112.3304 | 3070 | 1021 | polygon | FALSE | TRUE | America/Denver | 3 | 59427 | 1840018354 | [10 empty] | Cut BankMT
Savanna | Savanna | IL | Illinois | 17015 | Carroll | 42.0904 | -90.1396 | 3070 | 412 | polygon | FALSE | TRUE | America/Chicago | 3 | 61074 | 1840009180 | [10 empty] | SavannaIL
Double Oak | Double Oak | TX | Texas | 48121 | Denton | 33.0633 | -97.1117 | 3068 | 484 | polygon | FALSE | TRUE | America/Chicago | 3 | 76226 75077 | 1840022008 | [10 empty] | Double OakTX
Fairport Harbor | Fairport Harbor | OH | Ohio | 39085 | Lake | 41.7477 | -81.2731 | 3067 | 1152 | polygon | FALSE | TRUE | America/New_York | 3 | 44077 | 1840011436 | [10 empty] | Fairport HarborOH
Doylestown | Doylestown | OH | Ohio | 39169 | Wayne | 40.97 | -81.6954 | 3067 | 636 | polygon | FALSE | TRUE | America/New_York | 3 | 44230 | 1840011894 | [10 empty] | DoylestownOH
Lake Arrowhead | Lake Arrowhead | ME | Maine | 23031 | York | 43.6634 | -70.7382 | 3067 | 227 | polygon | FALSE | FALSE | America/New_York | 3 | 04048 04061 | 1840002670 | [10 empty] | Lake ArrowheadME
Biscayne Park | Biscayne Park | FL | Florida | 12086 | Miami-Dade | 25.8817 | -80.1813 | 3065 | 1909 | polygon | FALSE | TRUE | America/New_York | 3 | 33161 | 1840018331 | [10 empty] | Biscayne ParkFL
Navy Yard City | Navy Yard City | WA | Washington | 53035 | Kitsap | 47.5508 | -122.6655 | 3064 | 1919 | polygon | FALSE | FALSE | America/Los_Angeles | 3 | 98312 | 1840018407 | [10 empty] | Navy Yard CityWA
Bethany | Bethany | MO | Missouri | 29081 | Harrison | 40.2684 | -94.0281 | 3062 | 266 | polygon | FALSE | TRUE | America/Chicago | 3 | 64424 | 1840007230 | [10 empty] | BethanyMO
Paramount-Long Meadow | Paramount-Long Meadow | MD | Maryland | 24043 | Washington | 39.6798 | -77.6921 | 3062 | 541 | polygon | FALSE | TRUE | America/New_York | 3 | 21742 | 1840073650 | [10 empty] | Paramount-Long MeadowMD
Dyer | Dyer | TN | Tennessee | 47053 | Gibson | 36.071 | -88.9921 | 3062 | 371 | polygon | FALSE | TRUE | America/Chicago | 3 | 38330 | 1840013371 | [10 empty] | DyerTN
Monterey | Monterey | TN | Tennessee | 47141 | Putnam | 36.1446 | -85.2643 | 3061 | 369 | polygon | FALSE | TRUE | America/Chicago | 3 | 38574 | 1840016108 | [10 empty] | MontereyTN
Weaver | Weaver | AL | Alabama | 1015 | Calhoun | 33.7602 | -85.8117 | 3061 | 339 | polygon | FALSE | TRUE | America/Chicago | 3 | 36277 | 1840015646 | [10 empty] | WeaverAL
Golden Beach | Golden Beach | MD | Maryland | 24037 | St. Mary's | 38.49 | -76.7019 | 3060 | 311 | polygon | FALSE | FALSE | America/New_York | 3 | 20659 | 1840006230 | [10 empty] | Golden BeachMD
Brightwaters | Brightwaters | NY | New York | 36103 | Suffolk | 40.7193 | -73.2642 | 3059 | 1223 | polygon | FALSE | TRUE | America/New_York | 3 | 11718 | 1840005145 | [10 empty] | BrightwatersNY
Big Sky | Big Sky | MT | Montana | 30031 | Gallatin | 45.2592 | -111.3426 | 3058 | 9 | polygon | FALSE | FALSE | America/Denver | 3 | 59730 59716 | 1840017393 | [10 empty] | Big SkyMT
Blackhawk | Blackhawk | SD | South Dakota | 46093 | Meade | 44.1514 | -103.334 | 3057 | 249 | polygon | FALSE | FALSE | America/Denver | 3 | 57718 | 1840004031 | [10 empty] | BlackhawkSD
Dalzell | Dalzell | SC | South Carolina | 45085 | Sumter | 34.0189 | -80.4299 | 3057 | 200 | polygon | FALSE | FALSE | America/New_York | 3 | 29040 | 1840013090 | [10 empty] | DalzellSC
Bishop | Bishop | TX | Texas | 48355 | Nueces | 27.5851 | -97.7977 | 3056 | 498 | polygon | FALSE | TRUE | America/Chicago | 3 | 78343 | 1840019717 | [10 empty] | BishopTX
Wilder | Wilder | KY | Kentucky | 21037 | Campbell | 39.04 | -84.4816 | 3056 | 325 | polygon | FALSE | TRUE | America/New_York | 3 | 41071 41076 | 1840015171 | [10 empty] | WilderKY
Corning | Corning | AR | Arkansas | 5021 | Clay | 36.4111 | -90.5861 | 3056 | 368 | polygon | FALSE | TRUE | America/Chicago | 3 | 72422 | 1840014455 | [10 empty] | CorningAR
Wormleysburg | Wormleysburg | PA | Pennsylvania | 42041 | Cumberland | 40.2604 | -76.9094 | 3054 | 1518 | polygon | FALSE | TRUE | America/New_York | 3 | 17043 17011 | 1840001394 | [10 empty] | WormleysburgPA
Richville | Richville | OH | Ohio | 39151 | Stark | 40.7529 | -81.4684 | 3054 | 382 | polygon | FALSE | FALSE | America/New_York | 3 | 44662 44706 44646 | 1840026392 | [10 empty] | RichvilleOH
Dadeville | Dadeville | AL | Alabama | 1123 | Tallapoosa | 32.8326 | -85.7675 | 3053 | 73 | polygon | FALSE | TRUE | America/Chicago | 3 | 36853 | 1840001397 | [10 empty] | DadevilleAL
Columbus | Columbus | KS | Kansas | 20021 | Cherokee | 37.1714 | -94.8442 | 3052 | 492 | polygon | FALSE | TRUE | America/Chicago | 3 | 66725 | 1840001715 | [10 empty] | ColumbusKS
Montgomery | Montgomery | MN | Minnesota | 27079 | Le Sueur | 44.4452 | -93.5797 | 3050 | 471 | polygon | FALSE | TRUE | America/Chicago | 3 | 56069 | 1840007883 | [10 empty] | MontgomeryMN
Loxley | Loxley | AL | Alabama | 1003 | Baldwin | 30.6813 | -87.7418 | 3049 | 36 | polygon | FALSE | TRUE | America/Chicago | 3 | 36551 36527 36578 | 1840017123 | [10 empty] | LoxleyAL
Wildwood Crest | Wildwood Crest | NJ | New Jersey | 34009 | Cape May | 38.9718 | -74.8376 | 3048 | 906 | polygon | FALSE | TRUE | America/New_York | 3 | 8260 | 1840001603 | [10 empty] | Wildwood CrestNJ
Algoma | Algoma | WI | Wisconsin | 55061 | Kewaunee | 44.6057 | -87.4465 | 3048 | 481 | polygon | FALSE | TRUE | America/Chicago | 3 | 54201 | 1840001567 | [10 empty] | AlgomaWI
Beechwood | Beechwood | MS | Mississippi | 28149 | Warren | 32.3303 | -90.819 | 3047 | 187 | polygon | FALSE | FALSE | America/Chicago | 3 | 39180 | 1840025904 | [10 empty] | BeechwoodMS
Ocean Grove | Ocean Grove | NJ | New Jersey | 34025 | Monmouth | 40.2119 | -74.0083 | 3047 | 3163 | polygon | FALSE | FALSE | America/New_York | 2 | 7756 | 1840005446 | [10 empty] | Ocean GroveNJ
Fayetteville | Fayetteville | PA | Pennsylvania | 42055 | Franklin | 39.9114 | -77.5651 | 3047 | 360 | polygon | FALSE | FALSE | America/New_York | 3 | 17222 | 1840005495 | [10 empty] | FayettevillePA
Sherwood | Sherwood | WI | Wisconsin | 55015 | Calumet | 44.1764 | -88.2756 | 3047 | 339 | polygon | FALSE | TRUE | America/Chicago | 3 | 54952 54169 | 1840002247 | [10 empty] | SherwoodWI
Johnson Creek | Johnson Creek | WI | Wisconsin | 55055 | Jefferson | 43.0812 | -88.7702 | 3046 | 388 | polygon | FALSE | TRUE | America/Chicago | 3 | 53038 53094 | 1840003002 | [10 empty] | Johnson CreekWI
Hill 'n Dale | Hill 'n Dale | FL | Florida | 12053 | Hernando | 28.519 | -82.2918 | 3045 | 534 | polygon | FALSE | FALSE | America/New_York | 3 | 34602 | 1840028916 | [10 empty] | Hill 'n DaleFL
Wellton | Wellton | AZ | Arizona | 4027 | Yuma | 32.64 | -114.214 | 3044 | 40 | polygon | FALSE | TRUE | America/Phoenix | 3 | 85356 | 1840022976 | [10 empty] | WelltonAZ
Kings Beach | Kings Beach | CA | California | 6061 | Placer | 39.249 | -120.0201 | 3044 | 341 | polygon | FALSE | FALSE | America/Los_Angeles | 3 | 96143 | 1840017560 | [10 empty] | Kings BeachCA
Benson | Benson | MN | Minnesota | 27151 | Swift | 45.3152 | -95.6058 | 3043 | 378 | polygon | FALSE | TRUE | America/Chicago | 3 | 56215 | 1840006727 | [10 empty] | BensonMN
Heyworth | Heyworth | IL | Illinois | 17113 | McLean | 40.3138 | -88.9928 | 3043 | 365 | polygon | FALSE | TRUE | America/Chicago | 3 | 61745 | 1840011973 | [10 empty] | HeyworthIL
DeCordova | DeCordova | TX | Texas | 48221 | Hood | 32.428 | -97.6911 | 3040 | 833 | polygon | FALSE | TRUE | America/Chicago | 3 | 76049 | 1840019463 | [10 empty] | DeCordovaTX
McDonald | McDonald | OH | Ohio | 39155 | Trumbull | 41.1634 | -80.723 | 3040 | 689 | polygon | FALSE | TRUE | America/New_York | 3 | 44437 | 1840011596 | [10 empty] | McDonaldOH
Kimberling City | Kimberling City | MO | Missouri | 29209 | Stone | 36.6441 | -93.4239 | 3040 | 253 | polygon | FALSE | TRUE | America/Chicago | 3 | 65686 | 1840008795 | [10 empty] | Kimberling CityMO
Cordaville | Cordaville | MA | Massachusetts | 25027 | Worcester | 42.2727 | -71.5221 | 3039 | 646 | polygon | FALSE | FALSE | America/New_York | 3 | 1772 | 1840003145 | [10 empty] | CordavilleMA
Trafford | Trafford | PA | Pennsylvania | 42129 | Westmoreland | 40.3847 | -79.7575 | 3039 | 809 | polygon | FALSE | TRUE | America/New_York | 3 | 15085 | 1840001168 | [10 empty] | TraffordPA
Genoa | Genoa | OH | Ohio | 39123 | Ottawa | 41.5204 | -83.3619 | 3039 | 583 | polygon | FALSE | TRUE | America/New_York | 3 | 43430 | 1840011500 | [10 empty] | GenoaOH
Eunice | Eunice | NM | New Mexico | 35025 | Lea | 32.4465 | -103.2011 | 3038 | 297 | polygon | FALSE | TRUE | America/Denver | 3 | 88231 | 1840020615 | [10 empty] | EuniceNM
Greenfield | Greenfield | MN | Minnesota | 27053 | Hennepin | 45.0997 | -93.6884 | 3038 | 57 | polygon | FALSE | TRUE | America/Chicago | 3 | 55373 55357 | 1840007825 | [10 empty] | GreenfieldMN
Kaunakakai | Kaunakakai | HI | Hawaii | 15009 | Maui | 21.0905 | -156.9981 | 3038 | 91 | polygon | FALSE | FALSE | Pacific/Honolulu | 3 | 96748 | 1840023226 | [10 empty] | KaunakakaiHI
Atkins | Atkins | AR | Arkansas | 5115 | Pope | 35.2414 | -92.9465 | 3037 | 191 | polygon | FALSE | TRUE | America/Chicago | 3 | 72823 | 1840013422 | [10 empty] | AtkinsAR
Mazomanie | Mazomanie | WI | Wisconsin | 55025 | Dane | 43.1731 | -89.7955 | 3034 | 372 | polygon | FALSE | TRUE | America/Chicago | 3 | 53560 | 1840002918 | [10 empty] | MazomanieWI
Roosevelt Gardens | Roosevelt Gardens | FL | Florida | 12011 | Broward | 26.1406 | -80.181 | 3034 | 3634 | polygon | FALSE | FALSE | America/New_York | 2 | 33311 | 1840029108 | [10 empty] | Roosevelt GardensFL
Penrose | Penrose | CO | Colorado | 8043 | Fremont | 38.4213 | -105.0004 | 3034 | 65 | polygon | FALSE | FALSE | America/Denver | 3 | 81240 | 1840018854 | [10 empty] | PenroseCO
Garner | Garner | IA | Iowa | 19081 | Hancock | 43.1 | -93.6026 | 3033 | 534 | polygon | FALSE | TRUE | America/Chicago | 3 | 50438 | 1840007986 | [10 empty] | GarnerIA
Day Valley | Day Valley | CA | California | 6087 | Santa Cruz | 37.0255 | -121.8559 | 3033 | 63 | polygon | FALSE | FALSE | America/Los_Angeles | 3 | 95076 95003 | 1840028365 | [10 empty] | Day ValleyCA
Strathmore | Strathmore | CA | California | 6107 | Tulare | 36.1438 | -119.0611 | 3033 | 824 | polygon | FALSE | FALSE | America/Los_Angeles | 3 | 93267 | 1840019042 | [10 empty] | StrathmoreCA
Carrizales | Carrizales | PR | Puerto Rico | 72065 | Hatillo | 18.4811 | -66.7878 | 3033 | 2091 | polygon | FALSE | FALSE | America/Puerto_Rico | 2 | 659 | 1630023532 | [10 empty] | CarrizalesPR
Emigsville | Emigsville | PA | Pennsylvania | 42133 | York | 40.0085 | -76.731 | 3032 | 976 | polygon | FALSE | FALSE | America/New_York | 3 | 17406 17318 | 1840005506 | [10 empty] | EmigsvillePA
Vails Gate | Vails Gate | NY | New York | 36071 | Orange | 41.4587 | -74.0533 | 3031 | 1134 | polygon | FALSE | FALSE | America/New_York | 3 | 12553 12584 | 1840004863 | [10 empty] | Vails GateNY
Boutte | Boutte | LA | Louisiana | 22089 | St. Charles | 29.8825 | -90.3936 | 3030 | 84 | polygon | FALSE | FALSE | America/Chicago | 3 | 70039 70080 | 1840013977 | [10 empty] | BoutteLA
Hahira | Hahira | GA | Georgia | 13185 | Lowndes | 30.9941 | -83.3787 | 3029 | 434 | polygon | FALSE | TRUE | America/New_York | 3 | 31632 | 1840013904 | [10 empty] | HahiraGA
Thermopolis | Thermopolis | WY | Wyoming | 56017 | Hot Springs | 43.6479 | -108.2139 | 3029 | 447 | polygon | FALSE | TRUE | America/Denver | 3 | 82443 | 1840022353 | [10 empty] | ThermopolisWY
Walsenburg | Walsenburg | CO | Colorado | 8055 | Huerfano | 37.6307 | -104.7818 | 3029 | 391 | polygon | FALSE | TRUE | America/Denver | 3 | 81089 | 1840021535 | [10 empty] | WalsenburgCO
Proctor | Proctor | MN | Minnesota | 27137 | St. Louis | 46.7416 | -92.2276 | 3028 | 357 | polygon | FALSE | TRUE | America/Chicago | 3 | 55810 | 1840008818 | [10 empty] | ProctorMN
Ferrysburg | Ferrysburg | MI | Michigan | 26139 | Ottawa | 43.085 | -86.2221 | 3028 | 390 | polygon | FALSE | TRUE | America/Detroit | 3 | 49456 49409 | 1840002994 | [10 empty] | FerrysburgMI
Luyando | Luyando | PR | Puerto Rico | 72003 | Aguada | 18.3575 | -67.1553 | 3028 | 713 | polygon | FALSE | FALSE | America/Puerto_Rico | 3 | 602 | 1630023527 | [10 empty] | LuyandoPR
Afton | Afton | MN | Minnesota | 27163 | Washington | 44.9042 | -92.8174 | 3028 | 46 | polygon | FALSE | TRUE | America/Chicago | 3 | 55001 | 1840006736 | [10 empty] | AftonMN
Oostburg | Oostburg | WI | Wisconsin | 55117 | Sheboygan | 43.6237 | -87.7889 | 3027 | 596 | polygon | FALSE | TRUE | America/Chicago | 3 | 53070 | 1840002625 | [10 empty] | OostburgWI
River Bend | River Bend | NC | North Carolina | 37049 | Craven | 35.0717 | -77.1504 | 3026 | 464 | polygon | FALSE | TRUE | America/New_York | 3 | 28562 | 1840017866 | [10 empty] | River BendNC
Edgecliff Village | Edgecliff Village | TX | Texas | 48439 | Tarrant | 32.6561 | -97.3406 | 3026 | 980 | polygon | FALSE | TRUE | America/Chicago | 3 | 76134 | 1840022052 | [10 empty] | Edgecliff VillageTX
Pleasant Valley | Pleasant Valley | MO | Missouri | 29047 | Clay | 39.2172 | -94.481 | 3026 | 930 | polygon | FALSE | TRUE | America/Chicago | 3 | 64068 | 1840009606 | [10 empty] | Pleasant ValleyMO
Lido Beach | Lido Beach | NY | New York | 36059 | Nassau | 40.5904 | -73.6121 | 3024 | 671 | polygon | FALSE | FALSE | America/New_York | 3 | 11569 11561 | 1840005271 | [10 empty] | Lido BeachNY
Petersburg | Petersburg | IL | Illinois | 17129 | Menard | 40.0143 | -89.8455 | 3024 | 547 | polygon | FALSE | TRUE | America/Chicago | 3 | 62675 | 1840009469 | [10 empty] | PetersburgIL
Delphi | Delphi | IN | Indiana | 18015 | Carroll | 40.5834 | -86.6668 | 3024 | 413 | polygon | FALSE | TRUE | America/Indiana/Indianapolis | 3 | 46923 | 1840013728 | [10 empty] | DelphiIN
Shelby | Shelby | MT | Montana | 30101 | Toole | 48.5031 | -111.8615 | 3023 | 201 | polygon | FALSE | TRUE | America/Denver | 3 | 59474 | 1840021062 | [10 empty] | ShelbyMT
Soda Springs | Soda Springs | ID | Idaho | 16029 | Caribou | 42.659 | -111.5878 | 3023 | 263 | polygon | FALSE | TRUE | America/Boise | 3 | 83276 | 1840021297 | [10 empty] | Soda SpringsID
Jarrettsville | Jarrettsville | MD | Maryland | 24025 | Harford | 39.6031 | -76.4752 | 3023 | 135 | polygon | FALSE | FALSE | America/New_York | 3 | 21084 | 1840005664 | [10 empty] | JarrettsvilleMD
Buckner | Buckner | MO | Missouri | 29095 | Jackson | 39.1336 | -94.1929 | 3022 | 653 | polygon | FALSE | TRUE | America/Chicago | 3 | 64016 | 1840007395 | [10 empty] | BucknerMO
Dermott | Dermott | AR | Arkansas | 5017 | Chicot | 33.5271 | -91.4324 | 3019 | 280 | polygon | FALSE | TRUE | America/Chicago | 3 | 71638 | 1840014820 | [10 empty] | DermottAR
Everett | Everett | PA | Pennsylvania | 42009 | Bedford | 40.0133 | -78.3667 | 3018 | 677 | polygon | FALSE | TRUE | America/New_York | 3 | 15537 | 1840001398 | [10 empty] | EverettPA
Mohnton | Mohnton | PA | Pennsylvania | 42011 | Berks | 40.2872 | -75.9871 | 3018 | 1525 | polygon | FALSE | TRUE | America/New_York | 3 | 19540 | 1840001183 | [10 empty] | MohntonPA
Santa Rosa Valley | Santa Rosa Valley | CA | California | 6111 | Ventura | 34.2453 | -118.9023 | 3016 | 168 | polygon | FALSE | TRUE | America/Los_Angeles | 3 | 93012 | 1840042299 | [10 empty] | Santa Rosa ValleyCA
Atoka | Atoka | OK | Oklahoma | 40005 | Atoka | 34.3857 | -96.1313 | 3015 | 139 | polygon | FALSE | TRUE | America/Chicago | 3 | 74525 | 1840019254 | [10 empty] | AtokaOK
Lesslie | Lesslie | SC | South Carolina | 45091 | York | 34.8856 | -80.9541 | 3013 | 191 | polygon | FALSE | FALSE | America/New_York | 3 | 29704 29730 | 1840013519 | [10 empty] | LesslieSC
Kenvil | Kenvil | NJ | New Jersey | 34027 | Morris | 40.8747 | -74.6274 | 3013 | 869 | polygon | FALSE | FALSE | America/New_York | 3 | 07876 07847 | 1840024234 | [10 empty] | KenvilNJ
Strasburg | Strasburg | CO | Colorado | 8005 | Arapahoe | 39.7181 | -104.3195 | 3013 | 55 | polygon | FALSE | FALSE | America/Denver | 3 | 80136 | 1840018795 | [10 empty] | StrasburgCO
Granite Quarry | Granite Quarry | NC | North Carolina | 37159 | Rowan | 35.6126 | -80.4484 | 3012 | 405 | polygon | FALSE | TRUE | America/New_York | 3 | 28146 28072 | 1840016268 | [10 empty] | Granite QuarryNC
Hamilton | Hamilton | TX | Texas | 48193 | Hamilton | 31.6997 | -98.1208 | 3012 | 335 | polygon | FALSE | TRUE | America/Chicago | 3 | 76531 | 1840020801 | [10 empty] | HamiltonTX
Milton | Milton | DE | Delaware | 10005 | Sussex | 38.7751 | -75.3104 | 3012 | 650 | polygon | FALSE | TRUE | America/New_York | 3 | 19968 | 1840006081 | [10 empty] | MiltonDE
Nashville | Nashville | IL | Illinois | 17189 | Washington | 38.3541 | -89.377 | 3011 | 377 | polygon | FALSE | TRUE | America/Chicago | 3 | 62263 | 1840008651 | [10 empty] | NashvilleIL
Wyoming | Wyoming | PA | Pennsylvania | 42079 | Luzerne | 41.3058 | -75.8416 | 3011 | 808 | polygon | FALSE | TRUE | America/New_York | 3 | 18644 | 1840000778 | [10 empty] | WyomingPA
Vieques | Vieques | PR | Puerto Rico | 72147 | Vieques | 18.1463 | -65.4429 | 3011 | 2002 | polygon | FALSE | FALSE | America/Puerto_Rico | 2 | 765 | 1630035597 | [10 empty] | ViequesPR
Northwest Harwinton | Northwest Harwinton | CT | Connecticut | 9005 | Litchfield | 41.7769 | -73.0794 | 3011 | 133 | polygon | FALSE | TRUE | America/New_York | 3 | 06791 06792 | 1840073302 | [10 empty] | Northwest HarwintonCT
Choccolocco | Choccolocco | AL | Alabama | 1015 | Calhoun | 33.6683 | -85.7129 | 3011 | 99 | polygon | FALSE | FALSE | America/Chicago | 3 | 36207 36254 | 1840022930 | [10 empty] | ChoccoloccoAL
Mountain Home AFB | Mountain Home AFB | ID | Idaho | 16039 | Elmore | 43.0489 | -115.866 | 3009 | 124 | polygon | TRUE | TRUE | America/Boise | 3 | 83648 | 1840074437 | [10 empty] | Mountain Home AFBID
Tularosa | Tularosa | NM | New Mexico | 35035 | Otero | 33.0752 | -106.0175 | 3006 | 411 | polygon | FALSE | TRUE | America/Denver | 3 | 88352 | 1840023002 | [10 empty] | TularosaNM
Sutter | Sutter | CA | California | 6101 | Sutter | 39.1556 | -121.7492 | 3005 | 382 | polygon | FALSE | FALSE | America/Los_Angeles | 3 | 95982 | 1840018819 | [10 empty] | SutterCA
Calais | Calais | ME | Maine | 23029 | Washington | 45.134 | -67.224 | 3005 | 33 | polygon | FALSE | TRUE | America/New_York | 3 | 4619 | 1840000271 | [10 empty] | CalaisME
DeWitt | DeWitt | AR | Arkansas | 5001 | Arkansas | 34.2873 | -91.3383 | 3005 | 387 | polygon | FALSE | TRUE | America/Chicago | 3 | 72042 | 1840027649 | [10 empty] | DeWittAR
K. I. Sawyer | K. I. Sawyer | MI | Michigan | 26103 | Marquette | 46.3298 | -87.3673 | 3005 | 677 | polygon | FALSE | FALSE | America/Detroit | 3 | 49841 | 1840031758 | [10 empty] | K. I. SawyerMI
Edgewood | Edgewood | PA | Pennsylvania | 42003 | Allegheny | 40.4313 | -79.8839 | 3004 | 1974 | polygon | FALSE | TRUE | America/New_York | 3 | 15218 | 1840001227 | [10 empty] | EdgewoodPA
Edgewood | Edgewood | FL | Florida | 12095 | Orange | 28.4878 | -81.3772 | 3003 | 953 | polygon | FALSE | TRUE | America/New_York | 3 | 32806 32809 32839 | 1840014099 | [10 empty] | EdgewoodFL
Byrnes Mill | Byrnes Mill | MO | Missouri | 29099 | Jefferson | 38.4395 | -90.5741 | 3002 | 226 | polygon | FALSE | TRUE | America/Chicago | 3 | 63025 63051 | 1840007504 | [10 empty] | Byrnes MillMO
Nocona | Nocona | TX | Texas | 48337 | Montague | 33.7835 | -97.7302 | 3002 | 411 | polygon | FALSE | TRUE | America/Chicago | 3 | 76255 | 1840020569 | [10 empty] | NoconaTX
Indian Hills | Indian Hills | TX | Texas | 48215 | Hidalgo | 26.2124 | -97.9165 | 3001 | 604 | polygon | FALSE | FALSE | America/Chicago | 3 | 78570 | 1840037050 | [10 empty] | Indian HillsTX
Staples | Staples | MN | Minnesota | 27153 | Todd | 46.369 | -94.8018 | 3000 | 243 | polygon | FALSE | TRUE | America/Chicago | 3 | 56479 | 1840008860 | [10 empty] | StaplesMN
Midway | Midway | FL | Florida | 12039 | Gadsden | 30.4993 | -84.4583 | 3000 | 118 | polygon | FALSE | TRUE | America/New_York | 3 | 32343 | 1840015021 | [10 empty] | MidwayFL
Stanton | Stanton | TX | Texas | 48317 | Martin | 32.1316 | -101.7925 | 3000 | 586 | polygon | FALSE | TRUE | America/Chicago | 3 | 79782 | 1840022090 | [10 empty] | StantonTX
Providence | Providence | KY | Kentucky | 21233 | Webster | 37.3993 | -87.7509 | 2999 | 192 | polygon | FALSE | TRUE | America/Chicago | 3 | 42450 | 1840014361 | [10 empty] | ProvidenceKY
Milford | Milford | IA | Iowa | 19059 | Dickinson | 43.3335 | -95.1474 | 2997 | 544 | polygon | FALSE | TRUE | America/Chicago | 3 | 51351 | 1840007960 | [10 empty] | MilfordIA
Iron River | Iron River | MI | Michigan | 26071 | Iron | 46.0966 | -88.6396 | 2995 | 162 | polygon | FALSE | TRUE | America/Menominee | 3 | 49935 49964 | 1840001972 | [10 empty] | Iron RiverMI
Palmer Lake | Palmer Lake | CO | Colorado | 8041 | El Paso | 39.1152 | -104.9057 | 2993 | 376 | polygon | FALSE | TRUE | America/Denver | 3 | 80133 80132 | 1840022475 | [10 empty] | Palmer LakeCO
Wisconsin Dells | Wisconsin Dells | WI | Wisconsin | 55021 | Columbia | 43.6337 | -89.7752 | 2992 | 147 | polygon | FALSE | TRUE | America/Chicago | 3 | 53965 | 1840002703 | [10 empty] | Wisconsin DellsWI
Dry Ridge | Dry Ridge | OH | Ohio | 39061 | Hamilton | 39.2587 | -84.6339 | 2992 | 277 | polygon | FALSE | FALSE | America/New_York | 3 | 45252 | 1840034254 | [10 empty] | Dry RidgeOH
Winnebago | Winnebago | IL | Illinois | 17201 | Winnebago | 42.2671 | -89.234 | 2991 | 597 | polygon | FALSE | TRUE | America/Chicago | 3 | 61088 | 1840011126 | [10 empty] | WinnebagoIL
Prescott | Prescott | AR | Arkansas | 5099 | Nevada | 33.8056 | -93.3909 | 2989 | 178 | polygon | FALSE | TRUE | America/Chicago | 3 | 71857 | 1840014784 | [10 empty] | PrescottAR
Royston | Royston | GA | Georgia | 13147 | Hart | 34.2859 | -83.1097 | 2988 | 291 | polygon | FALSE | TRUE | America/New_York | 3 | 30662 | 1840014691 | [10 empty] | RoystonGA
Villalba | Villalba | PR | Puerto Rico | 72149 | Villalba | 18.1279 | -66.4814 | 2988 | 965 | polygon | FALSE | FALSE | America/Puerto_Rico | 3 | 766 | 1630023667 | [10 empty] | VillalbaPR
Havana | Havana | IL | Illinois | 17125 | Mason | 40.295 | -90.0567 | 2987 | 419 | polygon | FALSE | TRUE | America/Chicago | 3 | 62644 | 1840007238 | [10 empty] | HavanaIL
Shenandoah | Shenandoah | TX | Texas | 48339 | Montgomery | 30.184 | -95.4555 | 2987 | 588 | polygon | FALSE | TRUE | America/Chicago | 3 | 77380 77381 77385 | 1840022173 | [10 empty] | ShenandoahTX
West | West | TX | Texas | 48309 | McLennan | 31.8032 | -97.0942 | 2986 | 694 | polygon | FALSE | TRUE | America/Chicago | 3 | 76691 | 1840022141 | [10 empty] | WestTX
Penbrook | Penbrook | PA | Pennsylvania | 42043 | Dauphin | 40.278 | -76.8484 | 2985 | 2582 | polygon | FALSE | TRUE | America/New_York | 2 | 17103 17109 | 1840001294 | [10 empty] | PenbrookPA
Genoa City | Genoa City | WI | Wisconsin | 55127 | Walworth | 42.5065 | -88.3192 | 2985 | 436 | polygon | FALSE | TRUE | America/Chicago | 3 | 53128 | 1840002478 | [10 empty] | Genoa CityWI
Fobes Hill | Fobes Hill | WA | Washington | 53061 | Snohomish | 47.9392 | -122.1341 | 2984 | 247 | polygon | FALSE | FALSE | America/Los_Angeles | 3 | 98290 | 1840037736 | [10 empty] | Fobes HillWA
Park Hills | Park Hills | KY | Kentucky | 21117 | Kenton | 39.0691 | -84.5312 | 2984 | 1482 | polygon | FALSE | TRUE | America/New_York | 3 | 41011 41012 41019 | 1840014266 | [10 empty] | Park HillsKY
Luis LlorÃ©ns Torres | Luis Llorens Torres | PR | Puerto Rico | 72075 | Juana DÃ­az | 18.0566 | -66.5267 | 2984 | 2502 | polygon | FALSE | FALSE | America/Puerto_Rico | 2 | 795 | 1630023578 | [10 empty] | Luis LlorÃ©ns TorresPR
Combes | Combes | TX | Texas | 48061 | Cameron | 26.2444 | -97.7254 | 2984 | 368 | polygon | FALSE | TRUE | America/Chicago | 3 | 78550 78552 78535 | 1840023166 | [10 empty] | CombesTX
Lake Nacimiento | Lake Nacimiento | CA | California | 6079 | San Luis Obispo | 35.7309 | -120.8702 | 2981 | 111 | polygon | FALSE | FALSE | America/Los_Angeles | 3 | 93446 | 1840017808 | [10 empty] | Lake NacimientoCA
Tonkawa | Tonkawa | OK | Oklahoma | 40071 | Kay | 36.6787 | -97.3281 | 2980 | 214 | polygon | FALSE | TRUE | America/Chicago | 3 | 74653 | 1840021614 | [10 empty] | TonkawaOK
Sumner | Sumner | IL | Illinois | 17101 | Lawrence | 38.7195 | -87.8722 | 2980 | 831 | polygon | FALSE | TRUE | America/Chicago | 3 | 62466 | 1840009781 | [10 empty] | SumnerIL
Day Heights | Day Heights | OH | Ohio | 39025 | Clermont | 39.1755 | -84.2275 | 2978 | 975 | polygon | FALSE | FALSE | America/New_York | 3 | 45150 | 1840034382 | [10 empty] | Day HeightsOH
Woodlawn Beach | Woodlawn Beach | FL | Florida | 12113 | Santa Rosa | 30.3861 | -86.9931 | 2977 | 484 | polygon | FALSE | FALSE | America/Chicago | 3 | 32563 | 1840027011 | [10 empty] | Woodlawn BeachFL
Hawaiian Acres | Hawaiian Acres | HI | Hawaii | 15001 | Hawaii | 19.5325 | -155.0497 | 2976 | 59 | polygon | FALSE | FALSE | Pacific/Honolulu | 3 | 96771 96760 | 1840029572 | [10 empty] | Hawaiian AcresHI
Tangelo Park | Tangelo Park | FL | Florida | 12095 | Orange | 28.456 | -81.4465 | 2975 | 3273 | polygon | FALSE | FALSE | America/New_York | 2 | 32819 | 1840014087 | [10 empty] | Tangelo ParkFL
Nags Head | Nags Head | NC | North Carolina | 37055 | Dare | 35.9474 | -75.6274 | 2975 | 174 | polygon | FALSE | TRUE | America/New_York | 3 | 27959 | 1840016492 | [10 empty] | Nags HeadNC
Sherrill | Sherrill | NY | New York | 36065 | Oneida | 43.0704 | -75.5992 | 2974 | 496 | polygon | FALSE | TRUE | America/New_York | 3 | 13461 | 1840000350 | [10 empty] | SherrillNY
Ferris | Ferris | TX | Texas | 48139 | Ellis | 32.5369 | -96.6738 | 2974 | 247 | polygon | FALSE | TRUE | America/Chicago | 3 | 75146 75125 | 1840020755 | [10 empty] | FerrisTX
Smithsburg | Smithsburg | MD | Maryland | 24043 | Washington | 39.6564 | -77.5762 | 2974 | 1093 | polygon | FALSE | TRUE | America/New_York | 3 | 21783 | 1840005618 | [10 empty] | SmithsburgMD
Lochsloy | Lochsloy | WA | Washington | 53061 | Snohomish | 48.0597 | -122.0411 | 2973 | 153 | polygon | FALSE | FALSE | America/Los_Angeles | 3 | 98258 | 1840037500 | [10 empty] | LochsloyWA
Fort Hall | Fort Hall | ID | Idaho | 16005 | Bannock | 43.0145 | -112.4573 | 2971 | 32 | polygon | FALSE | FALSE | America/Boise | 3 | 83202 83203 83221 | 1840029704 | [10 empty] | Fort HallID
Bayfield | Bayfield | CO | Colorado | 8067 | La Plata | 37.234 | -107.5952 | 2970 | 630 | polygon | FALSE | TRUE | America/Denver | 3 | 81122 | 1840020309 | [10 empty] | BayfieldCO
Redwood | Redwood | OR | Oregon | 41033 | Josephine | 42.4219 | -123.3915 | 2970 | 332 | polygon | FALSE | FALSE | America/Los_Angeles | 3 | 97527 | 1840034831 | [10 empty] | RedwoodOR
Clarence Center | Clarence Center | NY | New York | 36029 | Erie | 43.0085 | -78.6308 | 2970 | 507 | polygon | FALSE | FALSE | America/New_York | 3 | 14032 | 1840004376 | [10 empty] | Clarence CenterNY
Akron | Akron | NY | New York | 36029 | Erie | 43.0179 | -78.4978 | 2969 | 548 | polygon | FALSE | TRUE | America/New_York | 3 | 14001 | 1840004393 | [10 empty] | AkronNY
Hayti | Hayti | MO | Missouri | 29155 | Pemiscot | 36.2323 | -89.7474 | 2969 | 420 | polygon | FALSE | TRUE | America/Chicago | 3 | 63851 | 1840007670 | [10 empty] | HaytiMO
Indian Hills | Indian Hills | KY | Kentucky | 21111 | Jefferson | 38.2808 | -85.6616 | 2968 | 583 | polygon | FALSE | TRUE | America/New_York | 3 | 40207 | 1840014310 | [10 empty] | Indian HillsKY
Yountville | Yountville | CA | California | 6055 | Napa | 38.3963 | -122.3671 | 2966 | 769 | polygon | FALSE | TRUE | America/Los_Angeles | 3 | 94599 94558 | 1840021487 | [10 empty] | YountvilleCA
Gloverville | Gloverville | SC | South Carolina | 45003 | Aiken | 33.5274 | -81.8145 | 2966 | 315 | polygon | FALSE | FALSE | America/New_York | 3 | 29828 29851 | 1840013719 | [10 empty] | GlovervilleSC
New Richmond | New Richmond | OH | Ohio | 39025 | Clermont | 38.962 | -84.2779 | 2966 | 303 | polygon | FALSE | TRUE | America/New_York | 3 | 45157 | 1840012709 | [10 empty] | New RichmondOH
Newberry | Newberry | MI | Michigan | 26095 | Luce | 46.3538 | -85.5098 | 2965 | 549 | polygon | FALSE | TRUE | America/Detroit | 3 | 49868 | 1840010916 | [10 empty] | NewberryMI
Irvine | Irvine | KY | Kentucky | 21065 | Estill | 37.6969 | -83.9685 | 2964 | 637 | polygon | FALSE | TRUE | America/New_York | 3 | 40336 | 1840014344 | [10 empty] | IrvineKY
Woodbury Heights | Woodbury Heights | NJ | New Jersey | 34015 | Gloucester | 39.816 | -75.1512 | 2964 | 918 | polygon | FALSE | TRUE | America/New_York | 3 | 8097 | 1840001528 | [10 empty] | Woodbury HeightsNJ
Evansville | Evansville | WY | Wyoming | 56025 | Natrona | 42.868 | -106.2525 | 2964 | 330 | polygon | FALSE | TRUE | America/Denver | 3 | 82636 | 1840021290 | [10 empty] | EvansvilleWY
Ellsworth | Ellsworth | KS | Kansas | 20053 | Ellsworth | 38.7326 | -98.2286 | 2961 | 480 | polygon | FALSE | TRUE | America/Chicago | 3 | 67439 | 1840001649 | [10 empty] | EllsworthKS
Kenova | Kenova | WV | West Virginia | 54099 | Wayne | 38.4026 | -82.5822 | 2961 | 866 | polygon | FALSE | TRUE | America/New_York | 3 | 25530 | 1840006263 | [10 empty] | KenovaWV
Murfreesboro | Murfreesboro | NC | North Carolina | 37091 | Hertford | 36.4421 | -77.0964 | 2961 | 510 | polygon | FALSE | TRUE | America/New_York | 3 | 27818 27855 | 1840016045 | [10 empty] | MurfreesboroNC
Springfield | Springfield | KY | Kentucky | 21229 | Washington | 37.6921 | -85.2193 | 2961 | 277 | polygon | FALSE | TRUE | America/New_York | 3 | 40069 | 1840015225 | [10 empty] | SpringfieldKY
Lula | Lula | GA | Georgia | 13139 | Hall | 34.3956 | -83.6655 | 2961 | 269 | polygon | FALSE | TRUE | America/New_York | 3 | 30554 | 1840015559 | [10 empty] | LulaGA
Bal Harbour | Bal Harbour | FL | Florida | 12086 | Miami-Dade | 25.8935 | -80.1258 | 2961 | 2982 | polygon | FALSE | TRUE | America/New_York | 2 | 33154 | 1840018330 | [10 empty] | Bal HarbourFL
Hartley | Hartley | CA | California | 6095 | Solano | 38.4203 | -121.9521 | 2960 | 176 | polygon | FALSE | FALSE | America/Los_Angeles | 3 | 95688 | 1840024675 | [10 empty] | HartleyCA
East Norwich | East Norwich | NY | New York | 36059 | Nassau | 40.8496 | -73.5288 | 2959 | 1085 | polygon | FALSE | FALSE | America/New_York | 3 | 11771 11732 | 1840005237 | [10 empty] | East NorwichNY
Southern Shores | Southern Shores | NC | North Carolina | 37055 | Dare | 36.1205 | -75.7327 | 2958 | 289 | polygon | FALSE | TRUE | America/New_York | 3 | 27949 | 1840017739 | [10 empty] | Southern ShoresNC
Lopezville | Lopezville | TX | Texas | 48215 | Hidalgo | 26.2453 | -98.1537 | 2957 | 1475 | polygon | FALSE | FALSE | America/Chicago | 3 | 78589 78542 | 1840036275 | [10 empty] | LopezvilleTX
Lykens | Lykens | PA | Pennsylvania | 42043 | Dauphin | 40.5641 | -76.6983 | 2956 | 560 | polygon | FALSE | TRUE | America/New_York | 3 | 17048 | 1840001282 | [10 empty] | LykensPA
South Alamo | South Alamo | TX | Texas | 48215 | Hidalgo | 26.1518 | -98.1079 | 2954 | 559 | polygon | FALSE | FALSE | America/Chicago | 3 | 78516 | 1840037078 | [10 empty] | South AlamoTX
Summit Hill | Summit Hill | PA | Pennsylvania | 42025 | Carbon | 40.8249 | -75.8464 | 2954 | 131 | polygon | FALSE | TRUE | America/New_York | 3 | 18250 | 1840003566 | [10 empty] | Summit HillPA
Alva | Alva | FL | Florida | 12071 | Lee | 26.7188 | -81.6269 | 2952 | 65 | polygon | FALSE | FALSE | America/New_York | 3 | 33920 | 1840014214 | [10 empty] | AlvaFL
North Barrington | North Barrington | IL | Illinois | 17097 | Lake | 42.2065 | -88.1316 | 2952 | 243 | polygon | FALSE | TRUE | America/Chicago | 3 | 60010 | 1840011176 | [10 empty] | North BarringtonIL
Minden | Minden | NE | Nebraska | 31099 | Kearney | 40.4982 | -98.967 | 2950 | 516 | polygon | FALSE | TRUE | America/Chicago | 3 | 68959 | 1840008337 | [10 empty] | MindenNE
Deer Lodge | Deer Lodge | MT | Montana | 30077 | Powell | 46.3974 | -112.7337 | 2949 | 766 | polygon | FALSE | TRUE | America/Denver | 3 | 59722 | 1840018437 | [10 empty] | Deer LodgeMT
Flemingsburg | Flemingsburg | KY | Kentucky | 21069 | Fleming | 38.4236 | -83.7372 | 2949 | 402 | polygon | FALSE | TRUE | America/New_York | 3 | 41041 | 1840013191 | [10 empty] | FlemingsburgKY
Ramseur | Ramseur | NC | North Carolina | 37151 | Randolph | 35.7372 | -79.6543 | 2948 | 327 | polygon | FALSE | TRUE | America/New_York | 3 | 27316 | 1840017780 | [10 empty] | RamseurNC
Graymoor-Devondale | Graymoor-Devondale | KY | Kentucky | 21111 | Jefferson | 38.2733 | -85.6177 | 2948 | 1543 | polygon | FALSE | TRUE | America/New_York | 3 | 40222 | 1840013205 | [10 empty] | Graymoor-DevondaleKY
The Plains | The Plains | OH | Ohio | 39009 | Athens | 39.3656 | -82.1343 | 2946 | 498 | polygon | FALSE | FALSE | America/New_York | 3 | 45701 45780 | 1840005755 | [10 empty] | The PlainsOH
Westville | Westville | IL | Illinois | 17183 | Vermilion | 40.0439 | -87.6389 | 2945 | 677 | polygon | FALSE | TRUE | America/Chicago | 3 | 61883 | 1840012189 | [10 empty] | WestvilleIL
University Park | University Park | NM | New Mexico | 35013 | DoÃ±a Ana | 32.2767 | -106.7462 | 2945 | 740 | polygon | FALSE | FALSE | America/Denver | 3 | 88001 88003 | 1840019415 | [10 empty] | University ParkNM
Horace | Horace | ND | North Dakota | 38017 | Cass | 46.7559 | -96.9078 | 2944 | 98 | polygon | FALSE | TRUE | America/Chicago | 3 | 58047 | 1840000182 | [10 empty] | HoraceND
Portageville | Portageville | MO | Missouri | 29143 | New Madrid | 36.4295 | -89.6994 | 2943 | 560 | polygon | FALSE | TRUE | America/Chicago | 3 | 63873 | 1840009942 | [10 empty] | PortagevilleMO
National Park | National Park | NJ | New Jersey | 34015 | Gloucester | 39.8676 | -75.1853 | 2943 | 1127 | polygon | FALSE | TRUE | America/New_York | 3 | 8063 | 1840003788 | [10 empty] | National ParkNJ
Bunnell | Bunnell | FL | Florida | 12035 | Flagler | 29.4193 | -81.3232 | 2943 | 8 | polygon | FALSE | TRUE | America/New_York | 3 | 32110 | 1840014036 | [10 empty] | BunnellFL
Lake Cherokee | Lake Cherokee | TX | Texas | 48401 | Rusk | 32.3569 | -94.6513 | 2942 | 92 | polygon | FALSE | TRUE | America/Chicago | 3 | 75603 75652 75691 | 1840042592 | [10 empty] | Lake CherokeeTX
Trenton | Trenton | FL | Florida | 12041 | Gilchrist | 29.6092 | -82.8147 | 2942 | 245 | polygon | FALSE | TRUE | America/New_York | 3 | 32693 | 1840015945 | [10 empty] | TrentonFL
Stamford | Stamford | TX | Texas | 48253 | Jones | 33.0156 | -99.6716 | 2941 | 190 | polygon | FALSE | TRUE | America/Chicago | 3 | 79553 79521 | 1840022062 | [10 empty] | StamfordTX
Pioneer Village | Pioneer Village | KY | Kentucky | 21029 | Bullitt | 38.0599 | -85.68 | 2941 | 926 | polygon | FALSE | TRUE | America/New_York | 3 | 40229 40165 | 1840014323 | [10 empty] | Pioneer VillageKY
East Greenville | East Greenville | PA | Pennsylvania | 42091 | Montgomery | 40.4057 | -75.5059 | 2940 | 2218 | polygon | FALSE | TRUE | America/New_York | 2 | 18041 | 1840003698 | [10 empty] | East GreenvillePA
Galateo | Galateo | PR | Puerto Rico | 72135 | Toa Alta | 18.3639 | -66.259 | 2940 | 1765 | polygon | FALSE | FALSE | America/Puerto_Rico | 3 | 953 | 1630035671 | [10 empty] | GalateoPR
Malakoff | Malakoff | TX | Texas | 48213 | Henderson | 32.1727 | -96.0162 | 2939 | 309 | polygon | FALSE | TRUE | America/Chicago | 3 | 75148 | 1840020774 | [10 empty] | MalakoffTX
Dover | Dover | FL | Florida | 12057 | Hillsborough | 27.9927 | -82.2198 | 2938 | 436 | polygon | FALSE | FALSE | America/New_York | 3 | 33527 | 1840013123 | [10 empty] | DoverFL
Munsons Corners | Munsons Corners | NY | New York | 36023 | Cortland | 42.5761 | -76.2053 | 2938 | 511 | polygon | FALSE | FALSE | America/New_York | 3 | 13045 | 1840004496 | [10 empty] | Munsons CornersNY
Dresden | Dresden | TN | Tennessee | 47183 | Weakley | 36.279 | -88.6941 | 2937 | 190 | polygon | FALSE | TRUE | America/Chicago | 3 | 38225 | 1840016070 | [10 empty] | DresdenTN
Iuka | Iuka | MS | Mississippi | 28141 | Tishomingo | 34.8077 | -88.1978 | 2937 | 116 | polygon | FALSE | TRUE | America/Chicago | 3 | 38852 | 1840014639 | [10 empty] | IukaMS
Newton | Newton | IL | Illinois | 17079 | Jasper | 38.9872 | -88.1644 | 2936 | 528 | polygon | FALSE | TRUE | America/Chicago | 3 | 62448 | 1840008550 | [10 empty] | NewtonIL
Watkinsville | Watkinsville | GA | Georgia | 13219 | Oconee | 33.861 | -83.4072 | 2936 | 347 | polygon | FALSE | TRUE | America/New_York | 3 | 30677 | 1840012722 | [10 empty] | WatkinsvilleGA
Seagraves | Seagraves | TX | Texas | 48165 | Gaines | 32.9419 | -102.5657 | 2936 | 780 | polygon | FALSE | TRUE | America/Chicago | 3 | 79359 | 1840022060 | [10 empty] | SeagravesTX
Niantic | Niantic | CT | Connecticut | 9011 | New London | 41.3265 | -72.1949 | 2935 | 764 | polygon | FALSE | FALSE | America/New_York | 3 | 6357 | 1840003350 | [10 empty] | NianticCT
Venetian Village | Venetian Village | IL | Illinois | 17097 | Lake | 42.4012 | -88.0465 | 2934 | 647 | polygon | FALSE | FALSE | America/Chicago | 3 | 60046 | 1840006972 | [10 empty] | Venetian VillageIL
Port Richey | Port Richey | FL | Florida | 12101 | Pasco | 28.2758 | -82.725 | 2933 | 510 | polygon | FALSE | TRUE | America/New_York | 3 | 34668 34673 | 1840015103 | [10 empty] | Port RicheyFL
Keeseville | Keeseville | NY | New York | 36031 | Essex | 44.5035 | -73.4812 | 2932 | 188 | polygon | FALSE | FALSE | America/New_York | 3 | 12944 12911 | 1840033988 | [10 empty] | KeesevilleNY
Kachina Village | Kachina Village | AZ | Arizona | 4005 | Coconino | 35.0949 | -111.6927 | 2932 | 925 | polygon | FALSE | FALSE | America/Phoenix | 3 | 86001 | 1840017663 | [10 empty] | Kachina VillageAZ
Elgin | Elgin | SC | South Carolina | 45057 | Lancaster | 34.6724 | -80.7215 | 2932 | 233 | polygon | FALSE | FALSE | America/New_York | 3 | 29720 | 1840152916 | [10 empty] | ElginSC
Liberty Hill | Liberty Hill | TX | Texas | 48491 | Williamson | 30.6634 | -97.9073 | 2931 | 504 | polygon | FALSE | TRUE | America/Chicago | 3 | 78642 | 1840022612 | [10 empty] | Liberty HillTX
Sterlington | Sterlington | LA | Louisiana | 22073 | Ouachita | 32.6888 | -92.0602 | 2931 | 400 | polygon | FALSE | TRUE | America/Chicago | 3 | 71280 71211 | 1840016971 | [10 empty] | SterlingtonLA
Ozona | Ozona | TX | Texas | 48105 | Crockett | 30.7074 | -101.2059 | 2930 | 241 | polygon | FALSE | FALSE | America/Chicago | 3 | 76943 | 1840019563 | [10 empty] | OzonaTX
Milaca | Milaca | MN | Minnesota | 27095 | Mille Lacs | 45.7573 | -93.6522 | 2930 | 342 | polygon | FALSE | TRUE | America/Chicago | 3 | 56353 | 1840007761 | [10 empty] | MilacaMN
Holiday Shores | Holiday Shores | IL | Illinois | 17119 | Madison | 38.9227 | -89.936 | 2930 | 687 | polygon | FALSE | FALSE | America/Chicago | 3 | 62025 62097 | 1840025642 | [10 empty] | Holiday ShoresIL
Barton Creek | Barton Creek | TX | Texas | 48453 | Travis | 30.2818 | -97.8681 | 2930 | 230 | polygon | FALSE | FALSE | America/Chicago | 3 | 78735 | 1840023318 | [10 empty] | Barton CreekTX
Prince Frederick | Prince Frederick | MD | Maryland | 24009 | Calvert | 38.544 | -76.5879 | 2928 | 308 | polygon | FALSE | FALSE | America/New_York | 3 | 20678 | 1840014982 | [10 empty] | Prince FrederickMD
North Sioux City | North Sioux City | SD | South Dakota | 46127 | Union | 42.535 | -96.4998 | 2928 | 421 | polygon | FALSE | TRUE | America/Chicago | 3 | 57049 | 1840000388 | [10 empty] | North Sioux CitySD
Cumberland Center | Cumberland Center | ME | Maine | 23005 | Cumberland | 43.7982 | -70.2541 | 2926 | 267 | polygon | FALSE | FALSE | America/New_York | 3 | 4021 | 1840002550 | [10 empty] | Cumberland CenterME
Williston | Williston | SC | South Carolina | 45011 | Barnwell | 33.4018 | -81.422 | 2925 | 126 | polygon | FALSE | TRUE | America/New_York | 3 | 29853 | 1840016870 | [10 empty] | WillistonSC
Weedsport | Weedsport | NY | New York | 36011 | Cayuga | 43.0482 | -76.5637 | 2925 | 675 | polygon | FALSE | TRUE | America/New_York | 3 | 13166 | 1840004243 | [10 empty] | WeedsportNY
Allendale | Allendale | SC | South Carolina | 45005 | Allendale | 33.008 | -81.3092 | 2924 | 341 | polygon | FALSE | TRUE | America/New_York | 3 | 29810 | 1840015758 | [10 empty] | AllendaleSC
Las Lomas | Las Lomas | CA | California | 6053 | Monterey | 36.8689 | -121.7317 | 2924 | 1088 | polygon | FALSE | FALSE | America/Los_Angeles | 3 | 95076 | 1840028099 | [10 empty] | Las LomasCA
Simpsonville | Simpsonville | KY | Kentucky | 21211 | Shelby | 38.2167 | -85.3514 | 2923 | 479 | polygon | FALSE | TRUE | America/New_York | 3 | 40067 | 1840015206 | [10 empty] | SimpsonvilleKY
Churchill | Churchill | PA | Pennsylvania | 42003 | Allegheny | 40.4389 | -79.8417 | 2921 | 515 | polygon | FALSE | TRUE | America/New_York | 3 | 15235 15221 | 1840001218 | [10 empty] | ChurchillPA
Somerset | Somerset | WI | Wisconsin | 55109 | St. Croix | 45.1269 | -92.6756 | 2920 | 389 | polygon | FALSE | TRUE | America/Chicago | 3 | 54025 | 1840002129 | [10 empty] | SomersetWI
East Syracuse | East Syracuse | NY | New York | 36067 | Onondaga | 43.0637 | -76.0697 | 2920 | 695 | polygon | FALSE | TRUE | America/New_York | 3 | 13057 | 1840004332 | [10 empty] | East SyracuseNY
Cutten | Cutten | CA | California | 6023 | Humboldt | 40.7657 | -124.1446 | 2919 | 870 | polygon | FALSE | FALSE | America/Los_Angeles | 3 | 95503 | 1840018715 | [10 empty] | CuttenCA
Florida | Florida | NY | New York | 36071 | Orange | 41.3312 | -74.3533 | 2919 | 500 | polygon | FALSE | TRUE | America/New_York | 3 | 10921 | 1840004867 | [10 empty] | FloridaNY
Cornwall-on-Hudson | Cornwall-on-Hudson | NY | New York | 36071 | Orange | 41.4369 | -74.0145 | 2918 | 567 | polygon | FALSE | TRUE | America/New_York | 3 | 12520 | 1840004885 | [10 empty] | Cornwall-on-HudsonNY
Loogootee | Loogootee | IN | Indiana | 18101 | Martin | 38.6756 | -86.9141 | 2917 | 666 | polygon | FALSE | TRUE | America/Indiana/Vincennes | 3 | 47553 | 1840009734 | [10 empty] | LoogooteeIN
Chaffee | Chaffee | MO | Missouri | 29201 | Scott | 37.1812 | -89.6615 | 2916 | 623 | polygon | FALSE | TRUE | America/Chicago | 3 | 63740 | 1840007637 | [10 empty] | ChaffeeMO
Hooks | Hooks | TX | Texas | 48037 | Bowie | 33.4707 | -94.2841 | 2916 | 502 | polygon | FALSE | TRUE | America/Chicago | 3 | 75561 | 1840020608 | [10 empty] | HooksTX
New Hope | New Hope | AL | Alabama | 1089 | Madison | 34.537 | -86.4128 | 2916 | 130 | polygon | FALSE | TRUE | America/Chicago | 3 | 35760 | 1840014646 | [10 empty] | New HopeAL
Woodlynne | Woodlynne | NJ | New Jersey | 34007 | Camden | 39.9167 | -75.0957 | 2915 | 5173 | polygon | FALSE | TRUE | America/New_York | 2 | 8107 | 1840033448 | [10 empty] | WoodlynneNJ
Wailua | Wailua | HI | Hawaii | 15007 | Kauai | 22.055 | -159.3406 | 2915 | 761 | polygon | FALSE | FALSE | Pacific/Honolulu | 3 | 96746 | 1840137116 | [10 empty] | WailuaHI
Lakeview | Lakeview | OR | Oregon | 41037 | Lake | 42.1918 | -120.3528 | 2915 | 366 | polygon | FALSE | TRUE | America/Los_Angeles | 3 | 97630 | 1840021284 | [10 empty] | LakeviewOR
Swift Trail Junction | Swift Trail Junction | AZ | Arizona | 4009 | Graham | 32.7305 | -109.7147 | 2915 | 306 | polygon | FALSE | FALSE | America/Phoenix | 3 | 85546 | 1840019341 | [10 empty] | Swift Trail JunctionAZ
Cabana Colony | Cabana Colony | FL | Florida | 12099 | Palm Beach | 26.8555 | -80.0865 | 2914 | 2623 | polygon | FALSE | TRUE | America/New_York | 2 | 33410 33420 | 1840042855 | [10 empty] | Cabana ColonyFL
Castle Rock | Castle Rock | WA | Washington | 53015 | Cowlitz | 46.2709 | -122.9051 | 2914 | 425 | polygon | FALSE | TRUE | America/Los_Angeles | 3 | 98611 | 1840018501 | [10 empty] | Castle RockWA
Blue Hills | Blue Hills | CT | Connecticut | 9003 | Hartford | 41.8134 | -72.6954 | 2913 | 965 | polygon | FALSE | FALSE | America/New_York | 3 | 6002 | 1840004775 | [10 empty] | Blue HillsCT
Schulenburg | Schulenburg | TX | Texas | 48149 | Fayette | 29.682 | -96.9075 | 2913 | 430 | polygon | FALSE | TRUE | America/Chicago | 3 | 78956 | 1840022206 | [10 empty] | SchulenburgTX
Girard | Girard | PA | Pennsylvania | 42049 | Erie | 42.0042 | -80.3192 | 2913 | 479 | polygon | FALSE | TRUE | America/New_York | 3 | 16417 | 1840000479 | [10 empty] | GirardPA
Hortonville | Hortonville | WI | Wisconsin | 55087 | Outagamie | 44.3368 | -88.6361 | 2912 | 331 | polygon | FALSE | TRUE | America/Chicago | 3 | 54944 | 1840002402 | [10 empty] | HortonvilleWI
Seaside Heights | Seaside Heights | NJ | New Jersey | 34029 | Ocean | 39.9452 | -74.079 | 2910 | 1820 | polygon | FALSE | TRUE | America/New_York | 3 | 8751 | 1840001487 | [10 empty] | Seaside HeightsNJ
La Fayette | La Fayette | AL | Alabama | 1017 | Chambers | 32.8997 | -85.4007 | 2910 | 126 | polygon | FALSE | TRUE | America/Chicago | 3 | 36862 | 1840008339 | [10 empty] | La FayetteAL
Braddock Heights | Braddock Heights | MD | Maryland | 24021 | Frederick | 39.4114 | -77.5009 | 2910 | 239 | polygon | FALSE | FALSE | America/New_York | 3 | 21703 21702 21714 | 1840005707 | [10 empty] | Braddock HeightsMD
Brighton | Brighton | TN | Tennessee | 47167 | Tipton | 35.4812 | -89.7354 | 2908 | 369 | polygon | FALSE | TRUE | America/Chicago | 3 | 38011 | 1840015417 | [10 empty] | BrightonTN
Indialantic | Indialantic | FL | Florida | 12009 | Brevard | 28.087 | -80.57 | 2908 | 1155 | polygon | FALSE | TRUE | America/New_York | 3 | 32903 | 1840017231 | [10 empty] | IndialanticFL
Natalbany | Natalbany | LA | Louisiana | 22105 | Tangipahoa | 30.5486 | -90.4848 | 2908 | 253 | polygon | FALSE | FALSE | America/Chicago | 3 | 70466 70451 70401 | 1840013907 | [10 empty] | NatalbanyLA
Louisville | Louisville | GA | Georgia | 13163 | Jefferson | 32.9954 | -82.4 | 2907 | 237 | polygon | FALSE | TRUE | America/New_York | 3 | 30434 | 1840015735 | [10 empty] | LouisvilleGA
Womelsdorf | Womelsdorf | PA | Pennsylvania | 42011 | Berks | 40.3655 | -76.1864 | 2907 | 1295 | polygon | FALSE | TRUE | America/New_York | 3 | 19567 | 1840001195 | [10 empty] | WomelsdorfPA
Monmouth Junction | Monmouth Junction | NJ | New Jersey | 34023 | Middlesex | 40.3811 | -74.5435 | 2906 | 750 | polygon | FALSE | FALSE | America/New_York | 3 | 8852 | 1840005415 | [10 empty] | Monmouth JunctionNJ
South Oroville | South Oroville | CA | California | 6007 | Butte | 39.4767 | -121.5439 | 2906 | 422 | polygon | FALSE | FALSE | America/Los_Angeles | 3 | 95966 | 1840018776 | [10 empty] | South OrovilleCA
New Madrid | New Madrid | MO | Missouri | 29143 | New Madrid | 36.5879 | -89.5505 | 2906 | 242 | polygon | FALSE | TRUE | America/Chicago | 3 | 63869 | 1840008803 | [10 empty] | New MadridMO
Wise | Wise | VA | Virginia | 51195 | Wise | 36.9767 | -82.5809 | 2906 | 370 | polygon | FALSE | TRUE | America/New_York | 3 | 24293 | 1840006485 | [10 empty] | WiseVA
Sands Point | Sands Point | NY | New York | 36059 | Nassau | 40.8531 | -73.7039 | 2905 | 265 | polygon | FALSE | TRUE | America/New_York | 3 | 11050 | 1840005325 | [10 empty] | Sands PointNY
Spring Lake | Spring Lake | NJ | New Jersey | 34025 | Monmouth | 40.1539 | -74.0273 | 2904 | 841 | polygon | FALSE | TRUE | America/New_York | 3 | 7762 | 1840001366 | [10 empty] | Spring LakeNJ
Eagle Lake | Eagle Lake | FL | Florida | 12105 | Polk | 27.976 | -81.7573 | 2904 | 572 | polygon | FALSE | TRUE | America/New_York | 3 | 33880 33839 | 1840014133 | [10 empty] | Eagle LakeFL
Channel Islands Beach | Channel Islands Beach | CA | California | 6111 | Ventura | 34.1586 | -119.2231 | 2904 | 2750 | polygon | FALSE | FALSE | America/Los_Angeles | 2 | 93035 | 1840028360 | [10 empty] | Channel Islands BeachCA
Roslyn | Roslyn | NY | New York | 36059 | Nassau | 40.799 | -73.6491 | 2902 | 1735 | polygon | FALSE | TRUE | America/New_York | 3 | 11576 | 1840005321 | [10 empty] | RoslynNY
Wyncote | Wyncote | PA | Pennsylvania | 42091 | Montgomery | 40.0915 | -75.1462 | 2900 | 1363 | polygon | FALSE | FALSE | America/New_York | 3 | 19095 | 1840035270 | [10 empty] | WyncotePA
Jacksonwald | Jacksonwald | PA | Pennsylvania | 42011 | Berks | 40.3279 | -75.8413 | 2900 | 634 | polygon | FALSE | FALSE | America/New_York | 3 | 19606 | 1840035031 | [10 empty] | JacksonwaldPA
Lodi | Lodi | OH | Ohio | 39103 | Medina | 41.0348 | -82.0122 | 2899 | 498 | polygon | FALSE | TRUE | America/New_York | 3 | 44254 | 1840011712 | [10 empty] | LodiOH
Jacksonville | Jacksonville | OR | Oregon | 41029 | Jackson | 42.3127 | -122.9692 | 2899 | 591 | polygon | FALSE | TRUE | America/Los_Angeles | 3 | 97530 | 1840018675 | [10 empty] | JacksonvilleOR
Poplarville | Poplarville | MS | Mississippi | 28109 | Pearl River | 30.8391 | -89.5306 | 2899 | 206 | polygon | FALSE | TRUE | America/Chicago | 3 | 39470 | 1840015003 | [10 empty] | PoplarvilleMS
Six Mile Run | Six Mile Run | NJ | New Jersey | 34035 | Somerset | 40.473 | -74.5334 | 2898 | 149 | polygon | FALSE | TRUE | America/New_York | 3 | 8873 | 1840039968 | [10 empty] | Six Mile RunNJ
Grape Creek | Grape Creek | TX | Texas | 48451 | Tom Green | 31.5817 | -100.5474 | 2897 | 71 | polygon | FALSE | FALSE | America/Chicago | 3 | 76901 | 1840037048 | [10 empty] | Grape CreekTX
Davis | Davis | OK | Oklahoma | 40099 | Murray | 34.4577 | -97.1655 | 2896 | 101 | polygon | FALSE | TRUE | America/Chicago | 3 | 73030 | 1840019256 | [10 empty] | DavisOK
Lucerne | Lucerne | CA | California | 6033 | Lake | 39.0697 | -122.776 | 2896 | 224 | polygon | FALSE | FALSE | America/Los_Angeles | 3 | 95458 | 1840017548 | [10 empty] | LucerneCA
Hildale | Hildale | UT | Utah | 49053 | Washington | 37.0171 | -112.9786 | 2896 | 199 | polygon | FALSE | TRUE | America/Denver | 3 | 84784 | 1840020315 | [10 empty] | HildaleUT
Gladwin | Gladwin | MI | Michigan | 26051 | Gladwin | 43.9837 | -84.4876 | 2894 | 388 | polygon | FALSE | TRUE | America/Detroit | 3 | 48624 | 1840002564 | [10 empty] | GladwinMI
Scott AFB | Scott AFB | IL | Illinois | 17163 | St. Clair | 38.5412 | -89.8528 | 2893 | 258 | polygon | TRUE | TRUE | America/Chicago | 3 | 62225 | 1840073774 | [10 empty] | Scott AFBIL
Pocasset | Pocasset | MA | Massachusetts | 25001 | Barnstable | 41.6877 | -70.6202 | 2893 | 303 | polygon | FALSE | FALSE | America/New_York | 3 | 2559 | 1840004761 | [10 empty] | PocassetMA
Marks | Marks | MS | Mississippi | 28119 | Quitman | 34.2535 | -90.2723 | 2892 | 426 | polygon | FALSE | TRUE | America/Chicago | 3 | 38646 | 1840015558 | [10 empty] | MarksMS
Cliffwood Beach | Cliffwood Beach | NJ | New Jersey | 34025 | Monmouth | 40.4426 | -74.2178 | 2892 | 1232 | polygon | FALSE | FALSE | America/New_York | 3 | 7735 | 1840005440 | [10 empty] | Cliffwood BeachNJ
Valley | Valley | NE | Nebraska | 31055 | Douglas | 41.3147 | -96.3565 | 2890 | 233 | polygon | FALSE | TRUE | America/Chicago | 3 | 68064 | 1840010287 | [10 empty] | ValleyNE
West Burlington | West Burlington | IA | Iowa | 19057 | Des Moines | 40.8215 | -91.1755 | 2890 | 232 | polygon | FALSE | TRUE | America/Chicago | 3 | 52655 | 1840010323 | [10 empty] | West BurlingtonIA
Alderton | Alderton | WA | Washington | 53053 | Pierce | 47.1718 | -122.2192 | 2890 | 210 | polygon | FALSE | FALSE | America/Los_Angeles | 3 | 98390 98372 98374 | 1840037523 | [10 empty] | AldertonWA
Woodbury | Woodbury | TN | Tennessee | 47015 | Cannon | 35.8247 | -86.0725 | 2889 | 568 | polygon | FALSE | TRUE | America/Chicago | 3 | 37190 | 1840016243 | [10 empty] | WoodburyTN
Bowling Green | Bowling Green | FL | Florida | 12049 | Hardee | 27.638 | -81.8244 | 2887 | 884 | polygon | FALSE | TRUE | America/New_York | 3 | 33834 | 1840014167 | [10 empty] | Bowling GreenFL
Lawnside | Lawnside | NJ | New Jersey | 34007 | Camden | 39.8673 | -75.0289 | 2882 | 777 | polygon | FALSE | TRUE | America/New_York | 3 | 8045 | 1840001514 | [10 empty] | LawnsideNJ
Halfway House | Halfway House | PA | Pennsylvania | 42091 | Montgomery | 40.2795 | -75.6402 | 2881 | 543 | polygon | FALSE | FALSE | America/New_York | 3 | 19464 | 1840035425 | [10 empty] | Halfway HousePA
Great Neck Estates | Great Neck Estates | NY | New York | 36059 | Nassau | 40.7857 | -73.7396 | 2879 | 1451 | polygon | FALSE | TRUE | America/New_York | 3 | 11021 11022 | 1840005291 | [10 empty] | Great Neck EstatesNY
Pemberton Heights | Pemberton Heights | NJ | New Jersey | 34005 | Burlington | 39.9565 | -74.6766 | 2878 | 1186 | polygon | FALSE | FALSE | America/New_York | 3 | 8068 | 1840005519 | [10 empty] | Pemberton HeightsNJ
Cherry Valley | Cherry Valley | IL | Illinois | 17201 | Winnebago | 42.2222 | -88.9716 | 2877 | 132 | polygon | FALSE | TRUE | America/Chicago | 3 | 61112 61016 61109 | 1840010106 | [10 empty] | Cherry ValleyIL
Brandenburg | Brandenburg | KY | Kentucky | 21163 | Meade | 37.9956 | -86.1773 | 2877 | 271 | polygon | FALSE | TRUE | America/New_York | 3 | 40108 | 1840013213 | [10 empty] | BrandenburgKY
Chincoteague | Chincoteague | VA | Virginia | 51001 | Accomack | 37.9591 | -75.3496 | 2875 | 119 | polygon | FALSE | TRUE | America/New_York | 3 | 23336 | 1840006323 | [10 empty] | ChincoteagueVA
Central City | Central City | NE | Nebraska | 31121 | Merrick | 41.1133 | -98.0003 | 2874 | 477 | polygon | FALSE | TRUE | America/Chicago | 3 | 68826 | 1840003466 | [10 empty] | Central CityNE
Bartlett | Bartlett | TX | Texas | 48491 | Williamson | 30.7951 | -97.4325 | 2873 | 547 | polygon | FALSE | TRUE | America/Chicago | 3 | 76511 | 1840019555 | [10 empty] | BartlettTX
Colfax | Colfax | WA | Washington | 53075 | Whitman | 46.903 | -117.3399 | 2872 | 293 | polygon | FALSE | TRUE | America/Los_Angeles | 3 | 99111 | 1840018458 | [10 empty] | ColfaxWA
Williamson | Williamson | WV | West Virginia | 54059 | Mingo | 37.6741 | -82.271 | 2872 | 315 | polygon | FALSE | TRUE | America/New_York | 3 | 25661 | 1840006359 | [10 empty] | WilliamsonWV
Ridgemark | Ridgemark | CA | California | 6069 | San Benito | 36.8082 | -121.3623 | 2872 | 431 | polygon | FALSE | FALSE | America/Los_Angeles | 3 | 95023 | 1840019015 | [10 empty] | RidgemarkCA
Aberdeen Proving Ground | Aberdeen Proving Ground | MD | Maryland | 24025 | Harford | 39.4673 | -76.1308 | 2872 | 99 | polygon | TRUE | TRUE | America/New_York | 3 | 21005 | 1840073583 | [10 empty] | Aberdeen Proving GroundMD
Pearl Beach | Pearl Beach | MI | Michigan | 26147 | St. Clair | 42.626 | -82.5942 | 2872 | 515 | polygon | FALSE | FALSE | America/Detroit | 3 | 48001 | 1840006575 | [10 empty] | Pearl BeachMI
Montana City | Montana City | MT | Montana | 30043 | Jefferson | 46.5257 | -111.94 | 2872 | 32 | polygon | FALSE | FALSE | America/Denver | 3 | 59634 59635 | 1840018491 | [10 empty] | Montana CityMT
Buckeye Lake | Buckeye Lake | OH | Ohio | 39089 | Licking | 39.9355 | -82.4826 | 2871 | 561 | polygon | FALSE | TRUE | America/New_York | 3 | 43025 43008 | 1840010486 | [10 empty] | Buckeye LakeOH
Lake Wilderness | Lake Wilderness | VA | Virginia | 51177 | Spotsylvania | 38.3036 | -77.7276 | 2871 | 533 | polygon | FALSE | TRUE | America/New_York | 3 | 22551 | 1840043215 | [10 empty] | Lake WildernessVA
La Villa | La Villa | TX | Texas | 48215 | Hidalgo | 26.2964 | -97.927 | 2870 | 1857 | polygon | FALSE | TRUE | America/Chicago | 3 | 78562 | 1840021033 | [10 empty] | La VillaTX
Williamstown | Williamstown | WV | West Virginia | 54107 | Wood | 39.3987 | -81.4549 | 2869 | 743 | polygon | FALSE | TRUE | America/New_York | 3 | 26187 | 1840005788 | [10 empty] | WilliamstownWV
Bald Knob | Bald Knob | AR | Arkansas | 5145 | White | 35.3123 | -91.5709 | 2868 | 223 | polygon | FALSE | TRUE | America/Chicago | 3 | 72010 | 1840013438 | [10 empty] | Bald KnobAR
Fearrington Village | Fearrington Village | NC | North Carolina | 37037 | Chatham | 35.7996 | -79.0818 | 2867 | 619 | polygon | FALSE | FALSE | America/New_York | 3 | 27312 | 1840013406 | [10 empty] | Fearrington VillageNC
Bushnell | Bushnell | IL | Illinois | 17109 | McDonough | 40.5518 | -90.5045 | 2866 | 522 | polygon | FALSE | TRUE | America/Chicago | 3 | 61422 | 1840007221 | [10 empty] | BushnellIL
Harbor Bluffs | Harbor Bluffs | FL | Florida | 12103 | Pinellas | 27.908 | -82.827 | 2866 | 1589 | polygon | FALSE | FALSE | America/New_York | 3 | 33770 | 1840014140 | [10 empty] | Harbor BluffsFL
Shady Shores | Shady Shores | TX | Texas | 48121 | Denton | 33.1627 | -97.0394 | 2865 | 380 | polygon | FALSE | TRUE | America/Chicago | 3 | 76208 | 1840022992 | [10 empty] | Shady ShoresTX
Homestead Valley | Homestead Valley | CA | California | 6071 | San Bernardino | 34.273 | -116.4145 | 2865 | 32 | polygon | FALSE | TRUE | America/Los_Angeles | 3 | 92284 92285 | 1840043055 | [10 empty] | Homestead ValleyCA
Ava | Ava | MO | Missouri | 29067 | Douglas | 36.9546 | -92.6661 | 2865 | 335 | polygon | FALSE | TRUE | America/Chicago | 3 | 65608 | 1840007647 | [10 empty] | AvaMO
Mountain View | Mountain View | AR | Arkansas | 5137 | Stone | 35.8635 | -92.1041 | 2863 | 151 | polygon | FALSE | TRUE | America/Chicago | 3 | 72560 | 1840014491 | [10 empty] | Mountain ViewAR
Knightstown | Knightstown | IN | Indiana | 18065 | Henry | 39.796 | -85.5312 | 2862 | 800 | polygon | FALSE | TRUE | America/Indiana/Indianapolis | 3 | 46148 | 1840009480 | [10 empty] | KnightstownIN
North Browning | North Browning | MT | Montana | 30035 | Glacier | 48.5684 | -113.0171 | 2861 | 289 | polygon | FALSE | FALSE | America/Denver | 3 | 59417 | 1840032847 | [10 empty] | North BrowningMT
Shrub Oak | Shrub Oak | NY | New York | 36119 | Westchester | 41.3256 | -73.8295 | 2861 | 708 | polygon | FALSE | FALSE | America/New_York | 3 | 10588 10547 | 1840004927 | [10 empty] | Shrub OakNY
Brackettville | Brackettville | TX | Texas | 48271 | Kinney | 29.3181 | -100.4109 | 2859 | 230 | polygon | FALSE | TRUE | America/Chicago | 3 | 78832 | 1840019661 | [10 empty] | BrackettvilleTX
Lawrenceville | Lawrenceville | VA | Virginia | 51025 | Brunswick | 36.7564 | -77.8539 | 2859 | 342 | polygon | FALSE | TRUE | America/New_York | 3 | 23868 | 1840006510 | [10 empty] | LawrencevilleVA
Meadow Glade | Meadow Glade | WA | Washington | 53011 | Clark | 45.7523 | -122.5616 | 2859 | 303 | polygon | FALSE | FALSE | America/Los_Angeles | 3 | 98604 | 1840018517 | [10 empty] | Meadow GladeWA
Zephyrhills North | Zephyrhills North | FL | Florida | 12101 | Pasco | 28.252 | -82.1654 | 2859 | 1100 | polygon | FALSE | TRUE | America/New_York | 3 | 33542 33540 | 1840073857 | [10 empty] | Zephyrhills NorthFL
Galena | Galena | KS | Kansas | 20021 | Cherokee | 37.0751 | -94.6353 | 2858 | 240 | polygon | FALSE | TRUE | America/Chicago | 3 | 66739 | 1840001716 | [10 empty] | GalenaKS
Belle Meade | Belle Meade | TN | Tennessee | 47037 | Davidson | 36.0994 | -86.8562 | 2858 | 359 | polygon | FALSE | TRUE | America/Chicago | 3 | 37205 37215 | 1840013346 | [10 empty] | Belle MeadeTN
Oasis | Oasis | CA | California | 6065 | Riverside | 33.5275 | -116.1261 | 2857 | 56 | polygon | FALSE | FALSE | America/Los_Angeles | 3 | 92274 | 1840026987 | [10 empty] | OasisCA
Covington | Covington | OH | Ohio | 39109 | Miami | 40.1174 | -84.3508 | 2857 | 762 | polygon | FALSE | TRUE | America/New_York | 3 | 45318 | 1840012374 | [10 empty] | CovingtonOH
Youngwood | Youngwood | PA | Pennsylvania | 42129 | Westmoreland | 40.2443 | -79.5812 | 2857 | 575 | polygon | FALSE | TRUE | America/New_York | 3 | 15697 15601 | 1840001167 | [10 empty] | YoungwoodPA
Fairfax | Fairfax | IA | Iowa | 19113 | Linn | 41.9281 | -91.7791 | 2856 | 364 | polygon | FALSE | TRUE | America/Chicago | 3 | 52228 | 1840008098 | [10 empty] | FairfaxIA
Chenango Bridge | Chenango Bridge | NY | New York | 36007 | Broome | 42.1716 | -75.8586 | 2856 | 450 | polygon | FALSE | FALSE | America/New_York | 3 | 13901 | 1840025505 | [10 empty] | Chenango BridgeNY
Lake City | Lake City | PA | Pennsylvania | 42049 | Erie | 42.018 | -80.3466 | 2854 | 613 | polygon | FALSE | TRUE | America/New_York | 3 | 16423 | 1840000480 | [10 empty] | Lake CityPA
Montalvin Manor | Montalvin Manor | CA | California | 6013 | Contra Costa | 37.9977 | -122.33 | 2852 | 3425 | polygon | FALSE | TRUE | America/Los_Angeles | 2 | 94806 | 1840028314 | [10 empty] | Montalvin ManorCA
David City | David City | NE | Nebraska | 31023 | Butler | 41.2549 | -97.1269 | 2852 | 639 | polygon | FALSE | TRUE | America/Chicago | 3 | 68632 | 1840003454 | [10 empty] | David CityNE
Rushville | Rushville | IL | Illinois | 17169 | Schuyler | 40.1199 | -90.5666 | 2851 | 665 | polygon | FALSE | TRUE | America/Chicago | 3 | 62681 | 1840009452 | [10 empty] | RushvilleIL
Roebuck | Roebuck | SC | South Carolina | 45083 | Spartanburg | 34.8788 | -81.9646 | 2851 | 256 | polygon | FALSE | FALSE | America/New_York | 3 | 29369 29376 | 1840013514 | [10 empty] | RoebuckSC
Gold Beach | Gold Beach | OR | Oregon | 41015 | Curry | 42.3974 | -124.4171 | 2850 | 351 | polygon | FALSE | TRUE | America/Los_Angeles | 3 | 97444 | 1840020078 | [10 empty] | Gold BeachOR
Kelly Ridge | Kelly Ridge | CA | California | 6007 | Butte | 39.5289 | -121.4662 | 2850 | 563 | polygon | FALSE | TRUE | America/Los_Angeles | 3 | 95966 | 1840042820 | [10 empty] | Kelly RidgeCA
Swartzville | Swartzville | PA | Pennsylvania | 42071 | Lancaster | 40.2287 | -76.0809 | 2850 | 754 | polygon | FALSE | FALSE | America/New_York | 3 | 17517 | 1840035364 | [10 empty] | SwartzvillePA
Norco | Norco | LA | Louisiana | 22089 | St. Charles | 29.9986 | -90.4036 | 2850 | 319 | polygon | FALSE | FALSE | America/Chicago | 3 | 70079 70047 70078 | 1840013983 | [10 empty] | NorcoLA
Crown Heights | Crown Heights | NY | New York | 36027 | Dutchess | 41.6416 | -73.9287 | 2850 | 1303 | polygon | FALSE | FALSE | America/New_York | 3 | 12601 | 1840034044 | [10 empty] | Crown HeightsNY
Biscoe | Biscoe | NC | North Carolina | 37123 | Montgomery | 35.3585 | -79.7816 | 2848 | 246 | polygon | FALSE | TRUE | America/New_York | 3 | 27209 | 1840015435 | [10 empty] | BiscoeNC
Kewaunee | Kewaunee | WI | Wisconsin | 55061 | Kewaunee | 44.4607 | -87.5133 | 2848 | 311 | polygon | FALSE | TRUE | America/Chicago | 3 | 54216 | 1840002364 | [10 empty] | KewauneeWI
Clayton | Clayton | AL | Alabama | 1005 | Barbour | 31.8822 | -85.4604 | 2847 | 162 | polygon | FALSE | TRUE | America/Chicago | 3 | 36016 | 1840001251 | [10 empty] | ClaytonAL
Mountville | Mountville | PA | Pennsylvania | 42071 | Lancaster | 40.0402 | -76.4341 | 2847 | 1277 | polygon | FALSE | TRUE | America/New_York | 3 | 17554 | 1840003724 | [10 empty] | MountvillePA
Meadowood | Meadowood | PA | Pennsylvania | 42019 | Butler | 40.8443 | -79.8939 | 2847 | 701 | polygon | FALSE | FALSE | America/New_York | 3 | 16001 16045 | 1840035429 | [10 empty] | MeadowoodPA
Eufaula | Eufaula | OK | Oklahoma | 40091 | McIntosh | 35.2922 | -95.5862 | 2846 | 166 | polygon | FALSE | TRUE | America/Chicago | 3 | 74432 | 1840020434 | [10 empty] | EufaulaOK
Chico | Chico | WA | Washington | 53035 | Kitsap | 47.6234 | -122.7198 | 2846 | 479 | polygon | FALSE | FALSE | America/Los_Angeles | 3 | 98312 98383 | 1840037630 | [10 empty] | ChicoWA
Poplar | Poplar | MT | Montana | 30085 | Roosevelt | 48.1105 | -105.1969 | 2844 | 1166 | polygon | FALSE | TRUE | America/Denver | 3 | 59255 | 1840019775 | [10 empty] | PoplarMT
Lake Wissota | Lake Wissota | WI | Wisconsin | 55017 | Chippewa | 44.922 | -91.3015 | 2843 | 290 | polygon | FALSE | FALSE | America/Chicago | 3 | 54729 | 1840004021 | [10 empty] | Lake WissotaWI
Almont | Almont | MI | Michigan | 26087 | Lapeer | 42.9208 | -83.0435 | 2842 | 802 | polygon | FALSE | TRUE | America/Detroit | 3 | 48003 | 1840010065 | [10 empty] | AlmontMI
Kingman | Kingman | KS | Kansas | 20095 | Kingman | 37.6476 | -98.1161 | 2842 | 316 | polygon | FALSE | TRUE | America/Chicago | 3 | 67068 | 1840001692 | [10 empty] | KingmanKS
Mount Morris | Mount Morris | MI | Michigan | 26049 | Genesee | 43.1176 | -83.6987 | 2842 | 955 | polygon | FALSE | TRUE | America/Detroit | 3 | 48458 | 1840002943 | [10 empty] | Mount MorrisMI
Shell Point | Shell Point | SC | South Carolina | 45013 | Beaufort | 32.3744 | -80.7523 | 2842 | 281 | polygon | FALSE | FALSE | America/New_York | 3 | 29906 | 1840035794 | [10 empty] | Shell PointSC
Ajo | Ajo | AZ | Arizona | 4019 | Pima | 32.3923 | -112.8839 | 2841 | 32 | polygon | FALSE | FALSE | America/Phoenix | 3 | 85321 | 1840018107 | [10 empty] | AjoAZ
Watonga | Watonga | OK | Oklahoma | 40011 | Blaine | 35.8661 | -98.4166 | 2841 | 268 | polygon | FALSE | TRUE | America/Chicago | 3 | 73772 | 1840021684 | [10 empty] | WatongaOK
Marion | Marion | KY | Kentucky | 21055 | Crittenden | 37.3321 | -88.0795 | 2841 | 329 | polygon | FALSE | TRUE | America/Chicago | 3 | 42064 | 1840015248 | [10 empty] | MarionKY
De Leon Springs | De Leon Springs | FL | Florida | 12127 | Volusia | 29.1172 | -81.3517 | 2840 | 412 | polygon | FALSE | FALSE | America/New_York | 3 | 32720 32130 | 1840013118 | [10 empty] | De Leon SpringsFL
Hypoluxo | Hypoluxo | FL | Florida | 12099 | Palm Beach | 26.5634 | -80.0531 | 2839 | 1932 | polygon | FALSE | TRUE | America/New_York | 3 | 33462 | 1840017253 | [10 empty] | HypoluxoFL
Statham | Statham | GA | Georgia | 13013 | Barrow | 33.9646 | -83.6024 | 2839 | 270 | polygon | FALSE | TRUE | America/New_York | 3 | 30666 | 1840015622 | [10 empty] | StathamGA
East Oakdale | East Oakdale | CA | California | 6099 | Stanislaus | 37.7854 | -120.8007 | 2839 | 204 | polygon | FALSE | FALSE | America/Los_Angeles | 3 | 95361 | 1840018907 | [10 empty] | East OakdaleCA
West Grove | West Grove | PA | Pennsylvania | 42029 | Chester | 39.8206 | -75.8284 | 2839 | 1684 | polygon | FALSE | TRUE | America/New_York | 3 | 19390 | 1840001437 | [10 empty] | West GrovePA
Eagle Crest | Eagle Crest | OR | Oregon | 41017 | Deschutes | 44.2614 | -121.2995 | 2839 | 72 | polygon | FALSE | TRUE | America/Los_Angeles | 3 | 97756 | 1840040419 | [10 empty] | Eagle CrestOR
Jean Lafitte | Jean Lafitte | LA | Louisiana | 22051 | Jefferson | 29.7496 | -90.1036 | 2837 | 131 | polygon | FALSE | TRUE | America/Chicago | 3 | 70067 | 1840017204 | [10 empty] | Jean LafitteLA
Gambrills | Gambrills | MD | Maryland | 24003 | Anne Arundel | 39.0929 | -76.6512 | 2837 | 144 | polygon | FALSE | FALSE | America/New_York | 3 | 21144 21108 | 1840024529 | [10 empty] | GambrillsMD
Whitesboro | Whitesboro | NJ | New Jersey | 34009 | Cape May | 39.0417 | -74.8674 | 2837 | 303 | polygon | FALSE | FALSE | America/New_York | 3 | 08210 08252 | 1840033443 | [10 empty] | WhitesboroNJ
Thayer | Thayer | MO | Missouri | 29149 | Oregon | 36.5223 | -91.5408 | 2836 | 336 | polygon | FALSE | TRUE | America/Chicago | 3 | 65791 | 1840009937 | [10 empty] | ThayerMO
Ashland | Ashland | NE | Nebraska | 31155 | Saunders | 41.0404 | -96.3707 | 2836 | 927 | polygon | FALSE | TRUE | America/Chicago | 3 | 68003 | 1840007132 | [10 empty] | AshlandNE
Stigler | Stigler | OK | Oklahoma | 40061 | Haskell | 35.2566 | -95.1185 | 2835 | 382 | polygon | FALSE | TRUE | America/Chicago | 3 | 74462 | 1840021790 | [10 empty] | StiglerOK
Holly Hills | Holly Hills | CO | Colorado | 8005 | Arapahoe | 39.6678 | -104.9218 | 2835 | 1865 | polygon | FALSE | FALSE | America/Denver | 3 | 80222 | 1840028590 | [10 empty] | Holly HillsCO
Drumright | Drumright | OK | Oklahoma | 40037 | Creek | 35.9893 | -96.599 | 2835 | 145 | polygon | FALSE | TRUE | America/Chicago | 3 | 74030 | 1840019076 | [10 empty] | DrumrightOK
Mountain Iron | Mountain Iron | MN | Minnesota | 27137 | St. Louis | 47.5473 | -92.6252 | 2834 | 16 | polygon | FALSE | TRUE | America/Chicago | 3 | 55768 | 1840007692 | [10 empty] | Mountain IronMN
Rio Grande | Rio Grande | NJ | New Jersey | 34009 | Cape May | 39.0196 | -74.8762 | 2834 | 438 | polygon | FALSE | FALSE | America/New_York | 3 | 8242 | 1840005867 | [10 empty] | Rio GrandeNJ
Hanapepe | Hanapepe | HI | Hawaii | 15007 | Kauai | 21.914 | -159.5874 | 2834 | 1184 | polygon | FALSE | FALSE | Pacific/Honolulu | 3 | 96716 | 1840029478 | [10 empty] | HanapepeHI
Homer | Homer | LA | Louisiana | 22027 | Claiborne | 32.793 | -93.0582 | 2834 | 235 | polygon | FALSE | TRUE | America/Chicago | 3 | 71040 | 1840016937 | [10 empty] | HomerLA
Hacienda San JosÃ© | Hacienda San Jose | PR | Puerto Rico | 72025 | Caguas | 18.2409 | -66.0721 | 2833 | 1968 | polygon | FALSE | TRUE | America/Puerto_Rico | 3 | 727 | 1630025216 | [10 empty] | Hacienda San JosÃ©PR
Winner | Winner | SD | South Dakota | 46123 | Tripp | 43.3777 | -99.855 | 2833 | 474 | polygon | FALSE | TRUE | America/Chicago | 3 | 57580 | 1840002682 | [10 empty] | WinnerSD
Canadian | Canadian | TX | Texas | 48211 | Hemphill | 35.9096 | -100.3838 | 2833 | 802 | polygon | FALSE | TRUE | America/Chicago | 3 | 79014 | 1840019082 | [10 empty] | CanadianTX
Riverview | Riverview | MO | Missouri | 29189 | St. Louis | 38.7441 | -90.211 | 2832 | 1307 | polygon | FALSE | TRUE | America/Chicago | 3 | 63137 | 1840012821 | [10 empty] | RiverviewMO
Arcola | Arcola | IL | Illinois | 17041 | Douglas | 39.6833 | -88.3013 | 2831 | 540 | polygon | FALSE | TRUE | America/Chicago | 3 | 61910 | 1840007310 | [10 empty] | ArcolaIL
North Catasauqua | North Catasauqua | PA | Pennsylvania | 42095 | Northampton | 40.664 | -75.4741 | 2831 | 1522 | polygon | FALSE | TRUE | America/New_York | 3 | 18032 | 1840000976 | [10 empty] | North CatasauquaPA
St. Clair | St. Clair | PA | Pennsylvania | 42107 | Schuylkill | 40.7211 | -76.1903 | 2830 | 886 | polygon | FALSE | TRUE | America/New_York | 3 | 17970 17901 | 1840002777 | [10 empty] | St. ClairPA
Carson | Carson | WA | Washington | 53059 | Skamania | 45.7353 | -121.8219 | 2830 | 228 | polygon | FALSE | FALSE | America/Los_Angeles | 3 | 98610 | 1840017391 | [10 empty] | CarsonWA
Lake City | Lake City | GA | Georgia | 13063 | Clayton | 33.6065 | -84.3411 | 2829 | 591 | polygon | FALSE | TRUE | America/New_York | 3 | 30260 | 1840014817 | [10 empty] | Lake CityGA
Chatfield | Chatfield | MN | Minnesota | 27045 | Fillmore | 43.8445 | -92.1829 | 2829 | 421 | polygon | FALSE | TRUE | America/Chicago | 3 | 55923 | 1840006837 | [10 empty] | ChatfieldMN
Port Ludlow | Port Ludlow | WA | Washington | 53031 | Jefferson | 47.9101 | -122.7006 | 2828 | 94 | polygon | FALSE | FALSE | America/Los_Angeles | 3 | 98365 | 1840018388 | [10 empty] | Port LudlowWA
Holly Ridge | Holly Ridge | NC | North Carolina | 37133 | Onslow | 34.4953 | -77.527 | 2827 | 272 | polygon | FALSE | TRUE | America/New_York | 3 | 28445 | 1840016531 | [10 empty] | Holly RidgeNC
Oxoboxo River | Oxoboxo River | CT | Connecticut | 9011 | New London | 41.4441 | -72.125 | 2825 | 254 | polygon | FALSE | TRUE | America/New_York | 3 | 06353 06382 | 1840073305 | [10 empty] | Oxoboxo RiverCT
Big Coppitt Key | Big Coppitt Key | FL | Florida | 12087 | Monroe | 24.5915 | -81.6574 | 2825 | 945 | polygon | FALSE | FALSE | America/New_York | 3 | 33040 | 1840029021 | [10 empty] | Big Coppitt KeyFL
Black Canyon City | Black Canyon City | AZ | Arizona | 4025 | Yavapai | 34.0709 | -112.122 | 2825 | 44 | polygon | FALSE | FALSE | America/Phoenix | 3 | 85324 | 1840017847 | [10 empty] | Black Canyon CityAZ
Shorewood Forest | Shorewood Forest | IN | Indiana | 18127 | Porter | 41.4598 | -87.1497 | 2825 | 574 | polygon | FALSE | FALSE | America/Chicago | 3 | 46385 | 1840026274 | [10 empty] | Shorewood ForestIN
Wilton | Wilton | IA | Iowa | 19139 | Muscatine | 41.5898 | -91.0271 | 2824 | 529 | polygon | FALSE | TRUE | America/Chicago | 3 | 52778 | 1840010237 | [10 empty] | WiltonIA
Moscow | Moscow | PA | Pennsylvania | 42069 | Lackawanna | 41.3417 | -75.5316 | 2823 | 275 | polygon | FALSE | TRUE | America/New_York | 3 | 18444 | 1840003386 | [10 empty] | MoscowPA
Lyndonville | Lyndonville | VT | Vermont | 50005 | Caledonia | 44.5352 | -72.0016 | 2821 | 635 | polygon | FALSE | TRUE | America/New_York | 3 | 05851 05849 | 1840004081 | [10 empty] | LyndonvilleVT
Homedale | Homedale | ID | Idaho | 16073 | Owyhee | 43.6154 | -116.9379 | 2820 | 743 | polygon | FALSE | TRUE | America/Boise | 3 | 83628 | 1840020049 | [10 empty] | HomedaleID
Castle Point | Castle Point | MO | Missouri | 29189 | St. Louis | 38.7568 | -90.2485 | 2820 | 1791 | polygon | FALSE | FALSE | America/Chicago | 3 | 63136 | 1840006125 | [10 empty] | Castle PointMO
Carrabelle | Carrabelle | FL | Florida | 12037 | Franklin | 29.8555 | -84.6685 | 2820 | 227 | polygon | FALSE | TRUE | America/New_York | 3 | 32322 | 1840015055 | [10 empty] | CarrabelleFL
Potala Pastillo | Potala Pastillo | PR | Puerto Rico | 72075 | Juana DÃ­az | 17.9921 | -66.4966 | 2818 | 2137 | polygon | FALSE | FALSE | America/Puerto_Rico | 2 | 795 | 1630023579 | [10 empty] | Potala PastilloPR
Park View | Park View | IA | Iowa | 19163 | Scott | 41.6922 | -90.5393 | 2818 | 1028 | polygon | FALSE | FALSE | America/Chicago | 3 | 52748 | 1840004813 | [10 empty] | Park ViewIA
Perkins | Perkins | OK | Oklahoma | 40119 | Payne | 35.978 | -97.0299 | 2817 | 358 | polygon | FALSE | TRUE | America/Chicago | 3 | 74059 | 1840020386 | [10 empty] | PerkinsOK
Minster | Minster | OH | Ohio | 39011 | Auglaize | 40.3947 | -84.3789 | 2817 | 522 | polygon | FALSE | TRUE | America/New_York | 3 | 45865 | 1840012070 | [10 empty] | MinsterOH
Owensville | Owensville | MO | Missouri | 29073 | Gasconade | 38.349 | -91.4974 | 2817 | 378 | polygon | FALSE | TRUE | America/Chicago | 3 | 65066 | 1840009641 | [10 empty] | OwensvilleMO
Hillsboro | Hillsboro | KS | Kansas | 20115 | Marion | 38.3527 | -97.1992 | 2816 | 445 | polygon | FALSE | TRUE | America/Chicago | 3 | 67063 | 1840001661 | [10 empty] | HillsboroKS
Country Squire Lakes | Country Squire Lakes | IN | Indiana | 18079 | Jennings | 39.038 | -85.6849 | 2813 | 424 | polygon | FALSE | FALSE | America/Indiana/Indianapolis | 3 | 47265 | 1840030082 | [10 empty] | Country Squire LakesIN
Clearbrook Park | Clearbrook Park | NJ | New Jersey | 34023 | Middlesex | 40.3096 | -74.4644 | 2813 | 1242 | polygon | FALSE | FALSE | America/New_York | 3 | 8831 | 1840033478 | [10 empty] | Clearbrook ParkNJ
Amery | Amery | WI | Wisconsin | 55095 | Polk | 45.3045 | -92.3635 | 2812 | 350 | polygon | FALSE | TRUE | America/Chicago | 3 | 54001 | 1840002049 | [10 empty] | AmeryWI
Tilton Northfield | Tilton Northfield | NH | New Hampshire | 33001 | Belknap | 43.443 | -71.5937 | 2812 | 382 | polygon | FALSE | TRUE | America/New_York | 3 | 3276 | 1840073462 | [10 empty] | Tilton NorthfieldNH
Warden | Warden | WA | Washington | 53025 | Grant | 46.9672 | -119.0523 | 2812 | 369 | polygon | FALSE | TRUE | America/Los_Angeles | 3 | 98857 | 1840021103 | [10 empty] | WardenWA
Bar Nunn | Bar Nunn | WY | Wyoming | 56025 | Natrona | 42.922 | -106.3475 | 2812 | 517 | polygon | FALSE | TRUE | America/Denver | 3 | 82601 | 1840020060 | [10 empty] | Bar NunnWY
Aguada | Aguada | PR | Puerto Rico | 72003 | Aguada | 18.3804 | -67.1884 | 2812 | 2943 | polygon | FALSE | FALSE | America/Puerto_Rico | 2 | 602 | 1630023528 | [10 empty] | AguadaPR
Cache | Cache | OK | Oklahoma | 40031 | Comanche | 34.6297 | -98.6181 | 2811 | 308 | polygon | FALSE | TRUE | America/Chicago | 3 | 73527 | 1840019203 | [10 empty] | CacheOK
Bayview | Bayview | CA | California | 6023 | Humboldt | 40.7654 | -124.1787 | 2811 | 1483 | polygon | FALSE | FALSE | America/Los_Angeles | 3 | 95503 | 1840017484 | [10 empty] | BayviewCA
Northeast Ithaca | Northeast Ithaca | NY | New York | 36109 | Tompkins | 42.4703 | -76.4623 | 2811 | 738 | polygon | FALSE | TRUE | America/New_York | 3 | 14850 | 1840073642 | [10 empty] | Northeast IthacaNY
Osage City | Osage City | KS | Kansas | 20139 | Osage | 38.6337 | -95.8218 | 2809 | 344 | polygon | FALSE | TRUE | America/Chicago | 3 | 66523 | 1840003836 | [10 empty] | Osage CityKS
Pleasant Hill | Pleasant Hill | PA | Pennsylvania | 42075 | Lebanon | 40.3369 | -76.4481 | 2809 | 1471 | polygon | FALSE | FALSE | America/New_York | 3 | 17042 | 1840035153 | [10 empty] | Pleasant HillPA
Gleed | Gleed | WA | Washington | 53077 | Yakima | 46.6594 | -120.6025 | 2808 | 200 | polygon | FALSE | FALSE | America/Los_Angeles | 3 | 98937 98908 | 1840017370 | [10 empty] | GleedWA
Penngrove | Penngrove | CA | California | 6097 | Sonoma | 38.3005 | -122.6707 | 2808 | 269 | polygon | FALSE | FALSE | America/Los_Angeles | 3 | 94951 | 1840024619 | [10 empty] | PenngroveCA
Monument Beach | Monument Beach | MA | Massachusetts | 25001 | Barnstable | 41.7192 | -70.6061 | 2807 | 419 | polygon | FALSE | FALSE | America/New_York | 3 | 02553 02532 02559 | 1840004756 | [10 empty] | Monument BeachMA
Douglas | Douglas | MI | Michigan | 26005 | Allegan | 42.641 | -86.2082 | 2806 | 291 | polygon | FALSE | TRUE | America/Detroit | 3 | 49406 49408 | 1840006925 | [10 empty] | DouglasMI
Daleville | Daleville | VA | Virginia | 51023 | Botetourt | 37.415 | -79.9132 | 2806 | 252 | polygon | FALSE | FALSE | America/New_York | 3 | 24083 | 1840006376 | [10 empty] | DalevilleVA
Kenhorst | Kenhorst | PA | Pennsylvania | 42011 | Berks | 40.3069 | -75.9438 | 2805 | 1847 | polygon | FALSE | TRUE | America/New_York | 3 | 19607 | 1840001177 | [10 empty] | KenhorstPA
Roseau | Roseau | MN | Minnesota | 27135 | Roseau | 48.8446 | -95.7623 | 2804 | 390 | polygon | FALSE | TRUE | America/Chicago | 3 | 56751 | 1840008814 | [10 empty] | RoseauMN
Richmond | Richmond | UT | Utah | 49005 | Cache | 41.923 | -111.8075 | 2803 | 314 | polygon | FALSE | TRUE | America/Denver | 3 | 84333 | 1840020109 | [10 empty] | RichmondUT
North Crossett | North Crossett | AR | Arkansas | 5003 | Ashley | 33.171 | -91.9367 | 2802 | 104 | polygon | FALSE | FALSE | America/Chicago | 3 | 71635 | 1840013771 | [10 empty] | North CrossettAR
Lake Helen | Lake Helen | FL | Florida | 12127 | Volusia | 28.9828 | -81.2306 | 2801 | 241 | polygon | FALSE | TRUE | America/New_York | 3 | 32744 | 1840015079 | [10 empty] | Lake HelenFL
Brockway | Brockway | PA | Pennsylvania | 42065 | Jefferson | 41.2469 | -78.7929 | 2801 | 685 | polygon | FALSE | TRUE | America/New_York | 3 | 15824 | 1840003468 | [10 empty] | BrockwayPA
Oak Grove | Oak Grove | VA | Virginia | 51107 | Loudoun | 38.9845 | -77.4174 | 2801 | 924 | polygon | FALSE | FALSE | America/New_York | 3 | 20166 | 1840024506 | [10 empty] | Oak GroveVA
Wernersville | Wernersville | PA | Pennsylvania | 42011 | Berks | 40.3302 | -76.082 | 2799 | 1438 | polygon | FALSE | TRUE | America/New_York | 3 | 19565 | 1840001193 | [10 empty] | WernersvillePA
Fraser | Fraser | CO | Colorado | 8049 | Grand | 39.9303 | -105.803 | 2798 | 148 | polygon | FALSE | TRUE | America/Denver | 3 | 80482 80442 | 1840021406 | [10 empty] | FraserCO
Bennett | Bennett | CO | Colorado | 8001 | Adams | 39.7367 | -104.4287 | 2798 | 186 | polygon | FALSE | TRUE | America/Denver | 3 | 80102 | 1840020193 | [10 empty] | BennettCO
Linden | Linden | AZ | Arizona | 4017 | Navajo | 34.2625 | -110.1424 | 2798 | 35 | polygon | FALSE | FALSE | America/Phoenix | 3 | 85901 | 1840022580 | [10 empty] | LindenAZ
Lakewood | Lakewood | NY | New York | 36013 | Chautauqua | 42.0991 | -79.32 | 2797 | 546 | polygon | FALSE | TRUE | America/New_York | 3 | 14750 | 1840004567 | [10 empty] | LakewoodNY
Seward | Seward | AK | Alaska | 2122 | Kenai Peninsula | 60.1124 | -149.3925 | 2796 | 77 | polygon | FALSE | TRUE | America/Anchorage | 3 | 99664 | 1840023423 | [10 empty] | SewardAK
Oconto Falls | Oconto Falls | WI | Wisconsin | 55083 | Oconto | 44.8738 | -88.1444 | 2796 | 398 | polygon | FALSE | TRUE | America/Chicago | 3 | 54154 | 1840001576 | [10 empty] | Oconto FallsWI
Lake Arthur | Lake Arthur | LA | Louisiana | 22053 | Jefferson Davis | 30.0795 | -92.6773 | 2795 | 572 | polygon | FALSE | TRUE | America/Chicago | 3 | 70549 | 1840017196 | [10 empty] | Lake ArthurLA
Delhi | Delhi | LA | Louisiana | 22083 | Richland | 32.4529 | -91.49 | 2795 | 375 | polygon | FALSE | TRUE | America/Chicago | 3 | 71232 | 1840016977 | [10 empty] | DelhiLA
Village of Grosse Pointe Shores | Village of Grosse Pointe Shores | MI | Michigan | 26163 | Wayne | 42.437 | -82.8787 | 2794 | 968 | polygon | FALSE | TRUE | America/Toronto | 3 | 48236 | 1840073805 | [10 empty] | Village of Grosse Pointe ShoresMI
Rosita | Rosita | TX | Texas | 48323 | Maverick | 28.6244 | -100.4287 | 2792 | 137 | polygon | FALSE | TRUE | America/Chicago | 3 | 78852 | 1840073268 | [10 empty] | RositaTX
North Kingsville | North Kingsville | OH | Ohio | 39007 | Ashtabula | 41.9189 | -80.6724 | 2792 | 121 | polygon | FALSE | TRUE | America/New_York | 3 | 44030 44004 44068 | 1840003338 | [10 empty] | North KingsvilleOH
Guntown | Guntown | MS | Mississippi | 28081 | Lee | 34.4447 | -88.6641 | 2792 | 231 | polygon | FALSE | TRUE | America/Chicago | 3 | 38849 | 1840016649 | [10 empty] | GuntownMS
Beach City | Beach City | TX | Texas | 48071 | Chambers | 29.7269 | -94.8549 | 2792 | 240 | polygon | FALSE | TRUE | America/Chicago | 3 | 77523 | 1840019634 | [10 empty] | Beach CityTX
Circle D-KC Estates | Circle D-KC Estates | TX | Texas | 48021 | Bastrop | 30.1611 | -97.2349 | 2791 | 116 | polygon | FALSE | TRUE | America/Chicago | 3 | 78602 78659 | 1840073284 | [10 empty] | Circle D-KC EstatesTX
Park City | Park City | TN | Tennessee | 47103 | Lincoln | 35.0782 | -86.5834 | 2790 | 197 | polygon | FALSE | FALSE | America/Chicago | 3 | 37334 | 1840024961 | [10 empty] | Park CityTN
McGovern | McGovern | PA | Pennsylvania | 42125 | Washington | 40.2385 | -80.2257 | 2790 | 587 | polygon | FALSE | FALSE | America/New_York | 3 | 15342 | 1840005433 | [10 empty] | McGovernPA
Poydras | Poydras | LA | Louisiana | 22087 | St. Bernard | 29.8625 | -89.8877 | 2790 | 275 | polygon | FALSE | FALSE | America/Chicago | 3 | 70085 | 1840014004 | [10 empty] | PoydrasLA
Winnie | Winnie | TX | Texas | 48071 | Chambers | 29.8167 | -94.3807 | 2788 | 272 | polygon | FALSE | FALSE | America/Chicago | 3 | 77665 | 1840019632 | [10 empty] | WinnieTX
Marshville | Marshville | NC | North Carolina | 37179 | Union | 34.9867 | -80.3685 | 2787 | 516 | polygon | FALSE | TRUE | America/New_York | 3 | 28103 | 1840016454 | [10 empty] | MarshvilleNC
Little Flock | Little Flock | AR | Arkansas | 5007 | Benton | 36.3854 | -94.1364 | 2786 | 143 | polygon | FALSE | TRUE | America/Chicago | 3 | 72756 | 1840015284 | [10 empty] | Little FlockAR
Sneads Ferry | Sneads Ferry | NC | North Carolina | 37133 | Onslow | 34.5564 | -77.3824 | 2785 | 283 | polygon | FALSE | FALSE | America/New_York | 3 | 28460 | 1840013557 | [10 empty] | Sneads FerryNC
Knob Noster | Knob Noster | MO | Missouri | 29101 | Johnson | 38.7674 | -93.5616 | 2785 | 373 | polygon | FALSE | TRUE | America/Chicago | 3 | 65336 | 1840008577 | [10 empty] | Knob NosterMO
Windsor | Windsor | MO | Missouri | 29083 | Henry | 38.5319 | -93.5227 | 2784 | 444 | polygon | FALSE | TRUE | America/Chicago | 3 | 65360 | 1840010791 | [10 empty] | WindsorMO
Heritage Lake | Heritage Lake | IN | Indiana | 18133 | Putnam | 39.7288 | -86.7123 | 2782 | 356 | polygon | FALSE | FALSE | America/Indiana/Indianapolis | 3 | 46128 46121 | 1840026610 | [10 empty] | Heritage LakeIN
Rising Sun | Rising Sun | MD | Maryland | 24015 | Cecil | 39.7003 | -76.0587 | 2781 | 660 | polygon | FALSE | TRUE | America/New_York | 3 | 21911 | 1840005642 | [10 empty] | Rising SunMD
Sale Creek | Sale Creek | TN | Tennessee | 47065 | Hamilton | 35.3895 | -85.0875 | 2781 | 35 | polygon | FALSE | FALSE | America/New_York | 3 | 37373 37304 | 1840024960 | [10 empty] | Sale CreekTN
Sisters | Sisters | OR | Oregon | 41017 | Deschutes | 44.292 | -121.5534 | 2781 | 571 | polygon | FALSE | TRUE | America/Los_Angeles | 3 | 97759 | 1840021262 | [10 empty] | SistersOR
Munising | Munising | MI | Michigan | 26003 | Alger | 46.4172 | -86.6439 | 2780 | 161 | polygon | FALSE | TRUE | America/Detroit | 3 | 49862 | 1840003924 | [10 empty] | MunisingMI
Greenwood | Greenwood | PA | Pennsylvania | 42013 | Blair | 40.5325 | -78.3589 | 2780 | 1042 | polygon | FALSE | FALSE | America/New_York | 3 | 16602 | 1840026416 | [10 empty] | GreenwoodPA
Tyndall AFB | Tyndall AFB | FL | Florida | 12005 | Bay | 30.0856 | -85.6075 | 2779 | 74 | polygon | TRUE | TRUE | America/Chicago | 3 | 32403 | 1840035791 | [10 empty] | Tyndall AFBFL
Garden View | Garden View | PA | Pennsylvania | 42081 | Lycoming | 41.2569 | -77.049 | 2779 | 1012 | polygon | FALSE | FALSE | America/New_York | 3 | 17701 | 1840034979 | [10 empty] | Garden ViewPA
South Padre Island | South Padre Island | TX | Texas | 48061 | Cameron | 26.1218 | -97.1703 | 2778 | 399 | polygon | FALSE | TRUE | America/Chicago | 3 | 78597 | 1840023168 | [10 empty] | South Padre IslandTX
West Hammond | West Hammond | NM | New Mexico | 35045 | San Juan | 36.6812 | -108.0492 | 2777 | 137 | polygon | FALSE | TRUE | America/Denver | 3 | 87413 | 1840040220 | [10 empty] | West HammondNM
Lindsay | Lindsay | OK | Oklahoma | 40049 | Garvin | 34.8392 | -97.6105 | 2777 | 454 | polygon | FALSE | TRUE | America/Chicago | 3 | 73052 | 1840020478 | [10 empty] | LindsayOK
Brighton | Brighton | AL | Alabama | 1073 | Jefferson | 33.4393 | -86.9454 | 2775 | 757 | polygon | FALSE | TRUE | America/Chicago | 3 | 35020 | 1840013734 | [10 empty] | BrightonAL
Norton Center | Norton Center | MA | Massachusetts | 25005 | Bristol | 41.9726 | -71.1854 | 2774 | 631 | polygon | FALSE | TRUE | America/New_York | 3 | 2766 | 1840073525 | [10 empty] | Norton CenterMA
Harveys Lake | Harveys Lake | PA | Pennsylvania | 42079 | Luzerne | 41.3626 | -76.0381 | 2774 | 205 | polygon | FALSE | TRUE | America/New_York | 3 | 18618 18612 | 1840000752 | [10 empty] | Harveys LakePA
Central Heights-Midland City | Central Heights-Midland City | AZ | Arizona | 4007 | Gila | 33.4 | -110.8153 | 2774 | 559 | polygon | FALSE | TRUE | America/Phoenix | 3 | 85501 | 1840073906 | [10 empty] | Central Heights-Midland CityAZ
Pine Mountain Lake | Pine Mountain Lake | CA | California | 6109 | Tuolumne | 37.8599 | -120.1843 | 2772 | 56 | polygon | FALSE | TRUE | America/Los_Angeles | 3 | 95321 | 1840076099 | [10 empty] | Pine Mountain LakeCA
Sublimity | Sublimity | OR | Oregon | 41047 | Marion | 44.8293 | -122.7925 | 2772 | 1149 | polygon | FALSE | TRUE | America/Los_Angeles | 3 | 97385 | 1840021228 | [10 empty] | SublimityOR
Bethel Heights | Bethel Heights | AR | Arkansas | 5007 | Benton | 36.2262 | -94.1282 | 2771 | 482 | polygon | FALSE | TRUE | America/Chicago | 3 | 72764 | 1840013320 | [10 empty] | Bethel HeightsAR
Voorheesville | Voorheesville | NY | New York | 36001 | Albany | 42.6518 | -73.9349 | 2771 | 500 | polygon | FALSE | TRUE | America/New_York | 3 | 12186 | 1840004493 | [10 empty] | VoorheesvilleNY
Rose Hills | Rose Hills | CA | California | 6037 | Los Angeles | 34.009 | -118.0419 | 2771 | 2483 | polygon | FALSE | TRUE | America/Los_Angeles | 2 | 90601 | 1840075983 | [10 empty] | Rose HillsCA
Plainsboro Center | Plainsboro Center | NJ | New Jersey | 34023 | Middlesex | 40.3311 | -74.5937 | 2771 | 1410 | polygon | FALSE | FALSE | America/New_York | 3 | 8536 | 1840033473 | [10 empty] | Plainsboro CenterNJ
Clever | Clever | MO | Missouri | 29043 | Christian | 37.0326 | -93.474 | 2770 | 846 | polygon | FALSE | TRUE | America/Chicago | 3 | 65631 | 1840007644 | [10 empty] | CleverMO
Fairfield Harbour | Fairfield Harbour | NC | North Carolina | 37049 | Craven | 35.0706 | -76.9571 | 2770 | 371 | polygon | FALSE | FALSE | America/New_York | 3 | 28560 | 1840013076 | [10 empty] | Fairfield HarbourNC
Albany | Albany | MN | Minnesota | 27145 | Stearns | 45.6284 | -94.5677 | 2769 | 491 | polygon | FALSE | TRUE | America/Chicago | 3 | 56307 | 1840006683 | [10 empty] | AlbanyMN
Troutman | Troutman | NC | North Carolina | 37097 | Iredell | 35.6875 | -80.883 | 2769 | 188 | polygon | FALSE | TRUE | America/New_York | 3 | 28166 | 1840016217 | [10 empty] | TroutmanNC
Dodge Center | Dodge Center | MN | Minnesota | 27039 | Dodge | 44.0289 | -92.8507 | 2768 | 509 | polygon | FALSE | TRUE | America/Chicago | 3 | 55927 | 1840006808 | [10 empty] | Dodge CenterMN
Fairmount | Fairmount | IN | Indiana | 18053 | Grant | 40.4173 | -85.6477 | 2768 | 673 | polygon | FALSE | TRUE | America/Indiana/Indianapolis | 3 | 46928 | 1840010394 | [10 empty] | FairmountIN
Marietta | Marietta | OK | Oklahoma | 40085 | Love | 33.9355 | -97.1242 | 2768 | 439 | polygon | FALSE | TRUE | America/Chicago | 3 | 73448 | 1840020561 | [10 empty] | MariettaOK
Hudson | Hudson | CO | Colorado | 8123 | Weld | 40.0898 | -104.6216 | 2767 | 186 | polygon | FALSE | TRUE | America/Denver | 3 | 80643 80642 | 1840021368 | [10 empty] | HudsonCO
Ithaca | Ithaca | MI | Michigan | 26057 | Gratiot | 43.2912 | -84.5956 | 2766 | 187 | polygon | FALSE | TRUE | America/Detroit | 3 | 48847 | 1840002880 | [10 empty] | IthacaMI
Millen | Millen | GA | Georgia | 13165 | Jenkins | 32.8071 | -81.9423 | 2766 | 298 | polygon | FALSE | TRUE | America/New_York | 3 | 30442 | 1840014867 | [10 empty] | MillenGA
Kalkaska | Kalkaska | MI | Michigan | 26079 | Kalkaska | 44.7322 | -85.1781 | 2766 | 256 | polygon | FALSE | TRUE | America/Detroit | 3 | 49646 | 1840010929 | [10 empty] | KalkaskaMI
Crest | Crest | CA | California | 6073 | San Diego | 32.8 | -116.8671 | 2765 | 163 | polygon | FALSE | FALSE | America/Los_Angeles | 3 | 92021 92019 | 1840028340 | [10 empty] | CrestCA
Ford City | Ford City | PA | Pennsylvania | 42005 | Armstrong | 40.7693 | -79.5327 | 2764 | 1655 | polygon | FALSE | TRUE | America/New_York | 3 | 16226 | 1840003516 | [10 empty] | Ford CityPA
Onawa | Onawa | IA | Iowa | 19133 | Monona | 42.0268 | -96.0905 | 2764 | 205 | polygon | FALSE | TRUE | America/Chicago | 3 | 51040 | 1840000489 | [10 empty] | OnawaIA
West Simsbury | West Simsbury | CT | Connecticut | 9003 | Hartford | 41.8747 | -72.8448 | 2764 | 246 | polygon | FALSE | FALSE | America/New_York | 3 | 06092 06070 | 1840003270 | [10 empty] | West SimsburyCT
Pawnee | Pawnee | IL | Illinois | 17167 | Sangamon | 39.5937 | -89.5824 | 2764 | 827 | polygon | FALSE | TRUE | America/Chicago | 3 | 62558 | 1840012452 | [10 empty] | PawneeIL
Lakeside Park | Lakeside Park | KY | Kentucky | 21117 | Kenton | 39.0338 | -84.5674 | 2762 | 1360 | polygon | FALSE | TRUE | America/New_York | 3 | 41017 | 1840014269 | [10 empty] | Lakeside ParkKY
Gervais | Gervais | OR | Oregon | 41047 | Marion | 45.1078 | -122.8962 | 2762 | 2762 | polygon | FALSE | TRUE | America/Los_Angeles | 2 | 97026 | 1840019960 | [10 empty] | GervaisOR
Loris | Loris | SC | South Carolina | 45051 | Horry | 34.0575 | -78.8876 | 2761 | 234 | polygon | FALSE | TRUE | America/New_York | 3 | 29569 | 1840015591 | [10 empty] | LorisSC
Westminster | Westminster | LA | Louisiana | 22033 | East Baton Rouge | 30.408 | -91.0906 | 2760 | 949 | polygon | FALSE | FALSE | America/Chicago | 3 | 70809 | 1840031110 | [10 empty] | WestminsterLA
Talty | Talty | TX | Texas | 48257 | Kaufman | 32.6945 | -96.4007 | 2760 | 314 | polygon | FALSE | TRUE | America/Chicago | 3 | 75126 75160 | 1840023219 | [10 empty] | TaltyTX
Platteville | Platteville | CO | Colorado | 8123 | Weld | 40.2221 | -104.834 | 2760 | 346 | polygon | FALSE | TRUE | America/Denver | 3 | 80651 | 1840021360 | [10 empty] | PlattevilleCO
Windsor | Windsor | VA | Virginia | 51093 | Isle of Wight | 36.8095 | -76.7406 | 2758 | 265 | polygon | FALSE | TRUE | America/New_York | 3 | 23487 | 1840006488 | [10 empty] | WindsorVA
Westworth Village | Westworth Village | TX | Texas | 48439 | Tarrant | 32.7599 | -97.4239 | 2757 | 513 | polygon | FALSE | TRUE | America/Chicago | 3 | 76114 | 1840074884 | [10 empty] | Westworth VillageTX
Wilson's Mills | Wilson's Mills | NC | North Carolina | 37101 | Johnston | 35.5863 | -78.3644 | 2756 | 205 | polygon | FALSE | TRUE | America/New_York | 3 | 27520 27577 27527 | 1840032896 | [10 empty] | Wilson's MillsNC
North Shore | North Shore | CA | California | 6065 | Riverside | 33.5157 | -115.9092 | 2756 | 95 | polygon | FALSE | TRUE | America/Los_Angeles | 3 | 92254 | 1840038388 | [10 empty] | North ShoreCA
East Gaffney | East Gaffney | SC | South Carolina | 45021 | Cherokee | 35.0846 | -81.6219 | 2755 | 350 | polygon | FALSE | FALSE | America/New_York | 3 | 29340 | 1840013080 | [10 empty] | East GaffneySC
Kulpmont | Kulpmont | PA | Pennsylvania | 42097 | Northumberland | 40.7951 | -76.4718 | 2754 | 1107 | polygon | FALSE | TRUE | America/New_York | 3 | 17834 | 1840000842 | [10 empty] | KulpmontPA
Sisco Heights | Sisco Heights | WA | Washington | 53061 | Snohomish | 48.1187 | -122.1076 | 2754 | 85 | polygon | FALSE | FALSE | America/Los_Angeles | 3 | 98223 | 1840037510 | [10 empty] | Sisco HeightsWA
Woodville | Woodville | FL | Florida | 12073 | Leon | 30.3114 | -84.2595 | 2754 | 165 | polygon | FALSE | FALSE | America/New_York | 3 | 32305 32362 | 1840013944 | [10 empty] | WoodvilleFL
Caledonia | Caledonia | MN | Minnesota | 27055 | Houston | 43.6344 | -91.5009 | 2753 | 376 | polygon | FALSE | TRUE | America/Chicago | 3 | 55921 | 1840006833 | [10 empty] | CaledoniaMN
Potterville | Potterville | MI | Michigan | 26045 | Eaton | 42.6299 | -84.7433 | 2752 | 608 | polygon | FALSE | TRUE | America/Detroit | 3 | 48876 | 1840003106 | [10 empty] | PottervilleMI
Dulce | Dulce | NM | New Mexico | 35039 | Rio Arriba | 36.9399 | -107.0049 | 2750 | 82 | polygon | FALSE | FALSE | America/Denver | 3 | 87528 | 1840018985 | [10 empty] | DulceNM
Green Forest | Green Forest | AR | Arkansas | 5015 | Carroll | 36.3344 | -93.4286 | 2749 | 477 | polygon | FALSE | TRUE | America/Chicago | 3 | 72638 | 1840013322 | [10 empty] | Green ForestAR
Lakewood | Lakewood | SC | South Carolina | 45085 | Sumter | 33.8429 | -80.3492 | 2749 | 140 | polygon | FALSE | FALSE | America/New_York | 3 | 29150 | 1840035840 | [10 empty] | LakewoodSC
Norway | Norway | MI | Michigan | 26043 | Dickinson | 45.8018 | -87.9132 | 2748 | 121 | polygon | FALSE | TRUE | America/Menominee | 3 | 49870 | 1840001990 | [10 empty] | NorwayMI
Herald Harbor | Herald Harbor | MD | Maryland | 24003 | Anne Arundel | 39.0516 | -76.5746 | 2747 | 631 | polygon | FALSE | FALSE | America/New_York | 3 | 21032 | 1840005918 | [10 empty] | Herald HarborMD
Burnettown | Burnettown | SC | South Carolina | 45003 | Aiken | 33.5186 | -81.8634 | 2747 | 192 | polygon | FALSE | TRUE | America/New_York | 3 | 29829 29851 29834 29816 29841 | 1840015666 | [10 empty] | BurnettownSC
South Rosemary | South Rosemary | NC | North Carolina | 37083 | Halifax | 36.4463 | -77.7065 | 2747 | 173 | polygon | FALSE | FALSE | America/New_York | 3 | 27870 | 1840033024 | [10 empty] | South RosemaryNC
Sixteen Mile Stand | Sixteen Mile Stand | OH | Ohio | 39061 | Hamilton | 39.2749 | -84.3265 | 2746 | 952 | polygon | FALSE | FALSE | America/New_York | 3 | 45249 | 1840034315 | [10 empty] | Sixteen Mile StandOH
McLeansboro | McLeansboro | IL | Illinois | 17065 | Hamilton | 38.0902 | -88.5386 | 2746 | 376 | polygon | FALSE | TRUE | America/Chicago | 3 | 62859 | 1840008671 | [10 empty] | McLeansboroIL
Pinch | Pinch | WV | West Virginia | 54039 | Kanawha | 38.4062 | -81.481 | 2746 | 298 | polygon | FALSE | FALSE | America/New_York | 3 | 25071 | 1840006191 | [10 empty] | PinchWV
Longtown | Longtown | OK | Oklahoma | 40121 | Pittsburg | 35.2405 | -95.5183 | 2746 | 40 | polygon | FALSE | FALSE | America/Chicago | 3 | 74425 74432 74462 | 1840034462 | [10 empty] | LongtownOK
Refugio | Refugio | TX | Texas | 48391 | Refugio | 28.3073 | -97.275 | 2745 | 670 | polygon | FALSE | TRUE | America/Chicago | 3 | 78377 | 1840022248 | [10 empty] | RefugioTX
Ballville | Ballville | OH | Ohio | 39143 | Sandusky | 41.3269 | -83.1367 | 2744 | 390 | polygon | FALSE | FALSE | America/New_York | 3 | 43420 | 1840004905 | [10 empty] | BallvilleOH
Luverne | Luverne | AL | Alabama | 1041 | Crenshaw | 31.7186 | -86.2687 | 2744 | 67 | polygon | FALSE | TRUE | America/Chicago | 3 | 36049 | 1840004042 | [10 empty] | LuverneAL
Dayton | Dayton | OR | Oregon | 41071 | Yamhill | 45.2198 | -123.0781 | 2744 | 1264 | polygon | FALSE | TRUE | America/Los_Angeles | 3 | 97114 | 1840018574 | [10 empty] | DaytonOR
Chester Heights | Chester Heights | PA | Pennsylvania | 42045 | Delaware | 39.8926 | -75.4698 | 2742 | 478 | polygon | FALSE | TRUE | America/New_York | 3 | 19342 19063 19017 | 1840000691 | [10 empty] | Chester HeightsPA
Van | Van | TX | Texas | 48467 | Van Zandt | 32.5242 | -95.6373 | 2741 | 353 | polygon | FALSE | TRUE | America/Chicago | 3 | 75790 | 1840022068 | [10 empty] | VanTX
Odem | Odem | TX | Texas | 48409 | San Patricio | 27.9463 | -97.5865 | 2741 | 780 | polygon | FALSE | TRUE | America/Chicago | 3 | 78370 | 1840021005 | [10 empty] | OdemTX
Coeburn | Coeburn | VA | Virginia | 51195 | Wise | 36.9444 | -82.4698 | 2741 | 365 | polygon | FALSE | TRUE | America/New_York | 3 | 24230 | 1840006482 | [10 empty] | CoeburnVA
Manchester | Manchester | PA | Pennsylvania | 42133 | York | 40.0614 | -76.7194 | 2740 | 1346 | polygon | FALSE | TRUE | America/New_York | 3 | 17345 | 1840001455 | [10 empty] | ManchesterPA
Gilman | Gilman | IL | Illinois | 17075 | Iroquois | 40.7627 | -87.9973 | 2740 | 274 | polygon | FALSE | TRUE | America/Chicago | 3 | 60938 | 1840008288 | [10 empty] | GilmanIL
Oak Harbor | Oak Harbor | OH | Ohio | 39123 | Ottawa | 41.5122 | -83.1425 | 2740 | 675 | polygon | FALSE | TRUE | America/New_York | 3 | 43449 | 1840011503 | [10 empty] | Oak HarborOH
Vista Santa Rosa | Vista Santa Rosa | CA | California | 6065 | Riverside | 33.6227 | -116.2126 | 2739 | 65 | polygon | FALSE | FALSE | America/Los_Angeles | 3 | 92274 92236 | 1840028414 | [10 empty] | Vista Santa RosaCA
Koloa | Koloa | HI | Hawaii | 15007 | Kauai | 21.903 | -159.461 | 2739 | 844 | polygon | FALSE | FALSE | Pacific/Honolulu | 3 | 96756 | 1840029510 | [10 empty] | KoloaHI
Petersburg | Petersburg | WV | West Virginia | 54023 | Grant | 38.9957 | -79.1276 | 2739 | 633 | polygon | FALSE | TRUE | America/New_York | 3 | 26847 | 1840005861 | [10 empty] | PetersburgWV
West Ishpeming | West Ishpeming | MI | Michigan | 26103 | Marquette | 46.4884 | -87.717 | 2739 | 357 | polygon | FALSE | FALSE | America/Detroit | 3 | 49849 | 1840007674 | [10 empty] | West IshpemingMI
Mount Vernon | Mount Vernon | TX | Texas | 48159 | Franklin | 33.176 | -95.2253 | 2738 | 245 | polygon | FALSE | TRUE | America/Chicago | 3 | 75457 | 1840023005 | [10 empty] | Mount VernonTX
Osseo | Osseo | MN | Minnesota | 27053 | Hennepin | 45.1179 | -93.3992 | 2738 | 1424 | polygon | FALSE | TRUE | America/Chicago | 3 | 55369 55569 | 1840008928 | [10 empty] | OsseoMN
Wind Gap | Wind Gap | PA | Pennsylvania | 42095 | Northampton | 40.8484 | -75.2917 | 2738 | 789 | polygon | FALSE | TRUE | America/New_York | 3 | 18091 | 1840000985 | [10 empty] | Wind GapPA
Sylva | Sylva | NC | North Carolina | 37099 | Jackson | 35.3754 | -83.2185 | 2738 | 333 | polygon | FALSE | TRUE | America/New_York | 3 | 28779 | 1840016347 | [10 empty] | SylvaNC
Weatogue | Weatogue | CT | Connecticut | 9003 | Hartford | 41.8459 | -72.8294 | 2738 | 352 | polygon | FALSE | FALSE | America/New_York | 3 | 06070 06089 | 1840003268 | [10 empty] | WeatogueCT
Crescent City | Crescent City | FL | Florida | 12107 | Putnam | 29.4375 | -81.5173 | 2737 | 287 | polygon | FALSE | TRUE | America/New_York | 3 | 32112 | 1840015061 | [10 empty] | Crescent CityFL
Cajah's Mountain | Cajah's Mountain | NC | North Carolina | 37027 | Caldwell | 35.8507 | -81.5361 | 2737 | 310 | polygon | FALSE | TRUE | America/New_York | 3 | 28645 | 1840033010 | [10 empty] | Cajah's MountainNC
Palisade | Palisade | CO | Colorado | 8077 | Mesa | 39.1083 | -108.3573 | 2736 | 889 | polygon | FALSE | TRUE | America/Denver | 3 | 81526 | 1840022465 | [10 empty] | PalisadeCO
Seven Fields | Seven Fields | PA | Pennsylvania | 42019 | Butler | 40.6867 | -80.0639 | 2736 | 1311 | polygon | FALSE | TRUE | America/New_York | 3 | 16046 | 1840003514 | [10 empty] | Seven FieldsPA
Agua Fria | Agua Fria | NM | New Mexico | 35049 | Santa Fe | 35.6615 | -106.0149 | 2734 | 435 | polygon | FALSE | FALSE | America/Denver | 3 | 87507 | 1840017766 | [10 empty] | Agua FriaNM
Val Verde | Val Verde | CA | California | 6037 | Los Angeles | 34.4504 | -118.6717 | 2734 | 411 | polygon | FALSE | FALSE | America/Los_Angeles | 3 | 91384 | 1840019212 | [10 empty] | Val VerdeCA
New Cordell | New Cordell | OK | Oklahoma | 40149 | Washita | 35.2973 | -98.9815 | 2734 | 414 | polygon | FALSE | TRUE | America/Chicago | 3 | 73632 | 1840037403 | [10 empty] | New CordellOK
West Bishop | West Bishop | CA | California | 6027 | Inyo | 37.3571 | -118.4542 | 2734 | 120 | polygon | FALSE | FALSE | America/Los_Angeles | 3 | 93514 | 1840028404 | [10 empty] | West BishopCA
Springdale | Springdale | SC | South Carolina | 45063 | Lexington | 33.9616 | -81.1119 | 2733 | 390 | polygon | FALSE | TRUE | America/New_York | 3 | 29170 | 1840017969 | [10 empty] | SpringdaleSC
North Hartsville | North Hartsville | SC | South Carolina | 45031 | Darlington | 34.401 | -80.071 | 2732 | 232 | polygon | FALSE | FALSE | America/New_York | 3 | 29550 | 1840013609 | [10 empty] | North HartsvilleSC
Palmhurst | Palmhurst | TX | Texas | 48215 | Hidalgo | 26.2583 | -98.2953 | 2732 | 237 | polygon | FALSE | TRUE | America/Chicago | 3 | 78573 | 1840021027 | [10 empty] | PalmhurstTX
Snowmass Village | Snowmass Village | CO | Colorado | 8097 | Pitkin | 39.2207 | -106.9386 | 2732 | 39 | polygon | FALSE | TRUE | America/Denver | 3 | 81615 81611 | 1840022467 | [10 empty] | Snowmass VillageCO
Val Verde Park | Val Verde Park | TX | Texas | 48465 | Val Verde | 29.3746 | -100.8306 | 2731 | 1289 | polygon | FALSE | FALSE | America/Chicago | 3 | 78840 | 1840037083 | [10 empty] | Val Verde ParkTX
El Paso | El Paso | IL | Illinois | 17203 | Woodford | 40.7405 | -89.0182 | 2730 | 491 | polygon | FALSE | TRUE | America/Chicago | 3 | 61738 | 1840008293 | [10 empty] | El PasoIL
Electra | Electra | TX | Texas | 48485 | Wichita | 34.0325 | -98.92 | 2730 | 342 | polygon | FALSE | TRUE | America/Chicago | 3 | 76360 | 1840020542 | [10 empty] | ElectraTX
Pearisburg | Pearisburg | VA | Virginia | 51071 | Giles | 37.3289 | -80.7275 | 2729 | 318 | polygon | FALSE | TRUE | America/New_York | 3 | 24134 | 1840006433 | [10 empty] | PearisburgVA
Kingston Springs | Kingston Springs | TN | Tennessee | 47021 | Cheatham | 36.0841 | -87.1039 | 2727 | 104 | polygon | FALSE | TRUE | America/Chicago | 3 | 37082 | 1840016090 | [10 empty] | Kingston SpringsTN
Evendale | Evendale | OH | Ohio | 39061 | Hamilton | 39.2509 | -84.4268 | 2727 | 220 | polygon | FALSE | TRUE | America/New_York | 3 | 45215 45241 | 1840003817 | [10 empty] | EvendaleOH
Knoxville | Knoxville | IL | Illinois | 17095 | Knox | 40.907 | -90.2857 | 2726 | 447 | polygon | FALSE | TRUE | America/Chicago | 3 | 61448 | 1840008278 | [10 empty] | KnoxvilleIL
Hartford | Hartford | KY | Kentucky | 21183 | Ohio | 37.4506 | -86.893 | 2726 | 374 | polygon | FALSE | TRUE | America/Chicago | 3 | 42320 42347 | 1840013231 | [10 empty] | HartfordKY
Weed | Weed | CA | California | 6093 | Siskiyou | 41.4128 | -122.3816 | 2725 | 220 | polygon | FALSE | TRUE | America/Los_Angeles | 3 | 96094 | 1840021319 | [10 empty] | WeedCA
Cohasset | Cohasset | MN | Minnesota | 27061 | Itasca | 47.2389 | -93.6396 | 2725 | 39 | polygon | FALSE | TRUE | America/Chicago | 3 | 55744 55721 | 1840006610 | [10 empty] | CohassetMN
Reynoldsville | Reynoldsville | PA | Pennsylvania | 42065 | Jefferson | 41.0946 | -78.888 | 2724 | 697 | polygon | FALSE | TRUE | America/New_York | 3 | 15851 | 1840003472 | [10 empty] | ReynoldsvillePA
Mount Healthy Heights | Mount Healthy Heights | OH | Ohio | 39061 | Hamilton | 39.2702 | -84.5693 | 2724 | 1418 | polygon | FALSE | FALSE | America/New_York | 3 | 45231 | 1840034389 | [10 empty] | Mount Healthy HeightsOH
Polk City | Polk City | FL | Florida | 12105 | Polk | 28.1805 | -81.8295 | 2724 | 235 | polygon | FALSE | TRUE | America/New_York | 3 | 33868 | 1840017242 | [10 empty] | Polk CityFL
Apison | Apison | TN | Tennessee | 47065 | Hamilton | 35.0105 | -85.0089 | 2723 | 73 | polygon | FALSE | FALSE | America/New_York | 3 | 37302 | 1840024958 | [10 empty] | ApisonTN
Ashley | Ashley | PA | Pennsylvania | 42079 | Luzerne | 41.2128 | -75.8994 | 2723 | 1137 | polygon | FALSE | TRUE | America/New_York | 3 | 18706 | 1840000741 | [10 empty] | AshleyPA
Santa Rosa | Santa Rosa | TX | Texas | 48061 | Cameron | 26.2562 | -97.8253 | 2723 | 1362 | polygon | FALSE | TRUE | America/Chicago | 3 | 78593 | 1840023167 | [10 empty] | Santa RosaTX
Tangerine | Tangerine | FL | Florida | 12095 | Orange | 28.7589 | -81.6341 | 2722 | 231 | polygon | FALSE | FALSE | America/New_York | 3 | 32757 32777 | 1840014088 | [10 empty] | TangerineFL
Norton | Norton | KS | Kansas | 20137 | Norton | 39.8362 | -99.8916 | 2722 | 550 | polygon | FALSE | TRUE | America/Chicago | 3 | 67654 | 1840003767 | [10 empty] | NortonKS
Youngsville | Youngsville | PA | Pennsylvania | 42123 | Warren | 41.8524 | -79.3167 | 2722 | 467 | polygon | FALSE | TRUE | America/New_York | 3 | 16371 | 1840003335 | [10 empty] | YoungsvillePA
Ravenel | Ravenel | SC | South Carolina | 45019 | Charleston | 32.7768 | -80.2272 | 2720 | 83 | polygon | FALSE | TRUE | America/New_York | 3 | 29470 | 1840018341 | [10 empty] | RavenelSC
Wentworth | Wentworth | NC | North Carolina | 37157 | Rockingham | 36.3914 | -79.751 | 2720 | 73 | polygon | FALSE | TRUE | America/New_York | 3 | 27320 | 1840016056 | [10 empty] | WentworthNC
Fayetteville | Fayetteville | WV | West Virginia | 54019 | Fayette | 38.0622 | -81.1084 | 2720 | 188 | polygon | FALSE | TRUE | America/New_York | 3 | 25840 | 1840006293 | [10 empty] | FayettevilleWV
Hopkins | Hopkins | SC | South Carolina | 45079 | Richland | 33.8983 | -80.86 | 2719 | 63 | polygon | FALSE | FALSE | America/New_York | 3 | 29061 29290 | 1840026977 | [10 empty] | HopkinsSC
Lena | Lena | IL | Illinois | 17177 | Stephenson | 42.3786 | -89.8217 | 2719 | 395 | polygon | FALSE | TRUE | America/Chicago | 3 | 61048 | 1840011111 | [10 empty] | LenaIL
Monticello | Monticello | GA | Georgia | 13159 | Jasper | 33.2955 | -83.686 | 2719 | 252 | polygon | FALSE | TRUE | America/New_York | 3 | 31064 | 1840014832 | [10 empty] | MonticelloGA
Wellford | Wellford | SC | South Carolina | 45083 | Spartanburg | 34.9615 | -82.0922 | 2718 | 243 | polygon | FALSE | TRUE | America/New_York | 3 | 29385 | 1840015483 | [10 empty] | WellfordSC
Piedra Aguza | Piedra Aguza | PR | Puerto Rico | 72075 | Juana DÃ­az | 18.0339 | -66.4949 | 2718 | 1774 | polygon | FALSE | TRUE | America/Puerto_Rico | 3 | 795 | 1630027034 | [10 empty] | Piedra AguzaPR
Butler | Butler | IN | Indiana | 18033 | DeKalb | 41.4274 | -84.8721 | 2718 | 531 | polygon | FALSE | TRUE | America/Indiana/Indianapolis | 3 | 46721 | 1840007099 | [10 empty] | ButlerIN
Tobaccoville | Tobaccoville | NC | North Carolina | 37067 | Forsyth | 36.2256 | -80.3591 | 2718 | 137 | polygon | FALSE | TRUE | America/New_York | 3 | 27040 27045 27050 | 1840017729 | [10 empty] | TobaccovilleNC
Skippers Corner | Skippers Corner | NC | North Carolina | 37129 | New Hanover | 34.3292 | -77.9141 | 2716 | 149 | polygon | FALSE | FALSE | America/New_York | 3 | 28429 | 1840032999 | [10 empty] | Skippers CornerNC
Cambridge | Cambridge | WI | Wisconsin | 55055 | Jefferson | 43.0071 | -89.0214 | 2715 | 402 | polygon | FALSE | TRUE | America/Chicago | 3 | 53523 | 1840002909 | [10 empty] | CambridgeWI
Hamilton | Hamilton | IL | Illinois | 17067 | Hancock | 40.3899 | -91.3623 | 2715 | 294 | polygon | FALSE | TRUE | America/Chicago | 3 | 62379 62341 | 1840007220 | [10 empty] | HamiltonIL
Wendell | Wendell | ID | Idaho | 16047 | Gooding | 42.7745 | -114.7025 | 2714 | 745 | polygon | FALSE | TRUE | America/Boise | 3 | 83355 | 1840021296 | [10 empty] | WendellID
Desert Aire | Desert Aire | WA | Washington | 53025 | Grant | 46.6873 | -119.9311 | 2712 | 308 | polygon | FALSE | FALSE | America/Los_Angeles | 3 | 99349 | 1840037611 | [10 empty] | Desert AireWA
Hayfork | Hayfork | CA | California | 6105 | Trinity | 40.561 | -123.1299 | 2711 | 14 | polygon | FALSE | FALSE | America/Los_Angeles | 3 | 96041 | 1840017487 | [10 empty] | HayforkCA
Munsey Park | Munsey Park | NY | New York | 36059 | Nassau | 40.799 | -73.6799 | 2710 | 2012 | polygon | FALSE | TRUE | America/New_York | 2 | 11030 | 1840005311 | [10 empty] | Munsey ParkNY
Halesite | Halesite | NY | New York | 36103 | Suffolk | 40.8864 | -73.4139 | 2710 | 1176 | polygon | FALSE | FALSE | America/New_York | 3 | 11743 | 1840005075 | [10 empty] | HalesiteNY
Bonners Ferry | Bonners Ferry | ID | Idaho | 16021 | Boundary | 48.6928 | -116.3183 | 2710 | 432 | polygon | FALSE | TRUE | America/Los_Angeles | 3 | 83805 | 1840018352 | [10 empty] | Bonners FerryID
Follansbee | Follansbee | WV | West Virginia | 54009 | Brooke | 40.3385 | -80.5976 | 2710 | 567 | polygon | FALSE | TRUE | America/New_York | 3 | 26037 | 1840005477 | [10 empty] | FollansbeeWV
Clarion | Clarion | IA | Iowa | 19197 | Wright | 42.7319 | -93.7297 | 2709 | 310 | polygon | FALSE | TRUE | America/Chicago | 3 | 50525 50526 | 1840006904 | [10 empty] | ClarionIA
Bermuda Run | Bermuda Run | NC | North Carolina | 37059 | Davie | 36.0033 | -80.4311 | 2709 | 451 | polygon | FALSE | TRUE | America/New_York | 3 | 27006 | 1840015357 | [10 empty] | Bermuda RunNC
Newport | Newport | WA | Washington | 53051 | Pend Oreille | 48.1788 | -117.0543 | 2708 | 618 | polygon | FALSE | TRUE | America/Los_Angeles | 3 | 99156 | 1840019765 | [10 empty] | NewportWA
Lakehurst | Lakehurst | NJ | New Jersey | 34029 | Ocean | 40.0132 | -74.3201 | 2708 | 1168 | polygon | FALSE | TRUE | America/New_York | 3 | 8733 | 1840001491 | [10 empty] | LakehurstNJ
Valentine | Valentine | NE | Nebraska | 31031 | Cherry | 42.8739 | -100.5498 | 2706 | 453 | polygon | FALSE | TRUE | America/Chicago | 3 | 69201 | 1840010081 | [10 empty] | ValentineNE
Abernathy | Abernathy | TX | Texas | 48303 | Lubbock | 33.8389 | -101.823 | 2706 | 381 | polygon | FALSE | TRUE | America/Chicago | 3 | 79311 | 1840019272 | [10 empty] | AbernathyTX
Lanai City | Lanai City | HI | Hawaii | 15009 | Maui | 20.8279 | -156.9147 | 2705 | 154 | polygon | FALSE | FALSE | Pacific/Honolulu | 3 | 96763 | 1840029515 | [10 empty] | Lanai CityHI
Pine Ridge | Pine Ridge | PA | Pennsylvania | 42103 | Pike | 41.1355 | -74.9923 | 2703 | 439 | polygon | FALSE | FALSE | America/New_York | 3 | 18324 | 1840035456 | [10 empty] | Pine RidgePA
Brooklyn | Brooklyn | MI | Michigan | 26075 | Jackson | 42.1058 | -84.2491 | 2703 | 449 | polygon | FALSE | TRUE | America/Detroit | 3 | 49230 | 1840010118 | [10 empty] | BrooklynMI
Jesup | Jesup | IA | Iowa | 19019 | Buchanan | 42.4746 | -92.0657 | 2703 | 569 | polygon | FALSE | TRUE | America/Chicago | 3 | 50648 | 1840008059 | [10 empty] | JesupIA
Moonachie | Moonachie | NJ | New Jersey | 34003 | Bergen | 40.8409 | -74.059 | 2702 | 603 | polygon | FALSE | TRUE | America/New_York | 3 | 07074 07608 | 1840000907 | [10 empty] | MoonachieNJ
Devola | Devola | OH | Ohio | 39167 | Washington | 39.4739 | -81.468 | 2702 | 203 | polygon | FALSE | FALSE | America/New_York | 3 | 45750 | 1840005728 | [10 empty] | DevolaOH
Inez | Inez | TX | Texas | 48469 | Victoria | 28.8718 | -96.7959 | 2702 | 17 | polygon | FALSE | FALSE | America/Chicago | 3 | 77968 | 1840018279 | [10 empty] | InezTX
Ridgeway | Ridgeway | AK | Alaska | 2122 | Kenai Peninsula | 60.5305 | -151.0301 | 2702 | 62 | polygon | FALSE | FALSE | America/Anchorage | 3 | 99611 99669 | 1840023687 | [10 empty] | RidgewayAK
Arcadia | Arcadia | LA | Louisiana | 22013 | Bienville | 32.5506 | -92.9218 | 2700 | 285 | polygon | FALSE | TRUE | America/Chicago | 3 | 71001 | 1840015805 | [10 empty] | ArcadiaLA
Stroud | Stroud | OK | Oklahoma | 40081 | Lincoln | 35.768 | -96.6474 | 2700 | 90 | polygon | FALSE | TRUE | America/Chicago | 3 | 74079 74028 | 1840021709 | [10 empty] | StroudOK
White Mountain Lake | White Mountain Lake | AZ | Arizona | 4017 | Navajo | 34.3441 | -109.9879 | 2700 | 43 | polygon | FALSE | FALSE | America/Phoenix | 3 | 85912 85901 | 1840022587 | [10 empty] | White Mountain LakeAZ
Glen Rose | Glen Rose | TX | Texas | 48425 | Somervell | 32.2462 | -97.7441 | 2699 | 266 | polygon | FALSE | TRUE | America/Chicago | 3 | 76043 | 1840020782 | [10 empty] | Glen RoseTX
St. Marys | St. Marys | KS | Kansas | 20149 | Pottawatomie | 39.1942 | -96.0643 | 2699 | 871 | polygon | FALSE | TRUE | America/Chicago | 3 | 66536 | 1840009589 | [10 empty] | St. MarysKS
Fairmont | Fairmont | IL | Illinois | 17197 | Will | 41.5614 | -88.0587 | 2699 | 749 | polygon | FALSE | FALSE | America/Chicago | 3 | 60441 | 1840004817 | [10 empty] | FairmontIL
Gray Summit | Gray Summit | MO | Missouri | 29071 | Franklin | 38.4951 | -90.8173 | 2699 | 141 | polygon | FALSE | FALSE | America/Chicago | 3 | 63039 63069 63055 | 1840006160 | [10 empty] | Gray SummitMO
Mangum | Mangum | OK | Oklahoma | 40055 | Greer | 34.8783 | -99.504 | 2698 | 595 | polygon | FALSE | TRUE | America/Chicago | 3 | 73554 | 1840020466 | [10 empty] | MangumOK
Granite Falls | Granite Falls | MN | Minnesota | 27173 | Yellow Medicine | 44.8107 | -95.5375 | 2698 | 294 | polygon | FALSE | TRUE | America/Chicago | 3 | 56241 | 1840007851 | [10 empty] | Granite FallsMN
Havana | Havana | FL | Florida | 12039 | Gadsden | 30.6298 | -84.4133 | 2698 | 240 | polygon | FALSE | TRUE | America/New_York | 3 | 32333 | 1840015912 | [10 empty] | HavanaFL
Collierville | Collierville | CA | California | 6077 | San Joaquin | 38.2141 | -121.2675 | 2698 | 157 | polygon | FALSE | FALSE | America/Los_Angeles | 3 | 95632 95220 | 1840022522 | [10 empty] | ColliervilleCA
West Sand Lake | West Sand Lake | NY | New York | 36083 | Rensselaer | 42.6403 | -73.6032 | 2697 | 221 | polygon | FALSE | FALSE | America/New_York | 3 | 12018 12196 | 1840004434 | [10 empty] | West Sand LakeNY
Bawcomville | Bawcomville | LA | Louisiana | 22073 | Ouachita | 32.4703 | -92.1736 | 2696 | 328 | polygon | FALSE | FALSE | America/Chicago | 3 | 71292 | 1840025899 | [10 empty] | BawcomvilleLA
Many | Many | LA | Louisiana | 22085 | Sabine | 31.5663 | -93.4779 | 2696 | 298 | polygon | FALSE | TRUE | America/Chicago | 3 | 71449 | 1840017063 | [10 empty] | ManyLA
Heber-Overgaard | Heber-Overgaard | AZ | Arizona | 4017 | Navajo | 34.4141 | -110.5696 | 2695 | 151 | polygon | FALSE | TRUE | America/Phoenix | 3 | 85933 85928 | 1840074050 | [10 empty] | Heber-OvergaardAZ
North Boston | North Boston | NY | New York | 36029 | Erie | 42.6773 | -78.7797 | 2694 | 255 | polygon | FALSE | FALSE | America/New_York | 3 | 14075 14110 | 1840004377 | [10 empty] | North BostonNY
Aspinwall | Aspinwall | PA | Pennsylvania | 42003 | Allegheny | 40.493 | -79.9038 | 2693 | 2969 | polygon | FALSE | TRUE | America/New_York | 2 | 15215 | 1840001199 | [10 empty] | AspinwallPA
La Luisa | La Luisa | PR | Puerto Rico | 72091 | ManatÃ­ | 18.4488 | -66.5079 | 2693 | 1057 | polygon | FALSE | FALSE | America/Puerto_Rico | 3 | 674 | 1630023561 | [10 empty] | La LuisaPR
Hyde Park | Hyde Park | PA | Pennsylvania | 42011 | Berks | 40.3755 | -75.924 | 2692 | 2026 | polygon | FALSE | FALSE | America/New_York | 2 | 19605 | 1840149782 | [10 empty] | Hyde ParkPA
White Salmon | White Salmon | WA | Washington | 53039 | Klickitat | 45.7283 | -121.4856 | 2691 | 690 | polygon | FALSE | TRUE | America/Los_Angeles | 3 | 98672 | 1840021191 | [10 empty] | White SalmonWA
Timberville | Timberville | VA | Virginia | 51165 | Rockingham | 38.634 | -78.773 | 2691 | 810 | polygon | FALSE | TRUE | America/New_York | 3 | 22815 22853 | 1840006139 | [10 empty] | TimbervilleVA
Bohners Lake | Bohners Lake | WI | Wisconsin | 55101 | Racine | 42.6241 | -88.2879 | 2691 | 316 | polygon | FALSE | FALSE | America/Chicago | 3 | 53105 | 1840004481 | [10 empty] | Bohners LakeWI
Solon | Solon | IA | Iowa | 19103 | Johnson | 41.8055 | -91.4961 | 2690 | 783 | polygon | FALSE | TRUE | America/Chicago | 3 | 52333 | 1840009229 | [10 empty] | SolonIA
Guilford Center | Guilford Center | CT | Connecticut | 9009 | New Haven | 41.2818 | -72.6763 | 2689 | 472 | polygon | FALSE | TRUE | America/New_York | 3 | 6437 | 1840073296 | [10 empty] | Guilford CenterCT
Fayette | Fayette | MO | Missouri | 29089 | Howard | 39.147 | -92.6857 | 2689 | 468 | polygon | FALSE | TRUE | America/Chicago | 3 | 65248 | 1840008517 | [10 empty] | FayetteMO
England | England | AR | Arkansas | 5085 | Lonoke | 34.546 | -91.969 | 2689 | 480 | polygon | FALSE | TRUE | America/Chicago | 3 | 72046 | 1840013529 | [10 empty] | EnglandAR
Tusculum | Tusculum | TN | Tennessee | 47059 | Greene | 36.175 | -82.7454 | 2689 | 213 | polygon | FALSE | TRUE | America/New_York | 3 | 37616 37745 | 1840015307 | [10 empty] | TusculumTN
Strasburg | Strasburg | OH | Ohio | 39157 | Tuscarawas | 40.6007 | -81.5295 | 2688 | 747 | polygon | FALSE | TRUE | America/New_York | 3 | 44680 | 1840012097 | [10 empty] | StrasburgOH
Seminole Manor | Seminole Manor | FL | Florida | 12099 | Palm Beach | 26.584 | -80.1001 | 2688 | 2566 | polygon | FALSE | FALSE | America/New_York | 2 | 33462 | 1840029003 | [10 empty] | Seminole ManorFL
Hawthorne | Hawthorne | NV | Nevada | 32021 | Mineral | 38.5249 | -118.627 | 2686 | 637 | polygon | FALSE | FALSE | America/Los_Angeles | 3 | 89415 | 1840017564 | [10 empty] | HawthorneNV
Bloomingdale | Bloomingdale | GA | Georgia | 13051 | Chatham | 32.125 | -81.3077 | 2686 | 75 | polygon | FALSE | TRUE | America/New_York | 3 | 31302 | 1840013840 | [10 empty] | BloomingdaleGA
Tilton | Tilton | IL | Illinois | 17183 | Vermilion | 40.0941 | -87.6398 | 2686 | 323 | polygon | FALSE | TRUE | America/Chicago | 3 | 61834 61833 61832 | 1840012188 | [10 empty] | TiltonIL
Kilauea | Kilauea | HI | Hawaii | 15007 | Kauai | 22.2108 | -159.3964 | 2686 | 208 | polygon | FALSE | FALSE | Pacific/Honolulu | 3 | 96754 | 1840029508 | [10 empty] | KilaueaHI
Lexington Hills | Lexington Hills | CA | California | 6085 | Santa Clara | 37.1616 | -121.9879 | 2685 | 219 | polygon | FALSE | FALSE | America/Los_Angeles | 3 | 95033 95026 95044 | 1840028383 | [10 empty] | Lexington HillsCA
Riverton | Riverton | NJ | New Jersey | 34005 | Burlington | 40.0115 | -75.0148 | 2685 | 1566 | polygon | FALSE | TRUE | America/New_York | 3 | 08077 08076 | 1840001478 | [10 empty] | RivertonNJ
Hampton Beach | Hampton Beach | NH | New Hampshire | 33015 | Rockingham | 42.9142 | -70.8128 | 2685 | 814 | polygon | FALSE | FALSE | America/New_York | 3 | 3842 | 1840026174 | [10 empty] | Hampton BeachNH
Abbeville | Abbeville | GA | Georgia | 13315 | Wilcox | 31.9925 | -83.3068 | 2684 | 339 | polygon | FALSE | TRUE | America/New_York | 3 | 31001 | 1840013845 | [10 empty] | AbbevilleGA
Healdton | Healdton | OK | Oklahoma | 40019 | Carter | 34.2335 | -97.4868 | 2683 | 73 | polygon | FALSE | TRUE | America/Chicago | 3 | 73438 | 1840020531 | [10 empty] | HealdtonOK
Dupont | Dupont | PA | Pennsylvania | 42079 | Luzerne | 41.3237 | -75.7421 | 2683 | 682 | polygon | FALSE | TRUE | America/New_York | 3 | 18640 18641 | 1840000746 | [10 empty] | DupontPA
Grand Forks AFB | Grand Forks AFB | ND | North Dakota | 38035 | Grand Forks | 47.9557 | -97.3913 | 2683 | 138 | polygon | TRUE | TRUE | America/Chicago | 3 | 58204 58205 | 1840073759 | [10 empty] | Grand Forks AFBND
Ford Heights | Ford Heights | IL | Illinois | 17031 | Cook | 41.5109 | -87.5814 | 2682 | 532 | polygon | FALSE | TRUE | America/Chicago | 3 | 60411 | 1840011275 | [10 empty] | Ford HeightsIL
Clayton | Clayton | NM | New Mexico | 35059 | Union | 36.4425 | -103.1573 | 2681 | 133 | polygon | FALSE | TRUE | America/Denver | 3 | 88415 | 1840022631 | [10 empty] | ClaytonNM
Casey | Casey | IL | Illinois | 17023 | Clark | 39.3027 | -87.9895 | 2681 | 470 | polygon | FALSE | TRUE | America/Chicago | 3 | 62420 | 1840007370 | [10 empty] | CaseyIL
Como | Como | WI | Wisconsin | 55127 | Walworth | 42.6114 | -88.4914 | 2680 | 288 | polygon | FALSE | FALSE | America/Chicago | 3 | 53147 | 1840004478 | [10 empty] | ComoWI
La Selva Beach | La Selva Beach | CA | California | 6087 | Santa Cruz | 36.9276 | -121.8445 | 2679 | 195 | polygon | FALSE | FALSE | America/Los_Angeles | 3 | 95076 | 1840024794 | [10 empty] | La Selva BeachCA
Bloomfield | Bloomfield | IA | Iowa | 19051 | Davis | 40.7487 | -92.4173 | 2679 | 457 | polygon | FALSE | TRUE | America/Chicago | 3 | 52537 | 1840001002 | [10 empty] | BloomfieldIA
Montgomery City | Montgomery City | MO | Missouri | 29139 | Montgomery | 38.9737 | -91.5024 | 2678 | 306 | polygon | FALSE | TRUE | America/Chicago | 3 | 63361 | 1840008553 | [10 empty] | Montgomery CityMO
Big Lake | Big Lake | AK | Alaska | 2170 | Matanuska-Susitna | 61.526 | -149.972 | 2678 | 8 | polygon | FALSE | FALSE | America/Anchorage | 3 | 99652 99623 | 1840023666 | [10 empty] | Big LakeAK
Muse | Muse | PA | Pennsylvania | 42125 | Washington | 40.2924 | -80.2055 | 2678 | 666 | polygon | FALSE | FALSE | America/New_York | 3 | 15317 15350 | 1840026507 | [10 empty] | MusePA
West Brattleboro | West Brattleboro | VT | Vermont | 50025 | Windham | 42.8558 | -72.6017 | 2677 | 632 | polygon | FALSE | FALSE | America/New_York | 3 | 5301 | 1840002941 | [10 empty] | West BrattleboroVT
Stanley | Stanley | ND | North Dakota | 38061 | Mountrail | 48.3164 | -102.3873 | 2677 | 564 | polygon | FALSE | TRUE | America/Chicago | 3 | 58784 | 1840001879 | [10 empty] | StanleyND
Dalton | Dalton | OH | Ohio | 39169 | Wayne | 40.7986 | -81.7033 | 2676 | 492 | polygon | FALSE | TRUE | America/New_York | 3 | 44618 | 1840011893 | [10 empty] | DaltonOH
Floydada | Floydada | TX | Texas | 48153 | Floyd | 33.9835 | -101.3367 | 2676 | 507 | polygon | FALSE | TRUE | America/Chicago | 3 | 79235 | 1840020535 | [10 empty] | FloydadaTX
West Wyoming | West Wyoming | PA | Pennsylvania | 42079 | Luzerne | 41.3217 | -75.8578 | 2676 | 285 | polygon | FALSE | TRUE | America/New_York | 3 | 18644 | 1840000775 | [10 empty] | West WyomingPA
Chewelah | Chewelah | WA | Washington | 53065 | Stevens | 48.293 | -117.7336 | 2676 | 349 | polygon | FALSE | TRUE | America/Los_Angeles | 3 | 99109 | 1840018360 | [10 empty] | ChewelahWA
Hernando Beach | Hernando Beach | FL | Florida | 12053 | Hernando | 28.4753 | -82.6612 | 2675 | 291 | polygon | FALSE | FALSE | America/New_York | 3 | 34607 | 1840014102 | [10 empty] | Hernando BeachFL
Bel-Ridge | Bel-Ridge | MO | Missouri | 29189 | St. Louis | 38.7129 | -90.3285 | 2675 | 1334 | polygon | FALSE | TRUE | America/Chicago | 3 | 63121 | 1840012816 | [10 empty] | Bel-RidgeMO
Avery Creek | Avery Creek | NC | North Carolina | 37021 | Buncombe | 35.4651 | -82.5719 | 2675 | 596 | polygon | FALSE | FALSE | America/New_York | 3 | 28704 | 1840013408 | [10 empty] | Avery CreekNC
Mohave Valley | Mohave Valley | AZ | Arizona | 4015 | Mohave | 34.9008 | -114.5732 | 2675 | 73 | polygon | FALSE | FALSE | America/Phoenix | 3 | 86440 | 1840019745 | [10 empty] | Mohave ValleyAZ
Cambridge Springs | Cambridge Springs | PA | Pennsylvania | 42039 | Crawford | 41.8018 | -80.0597 | 2673 | 1181 | polygon | FALSE | TRUE | America/New_York | 3 | 16403 | 1840000551 | [10 empty] | Cambridge SpringsPA
Foley | Foley | MN | Minnesota | 27009 | Benton | 45.6636 | -93.9095 | 2673 | 403 | polygon | FALSE | TRUE | America/Chicago | 3 | 56329 | 1840007776 | [10 empty] | FoleyMN
Jemison | Jemison | AL | Alabama | 1021 | Chilton | 32.9696 | -86.7339 | 2672 | 90 | polygon | FALSE | TRUE | America/Chicago | 3 | 35085 | 1840014862 | [10 empty] | JemisonAL
East Lansdowne | East Lansdowne | PA | Pennsylvania | 42045 | Delaware | 39.944 | -75.2608 | 2671 | 4998 | polygon | FALSE | TRUE | America/New_York | 2 | 19050 | 1840000696 | [10 empty] | East LansdownePA
Girard | Girard | KS | Kansas | 20037 | Crawford | 37.5094 | -94.8456 | 2671 | 441 | polygon | FALSE | TRUE | America/Chicago | 3 | 66743 | 1840001696 | [10 empty] | GirardKS
St. Helen | St. Helen | MI | Michigan | 26143 | Roscommon | 44.3579 | -84.4134 | 2671 | 204 | polygon | FALSE | FALSE | America/Detroit | 3 | 48656 | 1840004093 | [10 empty] | St. HelenMI
Washoe Valley | Washoe Valley | NV | Nevada | 32031 | Washoe | 39.2923 | -119.7767 | 2670 | 204 | polygon | FALSE | TRUE | America/Los_Angeles | 3 | 89704 | 1840043162 | [10 empty] | Washoe ValleyNV
Manatee Road | Manatee Road | FL | Florida | 12075 | Levy | 29.5145 | -82.9192 | 2670 | 79 | polygon | FALSE | FALSE | America/New_York | 3 | 32626 32693 | 1840028993 | [10 empty] | Manatee RoadFL
Morton | Morton | PA | Pennsylvania | 42045 | Delaware | 39.9116 | -75.3267 | 2670 | 2877 | polygon | FALSE | TRUE | America/New_York | 2 | 19070 | 1840000704 | [10 empty] | MortonPA
Grundy Center | Grundy Center | IA | Iowa | 19075 | Grundy | 42.3637 | -92.774 | 2670 | 401 | polygon | FALSE | TRUE | America/Chicago | 3 | 50638 | 1840006965 | [10 empty] | Grundy CenterIA
Newtown | Newtown | OH | Ohio | 39061 | Hamilton | 39.1243 | -84.3516 | 2669 | 504 | polygon | FALSE | TRUE | America/New_York | 3 | 45244 | 1840001608 | [10 empty] | NewtownOH
Chetek | Chetek | WI | Wisconsin | 55005 | Barron | 45.3159 | -91.6532 | 2669 | 336 | polygon | FALSE | TRUE | America/Chicago | 3 | 54728 | 1840002071 | [10 empty] | ChetekWI
Bath | Bath | PA | Pennsylvania | 42095 | Northampton | 40.7279 | -75.3919 | 2668 | 1141 | polygon | FALSE | TRUE | America/New_York | 3 | 18014 | 1840000967 | [10 empty] | BathPA
Walton Park | Walton Park | NY | New York | 36071 | Orange | 41.3118 | -74.2249 | 2668 | 442 | polygon | FALSE | FALSE | America/New_York | 3 | 10950 | 1840004864 | [10 empty] | Walton ParkNY
Desert View Highlands | Desert View Highlands | CA | California | 6037 | Los Angeles | 34.5901 | -118.1535 | 2668 | 2340 | polygon | FALSE | FALSE | America/Los_Angeles | 2 | 93551 | 1840028320 | [10 empty] | Desert View HighlandsCA
Juneau | Juneau | WI | Wisconsin | 55027 | Dodge | 43.4052 | -88.7041 | 2668 | 624 | polygon | FALSE | TRUE | America/Chicago | 3 | 53039 | 1840002734 | [10 empty] | JuneauWI
Hokendauqua | Hokendauqua | PA | Pennsylvania | 42077 | Lehigh | 40.6584 | -75.4952 | 2667 | 934 | polygon | FALSE | FALSE | America/New_York | 3 | 18052 | 1840035017 | [10 empty] | HokendauquaPA
Oronogo | Oronogo | MO | Missouri | 29097 | Jasper | 37.1917 | -94.4639 | 2667 | 414 | polygon | FALSE | TRUE | America/Chicago | 3 | 64870 64855 | 1840009910 | [10 empty] | OronogoMO
Las Lomas | Las Lomas | TX | Texas | 48427 | Starr | 26.3638 | -98.7747 | 2666 | 2618 | polygon | FALSE | FALSE | America/Chicago | 2 | 78582 | 1840018318 | [10 empty] | Las LomasTX
Freer | Freer | TX | Texas | 48131 | Duval | 27.8823 | -98.6181 | 2666 | 254 | polygon | FALSE | TRUE | America/Chicago | 3 | 78357 | 1840021007 | [10 empty] | FreerTX
Trenton | Trenton | GA | Georgia | 13083 | Dade | 34.8741 | -85.5096 | 2664 | 258 | polygon | FALSE | TRUE | America/New_York | 3 | 30752 | 1840015529 | [10 empty] | TrentonGA
Dixon Lane-Meadow Creek | Dixon Lane-Meadow Creek | CA | California | 6027 | Inyo | 37.3864 | -118.4152 | 2664 | 306 | polygon | FALSE | TRUE | America/Los_Angeles | 3 | 93514 | 1840074358 | [10 empty] | Dixon Lane-Meadow CreekCA
Wilburton | Wilburton | OK | Oklahoma | 40077 | Latimer | 34.9183 | -95.3046 | 2663 | 316 | polygon | FALSE | TRUE | America/Chicago | 3 | 74578 | 1840021832 | [10 empty] | WilburtonOK
Arcola | Arcola | TX | Texas | 48157 | Fort Bend | 29.5032 | -95.4693 | 2663 | 402 | polygon | FALSE | TRUE | America/Chicago | 3 | 77545 77583 | 1840019646 | [10 empty] | ArcolaTX
El Lago | El Lago | TX | Texas | 48201 | Harris | 29.5733 | -95.044 | 2663 | 1612 | polygon | FALSE | TRUE | America/Chicago | 3 | 77586 | 1840020921 | [10 empty] | El LagoTX
Blasdell | Blasdell | NY | New York | 36029 | Erie | 42.7966 | -78.8324 | 2662 | 914 | polygon | FALSE | TRUE | America/New_York | 3 | 14219 | 1840004396 | [10 empty] | BlasdellNY
Terre du Lac | Terre du Lac | MO | Missouri | 29187 | St. Francois | 37.9031 | -90.6169 | 2662 | 155 | polygon | FALSE | FALSE | America/Chicago | 3 | 63628 | 1840025697 | [10 empty] | Terre du LacMO
Fords Prairie | Fords Prairie | WA | Washington | 53041 | Lewis | 46.7461 | -123.0029 | 2662 | 275 | polygon | FALSE | FALSE | America/Los_Angeles | 3 | 98531 | 1840017377 | [10 empty] | Fords PrairieWA
Malvern | Malvern | OH | Ohio | 39019 | Carroll | 40.6894 | -81.1804 | 2661 | 599 | polygon | FALSE | TRUE | America/New_York | 3 | 44644 | 1840011998 | [10 empty] | MalvernOH
Hillsville | Hillsville | VA | Virginia | 51035 | Carroll | 36.7613 | -80.7372 | 2661 | 105 | polygon | FALSE | TRUE | America/New_York | 3 | 24343 | 1840006526 | [10 empty] | HillsvilleVA
Summerset | Summerset | SD | South Dakota | 46093 | Meade | 44.1912 | -103.3393 | 2660 | 381 | polygon | FALSE | TRUE | America/Denver | 3 | 57718 57769 | 1840008941 | [10 empty] | SummersetSD
Folly Beach | Folly Beach | SC | South Carolina | 45019 | Charleston | 32.6693 | -79.95 | 2660 | 82 | polygon | FALSE | TRUE | America/New_York | 3 | 29439 29412 | 1840014255 | [10 empty] | Folly BeachSC
Milford | Milford | NJ | New Jersey | 34019 | Hunterdon | 40.5694 | -75.0916 | 2659 | 385 | polygon | FALSE | TRUE | America/New_York | 3 | 8848 | 1840001041 | [10 empty] | MilfordNJ
Townsend | Townsend | DE | Delaware | 10003 | New Castle | 39.3968 | -75.6945 | 2659 | 970 | polygon | FALSE | TRUE | America/New_York | 3 | 19734 | 1840005584 | [10 empty] | TownsendDE
Liberty | Liberty | NC | North Carolina | 37151 | Randolph | 35.8555 | -79.5682 | 2658 | 327 | polygon | FALSE | TRUE | America/New_York | 3 | 27298 | 1840016252 | [10 empty] | LibertyNC
St. Maries | St. Maries | ID | Idaho | 16009 | Benewah | 47.3146 | -116.5722 | 2658 | 796 | polygon | FALSE | TRUE | America/Los_Angeles | 3 | 83861 | 1840021126 | [10 empty] | St. MariesID
Warsaw | Warsaw | MO | Missouri | 29015 | Benton | 38.2476 | -93.3711 | 2657 | 341 | polygon | FALSE | TRUE | America/Chicago | 3 | 65355 | 1840010795 | [10 empty] | WarsawMO
West Fork | West Fork | AR | Arkansas | 5143 | Washington | 35.9357 | -94.1799 | 2655 | 277 | polygon | FALSE | TRUE | America/Chicago | 3 | 72774 | 1840015338 | [10 empty] | West ForkAR
Clifton | Clifton | TN | Tennessee | 47181 | Wayne | 35.3792 | -87.9927 | 2655 | 184 | polygon | FALSE | TRUE | America/Chicago | 3 | 38425 | 1840014562 | [10 empty] | CliftonTN
Rogers City | Rogers City | MI | Michigan | 26141 | Presque Isle | 45.415 | -83.8181 | 2653 | 225 | polygon | FALSE | TRUE | America/Detroit | 3 | 49779 | 1840002065 | [10 empty] | Rogers CityMI
Point Clear | Point Clear | AL | Alabama | 1003 | Baldwin | 30.4902 | -87.9105 | 2652 | 213 | polygon | FALSE | FALSE | America/Chicago | 3 | 36564 36532 | 1840013883 | [10 empty] | Point ClearAL
Lexington | Lexington | MN | Minnesota | 27003 | Anoka | 45.1381 | -93.1714 | 2652 | 1485 | polygon | FALSE | TRUE | America/Chicago | 3 | 55014 | 1840007800 | [10 empty] | LexingtonMN
Merrimac | Merrimac | VA | Virginia | 51121 | Montgomery | 37.1904 | -80.4244 | 2651 | 600 | polygon | FALSE | FALSE | America/New_York | 3 | 24060 | 1840037349 | [10 empty] | MerrimacVA
Preston Heights | Preston Heights | IL | Illinois | 17197 | Will | 41.4944 | -88.0757 | 2651 | 1191 | polygon | FALSE | FALSE | America/Chicago | 3 | 60433 60436 | 1840004820 | [10 empty] | Preston HeightsIL
Fillmore | Fillmore | UT | Utah | 49027 | Millard | 38.964 | -112.3387 | 2650 | 147 | polygon | FALSE | TRUE | America/Denver | 3 | 84631 | 1840020224 | [10 empty] | FillmoreUT
Lake City | Lake City | AR | Arkansas | 5031 | Craighead | 35.8202 | -90.4546 | 2650 | 324 | polygon | FALSE | TRUE | America/Chicago | 3 | 72437 | 1840014508 | [10 empty] | Lake CityAR
Tahoka | Tahoka | TX | Texas | 48305 | Lynn | 33.164 | -101.7951 | 2649 | 429 | polygon | FALSE | TRUE | America/Chicago | 3 | 79373 | 1840022027 | [10 empty] | TahokaTX
Mountain View | Mountain View | MO | Missouri | 29091 | Howell | 36.9936 | -91.7019 | 2649 | 272 | polygon | FALSE | TRUE | America/Chicago | 3 | 65548 | 1840008791 | [10 empty] | Mountain ViewMO
Cetronia | Cetronia | PA | Pennsylvania | 42077 | Lehigh | 40.5851 | -75.5435 | 2648 | 1347 | polygon | FALSE | FALSE | America/New_York | 3 | 18104 | 1840034896 | [10 empty] | CetroniaPA
Middlebush | Middlebush | NJ | New Jersey | 34035 | Somerset | 40.5015 | -74.5349 | 2647 | 513 | polygon | FALSE | FALSE | America/New_York | 3 | 8873 | 1840024280 | [10 empty] | MiddlebushNJ
Castle Dale | Castle Dale | UT | Utah | 49015 | Emery | 39.2218 | -111.0229 | 2646 | 257 | polygon | FALSE | TRUE | America/Denver | 3 | 84513 | 1840018799 | [10 empty] | Castle DaleUT
Crosby | Crosby | TX | Texas | 48201 | Harris | 29.9146 | -95.0591 | 2645 | 458 | polygon | FALSE | FALSE | America/Chicago | 3 | 77532 | 1840018249 | [10 empty] | CrosbyTX
Hallam | Hallam | PA | Pennsylvania | 42133 | York | 40.0024 | -76.6042 | 2645 | 1531 | polygon | FALSE | TRUE | America/New_York | 3 | 17406 | 1840001449 | [10 empty] | HallamPA
Round Lake Heights | Round Lake Heights | IL | Illinois | 17097 | Lake | 42.3855 | -88.1038 | 2645 | 1774 | polygon | FALSE | TRUE | America/Chicago | 3 | 60073 | 1840011172 | [10 empty] | Round Lake HeightsIL
Marquette Heights | Marquette Heights | IL | Illinois | 17179 | Tazewell | 40.6184 | -89.6047 | 2645 | 1048 | polygon | FALSE | TRUE | America/Chicago | 3 | 61554 | 1840008328 | [10 empty] | Marquette HeightsIL
Reidsville | Reidsville | GA | Georgia | 13267 | Tattnall | 32.0871 | -82.1244 | 2645 | 134 | polygon | FALSE | TRUE | America/New_York | 3 | 30453 30499 | 1840014908 | [10 empty] | ReidsvilleGA
Rossmoor | Rossmoor | NJ | New Jersey | 34023 | Middlesex | 40.3361 | -74.4726 | 2643 | 1135 | polygon | FALSE | FALSE | America/New_York | 3 | 8831 | 1840033485 | [10 empty] | RossmoorNJ
Dogtown | Dogtown | CA | California | 6077 | San Joaquin | 38.2096 | -121.1551 | 2643 | 78 | polygon | FALSE | FALSE | America/Los_Angeles | 3 | 95220 | 1840024697 | [10 empty] | DogtownCA
Chimayo | Chimayo | NM | New Mexico | 35049 | Santa Fe | 35.9976 | -105.9363 | 2641 | 118 | polygon | FALSE | FALSE | America/Denver | 3 | 87522 | 1840017667 | [10 empty] | ChimayoNM
Port Barre | Port Barre | LA | Louisiana | 22097 | St. Landry | 30.5565 | -91.9565 | 2640 | 756 | polygon | FALSE | TRUE | America/Chicago | 3 | 70577 | 1840017176 | [10 empty] | Port BarreLA
Williams Bay | Williams Bay | WI | Wisconsin | 55127 | Walworth | 42.5788 | -88.5457 | 2639 | 364 | polygon | FALSE | TRUE | America/Chicago | 3 | 53191 | 1840002477 | [10 empty] | Williams BayWI
Sandstone | Sandstone | MN | Minnesota | 27115 | Pine | 46.1292 | -92.8646 | 2639 | 193 | polygon | FALSE | TRUE | America/Chicago | 3 | 55072 | 1840008858 | [10 empty] | SandstoneMN
Lakeview | Lakeview | CA | California | 6065 | Riverside | 33.8285 | -117.1233 | 2638 | 312 | polygon | FALSE | FALSE | America/Los_Angeles | 3 | 92567 | 1840017990 | [10 empty] | LakeviewCA
Russell Springs | Russell Springs | KY | Kentucky | 21207 | Russell | 37.0509 | -85.0774 | 2638 | 217 | polygon | FALSE | TRUE | America/Chicago | 3 | 42642 | 1840014391 | [10 empty] | Russell SpringsKY
Alturas | Alturas | CA | California | 6049 | Modoc | 41.4898 | -120.5516 | 2638 | 350 | polygon | FALSE | TRUE | America/Los_Angeles | 3 | 96101 | 1840018708 | [10 empty] | AlturasCA
Dunkirk | Dunkirk | MD | Maryland | 24009 | Calvert | 38.7156 | -76.673 | 2638 | 154 | polygon | FALSE | FALSE | America/New_York | 3 | 20754 | 1840006144 | [10 empty] | DunkirkMD
Hallettsville | Hallettsville | TX | Texas | 48285 | Lavaca | 29.4429 | -96.9436 | 2637 | 372 | polygon | FALSE | TRUE | America/Chicago | 3 | 77964 | 1840020967 | [10 empty] | HallettsvilleTX
Brush Prairie | Brush Prairie | WA | Washington | 53011 | Clark | 45.7251 | -122.5483 | 2636 | 132 | polygon | FALSE | FALSE | America/Los_Angeles | 3 | 98606 98662 | 1840017398 | [10 empty] | Brush PrairieWA
South Creek | South Creek | WA | Washington | 53053 | Pierce | 46.9994 | -122.3921 | 2636 | 131 | polygon | FALSE | TRUE | America/Los_Angeles | 3 | 98580 98387 98338 | 1840042075 | [10 empty] | South CreekWA
Santa Rosa | Santa Rosa | NM | New Mexico | 35019 | Guadalupe | 34.936 | -104.6769 | 2636 | 203 | polygon | FALSE | TRUE | America/Denver | 3 | 88435 | 1840021821 | [10 empty] | Santa RosaNM
Alburtis | Alburtis | PA | Pennsylvania | 42077 | Lehigh | 40.509 | -75.6001 | 2636 | 1439 | polygon | FALSE | TRUE | America/New_York | 3 | 18011 | 1840001043 | [10 empty] | AlburtisPA
Erda | Erda | UT | Utah | 49045 | Tooele | 40.6028 | -112.3214 | 2635 | 53 | polygon | FALSE | FALSE | America/Denver | 3 | 84074 | 1840017495 | [10 empty] | ErdaUT
Hedwig Village | Hedwig Village | TX | Texas | 48201 | Harris | 29.7799 | -95.5193 | 2634 | 1074 | polygon | FALSE | TRUE | America/Chicago | 3 | 77024 | 1840020923 | [10 empty] | Hedwig VillageTX
La Dolores | La Dolores | PR | Puerto Rico | 72119 | RÃ­o Grande | 18.3725 | -65.8546 | 2634 | 1541 | polygon | FALSE | FALSE | America/Puerto_Rico | 3 | 745 | 1630035695 | [10 empty] | La DoloresPR
Stansberry Lake | Stansberry Lake | WA | Washington | 53053 | Pierce | 47.3814 | -122.7154 | 2634 | 491 | polygon | FALSE | TRUE | America/Los_Angeles | 3 | 98329 | 1840042090 | [10 empty] | Stansberry LakeWA
White Island Shores | White Island Shores | MA | Massachusetts | 25023 | Plymouth | 41.7933 | -70.639 | 2634 | 896 | polygon | FALSE | FALSE | America/New_York | 3 | 2538 | 1840003203 | [10 empty] | White Island ShoresMA
Whittingham | Whittingham | NJ | New Jersey | 34023 | Middlesex | 40.3297 | -74.4451 | 2631 | 1022 | polygon | FALSE | TRUE | America/New_York | 3 | 8831 | 1840073737 | [10 empty] | WhittinghamNJ
Dawson Springs | Dawson Springs | KY | Kentucky | 21107 | Hopkins | 37.174 | -87.688 | 2631 | 264 | polygon | FALSE | TRUE | America/Chicago | 3 | 42408 | 1840014367 | [10 empty] | Dawson SpringsKY
University Park | University Park | MD | Maryland | 24033 | Prince George's | 38.9719 | -76.9445 | 2631 | 2025 | polygon | FALSE | TRUE | America/New_York | 2 | 20782 | 1840003827 | [10 empty] | University ParkMD
Cayucos | Cayucos | CA | California | 6079 | San Luis Obispo | 35.4375 | -120.8847 | 2630 | 327 | polygon | FALSE | FALSE | America/Los_Angeles | 3 | 93430 | 1840017807 | [10 empty] | CayucosCA
Avoca | Avoca | PA | Pennsylvania | 42079 | Luzerne | 41.3381 | -75.7423 | 2629 | 983 | polygon | FALSE | TRUE | America/New_York | 3 | 18641 | 1840000742 | [10 empty] | AvocaPA
Freemansburg | Freemansburg | PA | Pennsylvania | 42095 | Northampton | 40.628 | -75.3401 | 2629 | 1455 | polygon | FALSE | TRUE | America/New_York | 3 | 18017 | 1840000971 | [10 empty] | FreemansburgPA
Chuluota | Chuluota | FL | Florida | 12117 | Seminole | 28.638 | -81.1159 | 2629 | 563 | polygon | FALSE | FALSE | America/New_York | 3 | 32766 | 1840014071 | [10 empty] | ChuluotaFL
Sewaren | Sewaren | NJ | New Jersey | 34023 | Middlesex | 40.5508 | -74.2602 | 2627 | 1069 | polygon | FALSE | FALSE | America/New_York | 3 | 7077 | 1840005422 | [10 empty] | SewarenNJ
Sand Hill | Sand Hill | PA | Pennsylvania | 42075 | Lebanon | 40.3614 | -76.4217 | 2627 | 1006 | polygon | FALSE | FALSE | America/New_York | 3 | 17046 | 1840035187 | [10 empty] | Sand HillPA
Glouster | Glouster | OH | Ohio | 39009 | Athens | 39.5023 | -82.0842 | 2626 | 517 | polygon | FALSE | TRUE | America/New_York | 3 | 45732 | 1840012626 | [10 empty] | GlousterOH
Mariano ColÃ³n | Mariano Colon | PR | Puerto Rico | 72043 | Coamo | 18.0287 | -66.3356 | 2626 | 681 | polygon | FALSE | FALSE | America/Puerto_Rico | 3 | 769 | 1630023664 | [10 empty] | Mariano ColÃ³nPR
New Concord | New Concord | OH | Ohio | 39119 | Muskingum | 39.9937 | -81.7381 | 2626 | 473 | polygon | FALSE | TRUE | America/New_York | 3 | 43762 | 1840012394 | [10 empty] | New ConcordOH
Pembroke | Pembroke | GA | Georgia | 13029 | Bryan | 32.1455 | -81.6185 | 2626 | 132 | polygon | FALSE | TRUE | America/New_York | 3 | 31321 | 1840014912 | [10 empty] | PembrokeGA
Wolfdale | Wolfdale | PA | Pennsylvania | 42125 | Washington | 40.1983 | -80.3028 | 2626 | 421 | polygon | FALSE | FALSE | America/New_York | 3 | 15301 | 1840005437 | [10 empty] | WolfdalePA
Westhampton | Westhampton | NY | New York | 36103 | Suffolk | 40.8325 | -72.6617 | 2623 | 79 | polygon | FALSE | FALSE | America/New_York | 3 | 11978 11977 | 1840005113 | [10 empty] | WesthamptonNY
Thunderbolt | Thunderbolt | GA | Georgia | 13051 | Chatham | 32.0339 | -81.048 | 2623 | 747 | polygon | FALSE | TRUE | America/New_York | 3 | 31404 31410 | 1840017030 | [10 empty] | ThunderboltGA
Macon | Macon | MS | Mississippi | 28103 | Noxubee | 33.1217 | -88.5564 | 2622 | 244 | polygon | FALSE | TRUE | America/Chicago | 3 | 39341 | 1840015743 | [10 empty] | MaconMS
Sutter Creek | Sutter Creek | CA | California | 6005 | Amador | 38.3827 | -120.8107 | 2622 | 375 | polygon | FALSE | TRUE | America/Los_Angeles | 3 | 95685 | 1840021492 | [10 empty] | Sutter CreekCA
Green Island | Green Island | NY | New York | 36001 | Albany | 42.7474 | -73.6925 | 2622 | 1354 | polygon | FALSE | TRUE | America/New_York | 3 | 12183 | 1840004490 | [10 empty] | Green IslandNY
Spencer | Spencer | WV | West Virginia | 54087 | Roane | 38.8025 | -81.3534 | 2620 | 625 | polygon | FALSE | TRUE | America/New_York | 3 | 25276 | 1840006110 | [10 empty] | SpencerWV
Riverview Park | Riverview Park | PA | Pennsylvania | 42011 | Berks | 40.3912 | -75.9509 | 2620 | 1020 | polygon | FALSE | FALSE | America/New_York | 3 | 19605 | 1840035173 | [10 empty] | Riverview ParkPA
La Grange | La Grange | NC | North Carolina | 37107 | Lenoir | 35.3064 | -77.789 | 2619 | 438 | polygon | FALSE | TRUE | America/New_York | 3 | 28551 | 1840016389 | [10 empty] | La GrangeNC
Green Park | Green Park | MO | Missouri | 29189 | St. Louis | 38.5243 | -90.3366 | 2618 | 769 | polygon | FALSE | TRUE | America/Chicago | 3 | 63123 | 1840008589 | [10 empty] | Green ParkMO
Loudonville | Loudonville | OH | Ohio | 39005 | Ashland | 40.6342 | -82.2328 | 2617 | 368 | polygon | FALSE | TRUE | America/New_York | 3 | 44842 | 1840011805 | [10 empty] | LoudonvilleOH
Merkel | Merkel | TX | Texas | 48441 | Taylor | 32.4697 | -100.0111 | 2617 | 361 | polygon | FALSE | TRUE | America/Chicago | 3 | 79536 | 1840023054 | [10 empty] | MerkelTX
Brusly | Brusly | LA | Louisiana | 22121 | West Baton Rouge | 30.3943 | -91.2517 | 2617 | 456 | polygon | FALSE | TRUE | America/Chicago | 3 | 70719 | 1840015916 | [10 empty] | BruslyLA
Wayne Heights | Wayne Heights | PA | Pennsylvania | 42055 | Franklin | 39.7455 | -77.5436 | 2616 | 473 | polygon | FALSE | FALSE | America/New_York | 3 | 17268 | 1840035247 | [10 empty] | Wayne HeightsPA
Desert Hills | Desert Hills | AZ | Arizona | 4015 | Mohave | 34.5506 | -114.3754 | 2616 | 234 | polygon | FALSE | FALSE | America/Los_Angeles | 3 | 86404 | 1840027987 | [10 empty] | Desert HillsAZ
Missouri Valley | Missouri Valley | IA | Iowa | 19085 | Harrison | 41.5574 | -95.9028 | 2615 | 312 | polygon | FALSE | TRUE | America/Chicago | 3 | 51555 | 1840008151 | [10 empty] | Missouri ValleyIA
Abita Springs | Abita Springs | LA | Louisiana | 22103 | St. Tammany | 30.4761 | -90.0292 | 2614 | 219 | polygon | FALSE | TRUE | America/Chicago | 3 | 70420 | 1840015910 | [10 empty] | Abita SpringsLA
Bridgeport | Bridgeport | WA | Washington | 53017 | Douglas | 48.0066 | -119.6722 | 2613 | 955 | polygon | FALSE | TRUE | America/Los_Angeles | 3 | 98813 | 1840018387 | [10 empty] | BridgeportWA
Thomaston | Thomaston | NY | New York | 36059 | Nassau | 40.7875 | -73.7152 | 2613 | 2499 | polygon | FALSE | TRUE | America/New_York | 2 | 11021 | 1840005329 | [10 empty] | ThomastonNY
Horseheads North | Horseheads North | NY | New York | 36015 | Chemung | 42.1928 | -76.8078 | 2613 | 456 | polygon | FALSE | TRUE | America/New_York | 3 | 14845 | 1840073692 | [10 empty] | Horseheads NorthNY
Keaau | Keaau | HI | Hawaii | 15001 | Hawaii | 19.6156 | -155.0372 | 2613 | 391 | polygon | FALSE | FALSE | Pacific/Honolulu | 3 | 96749 | 1840029503 | [10 empty] | KeaauHI
Verona Walk | Verona Walk | FL | Florida | 12021 | Collier | 26.0839 | -81.6794 | 2612 | 632 | polygon | FALSE | TRUE | America/New_York | 3 | 34114 | 1840039117 | [10 empty] | Verona WalkFL
Eldora | Eldora | IA | Iowa | 19083 | Hardin | 42.3605 | -93.1013 | 2612 | 235 | polygon | FALSE | TRUE | America/Chicago | 3 | 50627 | 1840000450 | [10 empty] | EldoraIA
Salina | Salina | UT | Utah | 49041 | Sevier | 38.9366 | -111.8665 | 2612 | 161 | polygon | FALSE | TRUE | America/Denver | 3 | 84654 | 1840021475 | [10 empty] | SalinaUT
Moundville | Moundville | AL | Alabama | 1065 | Hale | 32.9968 | -87.6272 | 2612 | 205 | polygon | FALSE | TRUE | America/Chicago | 3 | 35474 | 1840016942 | [10 empty] | MoundvilleAL
Glenwood | Glenwood | MN | Minnesota | 27121 | Pope | 45.6517 | -95.3643 | 2611 | 181 | polygon | FALSE | TRUE | America/Chicago | 3 | 56334 | 1840007788 | [10 empty] | GlenwoodMN
Pearl River | Pearl River | LA | Louisiana | 22103 | St. Tammany | 30.3687 | -89.7495 | 2610 | 273 | polygon | FALSE | TRUE | America/Chicago | 3 | 70452 | 1840017182 | [10 empty] | Pearl RiverLA
Centreville | Centreville | AL | Alabama | 1007 | Bibb | 32.9597 | -87.1334 | 2609 | 106 | polygon | FALSE | TRUE | America/Chicago | 3 | 35042 | 1840007089 | [10 empty] | CentrevilleAL
Sells | Sells | AZ | Arizona | 4019 | Pima | 31.9202 | -111.8775 | 2609 | 106 | polygon | FALSE | FALSE | America/Phoenix | 3 | 85634 | 1840019485 | [10 empty] | SellsAZ
Sandusky | Sandusky | MI | Michigan | 26151 | Sanilac | 43.4212 | -82.8333 | 2609 | 447 | polygon | FALSE | TRUE | America/Detroit | 3 | 48471 | 1840002698 | [10 empty] | SanduskyMI
Trenton | Trenton | IL | Illinois | 17027 | Clinton | 38.607 | -89.6845 | 2609 | 593 | polygon | FALSE | TRUE | America/Chicago | 3 | 62293 | 1840010764 | [10 empty] | TrentonIL
Irrigon | Irrigon | OR | Oregon | 41049 | Morrow | 45.8959 | -119.4883 | 2608 | 527 | polygon | FALSE | TRUE | America/Los_Angeles | 3 | 97844 | 1840018542 | [10 empty] | IrrigonOR
Hayward | Hayward | WI | Wisconsin | 55113 | Sawyer | 46.0094 | -91.4826 | 2607 | 281 | polygon | FALSE | TRUE | America/Chicago | 3 | 54843 | 1840001997 | [10 empty] | HaywardWI
Clarkson Valley | Clarkson Valley | MO | Missouri | 29189 | St. Louis | 38.6254 | -90.5945 | 2606 | 373 | polygon | FALSE | TRUE | America/Chicago | 3 | 63005 | 1840007438 | [10 empty] | Clarkson ValleyMO
Marietta | Marietta | PA | Pennsylvania | 42071 | Lancaster | 40.0574 | -76.5515 | 2604 | 1346 | polygon | FALSE | TRUE | America/New_York | 3 | 17512 17547 | 1840003721 | [10 empty] | MariettaPA
Meadow Oaks | Meadow Oaks | FL | Florida | 12101 | Pasco | 28.3465 | -82.6025 | 2604 | 613 | polygon | FALSE | TRUE | America/New_York | 3 | 34669 | 1840038992 | [10 empty] | Meadow OaksFL
Warm Beach | Warm Beach | WA | Washington | 53061 | Snohomish | 48.1649 | -122.3442 | 2603 | 246 | polygon | FALSE | FALSE | America/Los_Angeles | 3 | 98292 | 1840018377 | [10 empty] | Warm BeachWA
Eutaw | Eutaw | AL | Alabama | 1063 | Greene | 32.8436 | -87.8987 | 2603 | 84 | polygon | FALSE | TRUE | America/Chicago | 3 | 35462 | 1840001838 | [10 empty] | EutawAL
Villa Ridge | Villa Ridge | MO | Missouri | 29071 | Franklin | 38.468 | -90.885 | 2603 | 208 | polygon | FALSE | FALSE | America/Chicago | 3 | 63089 | 1840007474 | [10 empty] | Villa RidgeMO
Hamburg | Hamburg | AR | Arkansas | 5003 | Ashley | 33.2248 | -91.7972 | 2603 | 292 | polygon | FALSE | TRUE | America/Chicago | 3 | 71646 | 1840013772 | [10 empty] | HamburgAR
Massanutten | Massanutten | VA | Virginia | 51165 | Rockingham | 38.4115 | -78.7269 | 2602 | 101 | polygon | FALSE | FALSE | America/New_York | 3 | 22840 | 1840006132 | [10 empty] | MassanuttenVA
Valley View | Valley View | PA | Pennsylvania | 42133 | York | 39.9498 | -76.701 | 2602 | 1286 | polygon | FALSE | FALSE | America/New_York | 3 | 17403 | 1840133810 | [10 empty] | Valley ViewPA
Barnesville | Barnesville | MN | Minnesota | 27027 | Clay | 46.6501 | -96.4164 | 2602 | 485 | polygon | FALSE | TRUE | America/Chicago | 3 | 56514 | 1840006634 | [10 empty] | BarnesvilleMN
Whitesboro | Whitesboro | AL | Alabama | 1055 | Etowah | 34.1682 | -86.0572 | 2602 | 57 | polygon | FALSE | FALSE | America/Chicago | 3 | 35956 | 1840022891 | [10 empty] | WhitesboroAL
Hoxie | Hoxie | AR | Arkansas | 5075 | Lawrence | 36.036 | -90.9736 | 2601 | 150 | polygon | FALSE | TRUE | America/Chicago | 3 | 72433 72476 | 1840014478 | [10 empty] | HoxieAR
East Newark | East Newark | NJ | New Jersey | 34017 | Hudson | 40.751 | -74.1623 | 2600 | 9791 | polygon | FALSE | TRUE | America/New_York | 2 | 7029 | 1840003596 | [10 empty] | East NewarkNJ
McConnelsville | McConnelsville | OH | Ohio | 39115 | Morgan | 39.6568 | -81.8467 | 2600 | 376 | polygon | FALSE | TRUE | America/New_York | 3 | 43756 | 1840012569 | [10 empty] | McConnelsvilleOH
Davis Junction | Davis Junction | IL | Illinois | 17141 | Ogle | 42.1146 | -89.0903 | 2598 | 215 | polygon | FALSE | TRUE | America/Chicago | 3 | 61020 | 1840011235 | [10 empty] | Davis JunctionIL
Peapack and Gladstone | Peapack and Gladstone | NJ | New Jersey | 34035 | Somerset | 40.7168 | -74.6561 | 2597 | 174 | polygon | FALSE | TRUE | America/New_York | 3 | 07931 07934 07977 | 1840056420 | [10 empty] | Peapack and GladstoneNJ
Fairmont | Fairmont | NC | North Carolina | 37155 | Robeson | 34.4947 | -79.1136 | 2597 | 365 | polygon | FALSE | TRUE | America/New_York | 3 | 28340 | 1840016538 | [10 empty] | FairmontNC
Mountain City | Mountain City | TN | Tennessee | 47091 | Johnson | 36.4695 | -81.8049 | 2597 | 279 | polygon | FALSE | TRUE | America/New_York | 3 | 37683 | 1840016016 | [10 empty] | Mountain CityTN
Moorefield | Moorefield | WV | West Virginia | 54031 | Hardy | 39.0674 | -78.9624 | 2596 | 341 | polygon | FALSE | TRUE | America/New_York | 3 | 26836 | 1840005904 | [10 empty] | MoorefieldWV
Edisto | Edisto | SC | South Carolina | 45075 | Orangeburg | 33.4776 | -80.8998 | 2595 | 191 | polygon | FALSE | FALSE | America/New_York | 3 | 29115 | 1840035843 | [10 empty] | EdistoSC
Dennison | Dennison | OH | Ohio | 39157 | Tuscarawas | 40.3972 | -81.3275 | 2594 | 742 | polygon | FALSE | TRUE | America/New_York | 3 | 44621 | 1840012087 | [10 empty] | DennisonOH
Fairview | Fairview | OK | Oklahoma | 40093 | Major | 36.2705 | -98.4771 | 2594 | 139 | polygon | FALSE | TRUE | America/Chicago | 3 | 73737 | 1840020377 | [10 empty] | FairviewOK
Bluewell | Bluewell | WV | West Virginia | 54055 | Mercer | 37.3144 | -81.2581 | 2593 | 222 | polygon | FALSE | FALSE | America/New_York | 3 | 24701 | 1840038220 | [10 empty] | BluewellWV
New Town | New Town | ND | North Dakota | 38061 | Mountrail | 47.9848 | -102.4813 | 2592 | 840 | polygon | FALSE | TRUE | America/Chicago | 3 | 58763 | 1840000067 | [10 empty] | New TownND
Hartford | Hartford | MI | Michigan | 26159 | Van Buren | 42.2047 | -86.1661 | 2592 | 736 | polygon | FALSE | TRUE | America/Detroit | 3 | 49057 | 1840003181 | [10 empty] | HartfordMI
Dayton | Dayton | WA | Washington | 53013 | Columbia | 46.3169 | -117.9768 | 2592 | 651 | polygon | FALSE | TRUE | America/Los_Angeles | 3 | 99328 | 1840018486 | [10 empty] | DaytonWA
East Douglas | East Douglas | MA | Massachusetts | 25027 | Worcester | 42.0779 | -71.7121 | 2592 | 293 | polygon | FALSE | FALSE | America/New_York | 3 | 1516 | 1840003147 | [10 empty] | East DouglasMA
Westminster | Westminster | SC | South Carolina | 45073 | Oconee | 34.6657 | -83.0911 | 2591 | 290 | polygon | FALSE | TRUE | America/New_York | 3 | 29693 | 1840015508 | [10 empty] | WestminsterSC
Okolona | Okolona | MS | Mississippi | 28017 | Chickasaw | 34.0053 | -88.7479 | 2591 | 139 | polygon | FALSE | TRUE | America/Chicago | 3 | 38860 | 1840014759 | [10 empty] | OkolonaMS
Brinkley | Brinkley | AR | Arkansas | 5095 | Monroe | 34.89 | -91.1902 | 2590 | 175 | polygon | FALSE | TRUE | America/Chicago | 3 | 72021 | 1840013541 | [10 empty] | BrinkleyAR
Rugby | Rugby | ND | North Dakota | 38069 | Pierce | 48.3656 | -99.9906 | 2590 | 445 | polygon | FALSE | TRUE | America/Chicago | 3 | 58368 | 1840001882 | [10 empty] | RugbyND
Garland | Garland | UT | Utah | 49003 | Box Elder | 41.7361 | -112.1627 | 2590 | 552 | polygon | FALSE | TRUE | America/Denver | 3 | 84312 | 1840020117 | [10 empty] | GarlandUT
East Prospect | East Prospect | PA | Pennsylvania | 42133 | York | 39.971 | -76.5215 | 2588 | 1099 | polygon | FALSE | TRUE | America/New_York | 3 | 17317 17368 | 1840001443 | [10 empty] | East ProspectPA
Okanogan | Okanogan | WA | Washington | 53047 | Okanogan | 48.3673 | -119.5781 | 2588 | 497 | polygon | FALSE | TRUE | America/Los_Angeles | 3 | 98840 | 1840019760 | [10 empty] | OkanoganWA
Cabazon | Cabazon | CA | California | 6065 | Riverside | 33.9127 | -116.7828 | 2588 | 204 | polygon | FALSE | FALSE | America/Los_Angeles | 3 | 92230 | 1840017982 | [10 empty] | CabazonCA
Inverness Highlands North | Inverness Highlands North | FL | Florida | 12017 | Citrus | 28.8642 | -82.3768 | 2587 | 529 | polygon | FALSE | TRUE | America/New_York | 3 | 34453 | 1840073843 | [10 empty] | Inverness Highlands NorthFL
Frazier Park | Frazier Park | CA | California | 6029 | Kern | 34.8123 | -118.9542 | 2587 | 197 | polygon | FALSE | FALSE | America/Los_Angeles | 3 | 93225 | 1840017818 | [10 empty] | Frazier ParkCA
Vergennes | Vergennes | VT | Vermont | 50001 | Addison | 44.1664 | -73.2555 | 2586 | 402 | polygon | FALSE | TRUE | America/New_York | 3 | 5491 | 1840002218 | [10 empty] | VergennesVT
Rothsville | Rothsville | PA | Pennsylvania | 42071 | Lancaster | 40.1532 | -76.2473 | 2586 | 405 | polygon | FALSE | FALSE | America/New_York | 3 | 17543 | 1840005490 | [10 empty] | RothsvillePA
Cordes Lakes | Cordes Lakes | AZ | Arizona | 4025 | Yavapai | 34.3103 | -112.1073 | 2586 | 92 | polygon | FALSE | FALSE | America/Phoenix | 3 | 86333 | 1840017841 | [10 empty] | Cordes LakesAZ
Lake Kiowa | Lake Kiowa | TX | Texas | 48097 | Cooke | 33.5703 | -97.0129 | 2585 | 334 | polygon | FALSE | FALSE | America/Chicago | 3 | 76240 | 1840017998 | [10 empty] | Lake KiowaTX
Rockville | Rockville | MN | Minnesota | 27145 | Stearns | 45.465 | -94.3222 | 2585 | 35 | polygon | FALSE | TRUE | America/Chicago | 3 | 56320 56369 56301 | 1840008877 | [10 empty] | RockvilleMN
Wales | Wales | WI | Wisconsin | 55133 | Waukesha | 43.0042 | -88.3739 | 2585 | 309 | polygon | FALSE | TRUE | America/Chicago | 3 | 53183 | 1840003007 | [10 empty] | WalesWI
Buies Creek | Buies Creek | NC | North Carolina | 37085 | Harnett | 35.4127 | -78.7363 | 2585 | 434 | polygon | FALSE | FALSE | America/New_York | 3 | 27546 27506 | 1840013433 | [10 empty] | Buies CreekNC
Dublin | Dublin | VA | Virginia | 51155 | Pulaski | 37.0987 | -80.6831 | 2584 | 739 | polygon | FALSE | TRUE | America/New_York | 3 | 24084 | 1840006468 | [10 empty] | DublinVA
Sabetha | Sabetha | KS | Kansas | 20131 | Nemaha | 39.9136 | -95.7916 | 2583 | 312 | polygon | FALSE | TRUE | America/Chicago | 3 | 66534 | 1840000728 | [10 empty] | SabethaKS
Huguley | Huguley | AL | Alabama | 1017 | Chambers | 32.8431 | -85.2397 | 2583 | 120 | polygon | FALSE | FALSE | America/Chicago | 3 | 36863 | 1840013787 | [10 empty] | HuguleyAL
Dillsburg | Dillsburg | PA | Pennsylvania | 42133 | York | 40.1103 | -77.0335 | 2582 | 1241 | polygon | FALSE | TRUE | America/New_York | 3 | 17019 | 1840001441 | [10 empty] | DillsburgPA
Belmont | Belmont | PA | Pennsylvania | 42021 | Cambria | 40.283 | -78.8907 | 2582 | 567 | polygon | FALSE | FALSE | America/New_York | 3 | 15904 | 1840005378 | [10 empty] | BelmontPA
Eminence | Eminence | KY | Kentucky | 21103 | Henry | 38.3637 | -85.1778 | 2581 | 351 | polygon | FALSE | TRUE | America/New_York | 3 | 40019 | 1840013187 | [10 empty] | EminenceKY
Hooverson Heights | Hooverson Heights | WV | West Virginia | 54009 | Brooke | 40.319 | -80.5825 | 2581 | 440 | polygon | FALSE | FALSE | America/New_York | 3 | 26037 | 1840005476 | [10 empty] | Hooverson HeightsWV
Curwensville | Curwensville | PA | Pennsylvania | 42033 | Clearfield | 40.9735 | -78.5189 | 2581 | 413 | polygon | FALSE | TRUE | America/New_York | 3 | 16833 | 1840003492 | [10 empty] | CurwensvillePA
Gap | Gap | PA | Pennsylvania | 42071 | Lancaster | 39.9891 | -76.0215 | 2581 | 354 | polygon | FALSE | FALSE | America/New_York | 3 | 17527 17535 | 1840005491 | [10 empty] | GapPA
Plumsteadville | Plumsteadville | PA | Pennsylvania | 42017 | Bucks | 40.3863 | -75.1429 | 2581 | 417 | polygon | FALSE | FALSE | America/New_York | 3 | 18902 18947 18949 | 1840026488 | [10 empty] | PlumsteadvillePA
Coalfield | Coalfield | TN | Tennessee | 47129 | Morgan | 36.0219 | -84.4414 | 2580 | 40 | polygon | FALSE | FALSE | America/New_York | 3 | 37719 37840 37748 | 1840025774 | [10 empty] | CoalfieldTN
Deenwood | Deenwood | GA | Georgia | 13299 | Ware | 31.2476 | -82.3677 | 2579 | 296 | polygon | FALSE | FALSE | America/New_York | 3 | 31501 31503 | 1840029444 | [10 empty] | DeenwoodGA
Sabina | Sabina | OH | Ohio | 39027 | Clinton | 39.4902 | -83.6336 | 2579 | 776 | polygon | FALSE | TRUE | America/New_York | 3 | 45169 | 1840012620 | [10 empty] | SabinaOH
Centerville | Centerville | IN | Indiana | 18177 | Wayne | 39.8321 | -84.9922 | 2579 | 284 | polygon | FALSE | TRUE | America/Indiana/Indianapolis | 3 | 47330 | 1840009494 | [10 empty] | CentervilleIN
Crab Orchard | Crab Orchard | WV | West Virginia | 54081 | Raleigh | 37.741 | -81.23 | 2579 | 442 | polygon | FALSE | FALSE | America/New_York | 3 | 25801 25827 | 1840006346 | [10 empty] | Crab OrchardWV
Hartford | Hartford | AL | Alabama | 1061 | Geneva | 31.1055 | -85.6916 | 2578 | 159 | polygon | FALSE | TRUE | America/Chicago | 3 | 36344 | 1840013892 | [10 empty] | HartfordAL
Carlisle-Rockledge | Carlisle-Rockledge | AL | Alabama | 1055 | Etowah | 34.114 | -86.1191 | 2577 | 61 | polygon | FALSE | TRUE | America/Chicago | 3 | 35956 35954 | 1840037805 | [10 empty] | Carlisle-RockledgeAL
Georgetown | Georgetown | CA | California | 6017 | El Dorado | 38.9112 | -120.8356 | 2577 | 65 | polygon | FALSE | FALSE | America/Los_Angeles | 3 | 95634 | 1840017566 | [10 empty] | GeorgetownCA
Pennington | Pennington | NJ | New Jersey | 34021 | Mercer | 40.3262 | -74.7908 | 2576 | 1035 | polygon | FALSE | TRUE | America/New_York | 3 | 8534 | 1840001382 | [10 empty] | PenningtonNJ
Brownstown | Brownstown | PA | Pennsylvania | 42071 | Lancaster | 40.1268 | -76.2184 | 2576 | 400 | polygon | FALSE | FALSE | America/New_York | 3 | 17522 17508 17540 17580 | 1840152867 | [10 empty] | BrownstownPA
Glenrock | Glenrock | WY | Wyoming | 56009 | Converse | 42.8565 | -105.8624 | 2575 | 431 | polygon | FALSE | TRUE | America/Denver | 3 | 82637 | 1840021287 | [10 empty] | GlenrockWY
Escobares | Escobares | TX | Texas | 48427 | Starr | 26.412 | -98.9599 | 2575 | 375 | polygon | FALSE | TRUE | America/Chicago | 3 | 78584 | 1840021015 | [10 empty] | EscobaresTX
East Dennis | East Dennis | MA | Massachusetts | 25001 | Barnstable | 41.7392 | -70.1577 | 2575 | 205 | polygon | FALSE | FALSE | America/New_York | 3 | 02638 02641 02660 | 1840003236 | [10 empty] | East DennisMA
Effort | Effort | PA | Pennsylvania | 42089 | Monroe | 40.9436 | -75.439 | 2575 | 197 | polygon | FALSE | FALSE | America/New_York | 3 | 18330 18353 | 1840026362 | [10 empty] | EffortPA
Ruidoso Downs | Ruidoso Downs | NM | New Mexico | 35027 | Lincoln | 33.3312 | -105.5968 | 2574 | 262 | polygon | FALSE | TRUE | America/Denver | 3 | 88346 | 1840020534 | [10 empty] | Ruidoso DownsNM
St. Paul | St. Paul | MO | Missouri | 29183 | St. Charles | 38.8485 | -90.7406 | 2574 | 139 | polygon | FALSE | TRUE | America/Chicago | 3 | 63366 | 1840009720 | [10 empty] | St. PaulMO
Maine | Maine | WI | Wisconsin | 55073 | Marathon | 45.0497 | -89.6816 | 2574 | 23 | polygon | FALSE | TRUE | America/Chicago | 3 | 54401 54417 54452 54402 | 1840038104 | [10 empty] | MaineWI
Sibley | Sibley | IA | Iowa | 19143 | Osceola | 43.4013 | -95.7438 | 2574 | 590 | polygon | FALSE | TRUE | America/Chicago | 3 | 51249 | 1840009029 | [10 empty] | SibleyIA
Canadian Lakes | Canadian Lakes | MI | Michigan | 26107 | Mecosta | 43.5789 | -85.2973 | 2574 | 104 | polygon | FALSE | FALSE | America/Detroit | 3 | 49346 | 1840004173 | [10 empty] | Canadian LakesMI
Homerville | Homerville | GA | Georgia | 13065 | Clinch | 31.0385 | -82.742 | 2573 | 259 | polygon | FALSE | TRUE | America/New_York | 3 | 31634 | 1840014984 | [10 empty] | HomervilleGA
White Sulphur Springs | White Sulphur Springs | WV | West Virginia | 54025 | Greenbrier | 37.7981 | -80.3004 | 2572 | 484 | polygon | FALSE | TRUE | America/New_York | 3 | 24986 | 1840006287 | [10 empty] | White Sulphur SpringsWV
Lake Mary Jane | Lake Mary Jane | FL | Florida | 12095 | Orange | 28.3853 | -81.1709 | 2572 | 189 | polygon | FALSE | TRUE | America/New_York | 3 | 32832 | 1840038991 | [10 empty] | Lake Mary JaneFL
Feasterville | Feasterville | PA | Pennsylvania | 42017 | Bucks | 40.154 | -74.9915 | 2571 | 1542 | polygon | FALSE | FALSE | America/New_York | 3 | 19053 | 1840035284 | [10 empty] | FeastervillePA
Lakeland | Lakeland | NY | New York | 36067 | Onondaga | 43.0908 | -76.2426 | 2571 | 669 | polygon | FALSE | FALSE | America/New_York | 3 | 13209 | 1840004316 | [10 empty] | LakelandNY
Spooner | Spooner | WI | Wisconsin | 55129 | Washburn | 45.8271 | -91.886 | 2571 | 246 | polygon | FALSE | TRUE | America/Chicago | 3 | 54801 | 1840002002 | [10 empty] | SpoonerWI
Luxemburg | Luxemburg | WI | Wisconsin | 55061 | Kewaunee | 44.5449 | -87.7065 | 2571 | 429 | polygon | FALSE | TRUE | America/Chicago | 3 | 54217 | 1840002366 | [10 empty] | LuxemburgWI
Winter Beach | Winter Beach | FL | Florida | 12061 | Indian River | 27.712 | -80.4254 | 2570 | 144 | polygon | FALSE | FALSE | America/New_York | 3 | 32967 32971 | 1840014163 | [10 empty] | Winter BeachFL
Lake Meade | Lake Meade | PA | Pennsylvania | 42001 | Adams | 39.9835 | -77.0421 | 2569 | 751 | polygon | FALSE | FALSE | America/New_York | 3 | 17316 | 1840035413 | [10 empty] | Lake MeadePA
Williamsburg | Williamsburg | OH | Ohio | 39025 | Clermont | 39.0556 | -84.0478 | 2569 | 395 | polygon | FALSE | TRUE | America/New_York | 3 | 45103 45176 | 1840012712 | [10 empty] | WilliamsburgOH
Huntsville | Huntsville | AR | Arkansas | 5087 | Madison | 36.0985 | -93.7363 | 2569 | 184 | polygon | FALSE | TRUE | America/Chicago | 3 | 72740 | 1840014469 | [10 empty] | HuntsvilleAR
Yorkville | Yorkville | NY | New York | 36065 | Oneida | 43.1124 | -75.2739 | 2568 | 1476 | polygon | FALSE | TRUE | America/New_York | 3 | 13502 13495 | 1840004217 | [10 empty] | YorkvilleNY
Swedesboro | Swedesboro | NJ | New Jersey | 34015 | Gloucester | 39.7459 | -75.3117 | 2568 | 1355 | polygon | FALSE | TRUE | America/New_York | 3 | 8085 | 1840001524 | [10 empty] | SwedesboroNJ
Leonardo | Leonardo | NJ | New Jersey | 34025 | Monmouth | 40.4191 | -74.0599 | 2568 | 1667 | polygon | FALSE | FALSE | America/New_York | 3 | 7737 | 1840005448 | [10 empty] | LeonardoNJ
North Rock Springs | North Rock Springs | WY | Wyoming | 56037 | Sweetwater | 41.6698 | -109.2714 | 2567 | 67 | polygon | FALSE | FALSE | America/Denver | 3 | 82901 | 1840018691 | [10 empty] | North Rock SpringsWY
Coopersburg | Coopersburg | PA | Pennsylvania | 42077 | Lehigh | 40.5102 | -75.3915 | 2567 | 1062 | polygon | FALSE | TRUE | America/New_York | 3 | 18036 | 1840001046 | [10 empty] | CoopersburgPA
Freeport | Freeport | FL | Florida | 12131 | Walton | 30.5039 | -86.139 | 2566 | 52 | polygon | FALSE | TRUE | America/Chicago | 3 | 32439 | 1840013926 | [10 empty] | FreeportFL
Forest Heights | Forest Heights | MD | Maryland | 24033 | Prince George's | 38.8105 | -76.9995 | 2564 | 2126 | polygon | FALSE | TRUE | America/New_York | 2 | 20745 | 1840005966 | [10 empty] | Forest HeightsMD
Mondovi | Mondovi | WI | Wisconsin | 55011 | Buffalo | 44.5714 | -91.6668 | 2564 | 255 | polygon | FALSE | TRUE | America/Chicago | 3 | 54755 | 1840002381 | [10 empty] | MondoviWI
Bellevue | Bellevue | IA | Iowa | 19097 | Jackson | 42.2625 | -90.4319 | 2564 | 615 | polygon | FALSE | TRUE | America/Chicago | 3 | 52031 | 1840006981 | [10 empty] | BellevueIA
Villano Beach | Villano Beach | FL | Florida | 12109 | St. Johns | 29.936 | -81.3021 | 2564 | 558 | polygon | FALSE | FALSE | America/New_York | 3 | 32084 | 1840029091 | [10 empty] | Villano BeachFL
Lawson Heights | Lawson Heights | PA | Pennsylvania | 42129 | Westmoreland | 40.2938 | -79.3873 | 2564 | 647 | polygon | FALSE | FALSE | America/New_York | 3 | 15650 | 1840005389 | [10 empty] | Lawson HeightsPA
Martinsburg | Martinsburg | PA | Pennsylvania | 42013 | Blair | 40.3109 | -78.3242 | 2563 | 1115 | polygon | FALSE | TRUE | America/New_York | 3 | 16662 | 1840001084 | [10 empty] | MartinsburgPA
George West | George West | TX | Texas | 48297 | Live Oak | 28.33 | -98.1183 | 2562 | 510 | polygon | FALSE | TRUE | America/Chicago | 3 | 78022 | 1840020994 | [10 empty] | George WestTX
Riverbend | Riverbend | WA | Washington | 53033 | King | 47.4652 | -121.7492 | 2562 | 336 | polygon | FALSE | FALSE | America/Los_Angeles | 3 | 98045 | 1840037860 | [10 empty] | RiverbendWA
Friday Harbor | Friday Harbor | WA | Washington | 53055 | San Juan | 48.5324 | -123.0655 | 2562 | 457 | polygon | FALSE | TRUE | America/Los_Angeles | 3 | 98250 | 1840021065 | [10 empty] | Friday HarborWA
Tappahannock | Tappahannock | VA | Virginia | 51057 | Essex | 37.9187 | -76.8667 | 2562 | 347 | polygon | FALSE | TRUE | America/New_York | 3 | 22560 | 1840006311 | [10 empty] | TappahannockVA
Sylvania | Sylvania | GA | Georgia | 13251 | Screven | 32.7465 | -81.641 | 2562 | 190 | polygon | FALSE | TRUE | America/New_York | 3 | 30467 | 1840015763 | [10 empty] | SylvaniaGA
Polkton | Polkton | NC | North Carolina | 37007 | Anson | 35.0031 | -80.1963 | 2561 | 323 | polygon | FALSE | TRUE | America/New_York | 3 | 28135 | 1840016452 | [10 empty] | PolktonNC
Mount Vernon | Mount Vernon | KY | Kentucky | 21203 | Rockcastle | 37.3578 | -84.3431 | 2560 | 453 | polygon | FALSE | TRUE | America/New_York | 3 | 40456 | 1840014371 | [10 empty] | Mount VernonKY
Abbeville | Abbeville | AL | Alabama | 1067 | Henry | 31.5664 | -85.2528 | 2560 | 63 | polygon | FALSE | TRUE | America/Chicago | 3 | 36310 | 1840000552 | [10 empty] | AbbevilleAL
Quitman | Quitman | TX | Texas | 48499 | Wood | 32.7951 | -95.4442 | 2559 | 380 | polygon | FALSE | TRUE | America/Chicago | 3 | 75783 | 1840020686 | [10 empty] | QuitmanTX
Marysville | Marysville | PA | Pennsylvania | 42099 | Perry | 40.3377 | -76.9337 | 2559 | 423 | polygon | FALSE | TRUE | America/New_York | 3 | 17053 | 1840001303 | [10 empty] | MarysvillePA
New Palestine | New Palestine | IN | Indiana | 18059 | Hancock | 39.7255 | -85.8961 | 2559 | 575 | polygon | FALSE | TRUE | America/Indiana/Indianapolis | 3 | 46163 | 1840009527 | [10 empty] | New PalestineIN
Myrtle Point | Myrtle Point | OR | Oregon | 41011 | Coos | 43.0617 | -124.1326 | 2559 | 614 | polygon | FALSE | TRUE | America/Los_Angeles | 3 | 97458 | 1840020056 | [10 empty] | Myrtle PointOR
Indian Springs Village | Indian Springs Village | AL | Alabama | 1117 | Shelby | 33.3591 | -86.7493 | 2559 | 255 | polygon | FALSE | TRUE | America/Chicago | 3 | 35242 35124 | 1840014828 | [10 empty] | Indian Springs VillageAL
Turley | Turley | OK | Oklahoma | 40143 | Tulsa | 36.2473 | -95.9654 | 2559 | 272 | polygon | FALSE | FALSE | America/Chicago | 3 | 74130 74126 | 1840019057 | [10 empty] | TurleyOK
Caruthers | Caruthers | CA | California | 6019 | Fresno | 36.5399 | -119.845 | 2559 | 488 | polygon | FALSE | FALSE | America/Los_Angeles | 3 | 93609 | 1840017632 | [10 empty] | CaruthersCA
Pima | Pima | AZ | Arizona | 4009 | Graham | 32.8886 | -109.8437 | 2558 | 135 | polygon | FALSE | TRUE | America/Phoenix | 3 | 85543 | 1840022954 | [10 empty] | PimaAZ
Argentine | Argentine | MI | Michigan | 26049 | Genesee | 42.7905 | -83.8356 | 2558 | 417 | polygon | FALSE | FALSE | America/Detroit | 3 | 48451 | 1840004342 | [10 empty] | ArgentineMI
Delavan Lake | Delavan Lake | WI | Wisconsin | 55127 | Walworth | 42.5987 | -88.6177 | 2558 | 240 | polygon | FALSE | FALSE | America/Chicago | 3 | 53115 | 1840004479 | [10 empty] | Delavan LakeWI
Millersburg | Millersburg | OR | Oregon | 41043 | Linn | 44.6779 | -123.0691 | 2557 | 221 | polygon | FALSE | TRUE | America/Los_Angeles | 3 | 97321 | 1840019994 | [10 empty] | MillersburgOR
Ruleville | Ruleville | MS | Mississippi | 28133 | Sunflower | 33.7245 | -90.55 | 2557 | 392 | polygon | FALSE | TRUE | America/Chicago | 3 | 38771 | 1840014773 | [10 empty] | RulevilleMS
Wrightsville Beach | Wrightsville Beach | NC | North Carolina | 37129 | New Hanover | 34.213 | -77.798 | 2556 | 708 | polygon | FALSE | TRUE | America/New_York | 3 | 28480 | 1840016677 | [10 empty] | Wrightsville BeachNC
Center Point | Center Point | IA | Iowa | 19113 | Linn | 42.1844 | -91.7795 | 2555 | 377 | polygon | FALSE | TRUE | America/Chicago | 3 | 52213 | 1840006985 | [10 empty] | Center PointIA
St. Henry | St. Henry | OH | Ohio | 39107 | Mercer | 40.4208 | -84.6326 | 2555 | 602 | polygon | FALSE | TRUE | America/New_York | 3 | 45883 | 1840012003 | [10 empty] | St. HenryOH
Brownville | Brownville | NJ | New Jersey | 34023 | Middlesex | 40.4009 | -74.2959 | 2554 | 980 | polygon | FALSE | FALSE | America/New_York | 3 | 8857 | 1840033468 | [10 empty] | BrownvilleNJ
Donalsonville | Donalsonville | GA | Georgia | 13253 | Seminole | 31.0404 | -84.8792 | 2553 | 239 | polygon | FALSE | TRUE | America/New_York | 3 | 39845 | 1840014997 | [10 empty] | DonalsonvilleGA
Carthage | Carthage | NC | North Carolina | 37125 | Moore | 35.3225 | -79.4115 | 2553 | 148 | polygon | FALSE | TRUE | America/New_York | 3 | 28327 | 1840016355 | [10 empty] | CarthageNC
Clearwater | Clearwater | KS | Kansas | 20173 | Sedgwick | 37.5096 | -97.4975 | 2552 | 508 | polygon | FALSE | TRUE | America/Chicago | 3 | 67026 | 1840007563 | [10 empty] | ClearwaterKS
Pelican Rapids | Pelican Rapids | MN | Minnesota | 27111 | Otter Tail | 46.5701 | -96.086 | 2552 | 388 | polygon | FALSE | TRUE | America/Chicago | 3 | 56572 | 1840008851 | [10 empty] | Pelican RapidsMN
Colwyn | Colwyn | PA | Pennsylvania | 42045 | Delaware | 39.9119 | -75.253 | 2551 | 3810 | polygon | FALSE | TRUE | America/New_York | 2 | 19023 | 1840000694 | [10 empty] | ColwynPA
Mathews | Mathews | LA | Louisiana | 22057 | Lafourche | 29.6822 | -90.5559 | 2551 | 247 | polygon | FALSE | FALSE | America/Chicago | 3 | 70394 | 1840014026 | [10 empty] | MathewsLA
Pacolet | Pacolet | SC | South Carolina | 45083 | Spartanburg | 34.91 | -81.7666 | 2550 | 168 | polygon | FALSE | TRUE | America/New_York | 3 | 29372 29373 | 1840016465 | [10 empty] | PacoletSC
East Williston | East Williston | NY | New York | 36059 | Nassau | 40.7608 | -73.6336 | 2550 | 1731 | polygon | FALSE | TRUE | America/New_York | 3 | 11596 | 1840005344 | [10 empty] | East WillistonNY
Seymour | Seymour | TX | Texas | 48023 | Baylor | 33.5955 | -99.258 | 2550 | 336 | polygon | FALSE | TRUE | America/Chicago | 3 | 76380 | 1840021980 | [10 empty] | SeymourTX
Elmwood | Elmwood | IL | Illinois | 17143 | Peoria | 40.7804 | -89.9656 | 2550 | 545 | polygon | FALSE | TRUE | America/Chicago | 3 | 61529 | 1840008291 | [10 empty] | ElmwoodIL
Madrid | Madrid | IA | Iowa | 19015 | Boone | 41.8757 | -93.8205 | 2549 | 803 | polygon | FALSE | TRUE | America/Chicago | 3 | 50156 | 1840009168 | [10 empty] | MadridIA
Bolivar Peninsula | Bolivar Peninsula | TX | Texas | 48167 | Galveston | 29.486 | -94.5666 | 2549 | 23 | polygon | FALSE | FALSE | America/Chicago | 3 | 77650 77623 77617 | 1840018274 | [10 empty] | Bolivar PeninsulaTX
Bakerstown | Bakerstown | PA | Pennsylvania | 42003 | Allegheny | 40.6528 | -79.9407 | 2549 | 450 | polygon | FALSE | FALSE | America/New_York | 3 | 15007 15044 | 1840026470 | [10 empty] | BakerstownPA
Putney | Putney | GA | Georgia | 13095 | Dougherty | 31.4756 | -84.101 | 2549 | 44 | polygon | FALSE | FALSE | America/New_York | 3 | 31705 | 1840013865 | [10 empty] | PutneyGA
Edneyville | Edneyville | NC | North Carolina | 37089 | Henderson | 35.4025 | -82.3371 | 2549 | 91 | polygon | FALSE | FALSE | America/New_York | 3 | 28792 28727 | 1840024954 | [10 empty] | EdneyvilleNC
Broad Creek | Broad Creek | NC | North Carolina | 37031 | Carteret | 34.7304 | -76.9241 | 2548 | 316 | polygon | FALSE | FALSE | America/New_York | 3 | 28570 | 1840025835 | [10 empty] | Broad CreekNC
New Lisbon | New Lisbon | WI | Wisconsin | 55057 | Juneau | 43.878 | -90.1627 | 2546 | 359 | polygon | FALSE | TRUE | America/Chicago | 3 | 53950 | 1840002232 | [10 empty] | New LisbonWI
Edwards AFB | Edwards AFB | CA | California | 6029 | Kern | 34.9045 | -117.9295 | 2545 | 57 | polygon | TRUE | TRUE | America/Los_Angeles | 3 | 93523 93524 | 1840073911 | [10 empty] | Edwards AFBCA
Eddyville | Eddyville | KY | Kentucky | 21143 | Lyon | 37.0759 | -88.0769 | 2545 | 142 | polygon | FALSE | TRUE | America/Chicago | 3 | 42038 | 1840013267 | [10 empty] | EddyvilleKY
Burlington | Burlington | KS | Kansas | 20031 | Coffey | 38.1932 | -95.7452 | 2543 | 445 | polygon | FALSE | TRUE | America/Chicago | 3 | 66839 | 1840001664 | [10 empty] | BurlingtonKS
Premont | Premont | TX | Texas | 48249 | Jim Wells | 27.3586 | -98.1244 | 2543 | 574 | polygon | FALSE | TRUE | America/Chicago | 3 | 78375 | 1840021009 | [10 empty] | PremontTX
Maugansville | Maugansville | MD | Maryland | 24043 | Washington | 39.6936 | -77.7472 | 2543 | 401 | polygon | FALSE | FALSE | America/New_York | 3 | 21767 21740 | 1840005608 | [10 empty] | MaugansvilleMD
Jay | Jay | OK | Oklahoma | 40041 | Delaware | 36.4273 | -94.7954 | 2542 | 293 | polygon | FALSE | TRUE | America/Chicago | 3 | 74346 | 1840019046 | [10 empty] | JayOK
Ironton | Ironton | MO | Missouri | 29093 | Iron | 37.5984 | -90.6379 | 2542 | 399 | polygon | FALSE | TRUE | America/Chicago | 3 | 63650 | 1840008716 | [10 empty] | IrontonMO
Jamestown West | Jamestown West | NY | New York | 36013 | Chautauqua | 42.0886 | -79.2811 | 2542 | 389 | polygon | FALSE | TRUE | America/New_York | 3 | 14701 | 1840073698 | [10 empty] | Jamestown WestNY
Nixon | Nixon | TX | Texas | 48177 | Gonzales | 29.2698 | -97.7658 | 2542 | 627 | polygon | FALSE | TRUE | America/Chicago | 3 | 78140 | 1840020954 | [10 empty] | NixonTX
Pine Crest | Pine Crest | TN | Tennessee | 47019 | Carter | 36.2966 | -82.3107 | 2541 | 508 | polygon | FALSE | FALSE | America/New_York | 3 | 37601 | 1840036143 | [10 empty] | Pine CrestTN
Lyford | Lyford | TX | Texas | 48489 | Willacy | 26.4145 | -97.7894 | 2540 | 561 | polygon | FALSE | TRUE | America/Chicago | 3 | 78569 | 1840021034 | [10 empty] | LyfordTX
Selbyville | Selbyville | DE | Delaware | 10005 | Sussex | 38.4631 | -75.2115 | 2540 | 277 | polygon | FALSE | TRUE | America/New_York | 3 | 19975 | 1840006083 | [10 empty] | SelbyvilleDE
Glenville | Glenville | CT | Connecticut | 9001 | Fairfield | 41.0349 | -73.6656 | 2538 | 1325 | polygon | FALSE | FALSE | America/New_York | 3 | 6831 | 1840026282 | [10 empty] | GlenvilleCT
Montpelier | Montpelier | ID | Idaho | 16007 | Bear Lake | 42.326 | -111.2988 | 2538 | 422 | polygon | FALSE | TRUE | America/Boise | 3 | 83254 | 1840020091 | [10 empty] | MontpelierID
Kalona | Kalona | IA | Iowa | 19183 | Washington | 41.4874 | -91.7018 | 2537 | 454 | polygon | FALSE | TRUE | America/Chicago | 3 | 52247 | 1840008210 | [10 empty] | KalonaIA
Leisure Knoll | Leisure Knoll | NJ | New Jersey | 34029 | Ocean | 40.0186 | -74.2908 | 2537 | 1103 | polygon | FALSE | FALSE | America/New_York | 3 | 8759 | 1840033482 | [10 empty] | Leisure KnollNJ
Konterra | Konterra | MD | Maryland | 24033 | Prince George's | 39.0774 | -76.9022 | 2536 | 161 | polygon | FALSE | TRUE | America/New_York | 3 | 20705 20707 | 1840039491 | [10 empty] | KonterraMD
Haw River | Haw River | NC | North Carolina | 37001 | Alamance | 36.0925 | -79.3616 | 2535 | 339 | polygon | FALSE | TRUE | America/New_York | 3 | 27253 27258 27217 | 1840015329 | [10 empty] | Haw RiverNC
Nicholson | Nicholson | MS | Mississippi | 28109 | Pearl River | 30.4866 | -89.6997 | 2534 | 162 | polygon | FALSE | FALSE | America/Chicago | 3 | 39466 | 1840025991 | [10 empty] | NicholsonMS
Spirit Lake | Spirit Lake | ID | Idaho | 16055 | Kootenai | 47.966 | -116.8701 | 2533 | 389 | polygon | FALSE | TRUE | America/Los_Angeles | 3 | 83869 | 1840021098 | [10 empty] | Spirit LakeID
Milton | Milton | WV | West Virginia | 54011 | Cabell | 38.4353 | -82.1376 | 2533 | 639 | polygon | FALSE | TRUE | America/New_York | 3 | 25541 | 1840006212 | [10 empty] | MiltonWV
Lynchburg | Lynchburg | MS | Mississippi | 28033 | DeSoto | 34.9623 | -90.1052 | 2533 | 505 | polygon | FALSE | FALSE | America/Chicago | 3 | 38680 | 1840013543 | [10 empty] | LynchburgMS
Imperial | Imperial | PA | Pennsylvania | 42003 | Allegheny | 40.4537 | -80.2499 | 2533 | 308 | polygon | FALSE | FALSE | America/New_York | 3 | 15126 | 1840026477 | [10 empty] | ImperialPA
Deerfield | Deerfield | WI | Wisconsin | 55025 | Dane | 43.0492 | -89.0762 | 2532 | 451 | polygon | FALSE | TRUE | America/Chicago | 3 | 53531 | 1840002913 | [10 empty] | DeerfieldWI
Piermont | Piermont | NY | New York | 36087 | Rockland | 41.0423 | -73.915 | 2531 | 1449 | polygon | FALSE | TRUE | America/New_York | 3 | 10968 | 1840004982 | [10 empty] | PiermontNY
Wellsburg | Wellsburg | WV | West Virginia | 54009 | Brooke | 40.2811 | -80.6102 | 2530 | 1006 | polygon | FALSE | TRUE | America/New_York | 3 | 26070 | 1840005478 | [10 empty] | WellsburgWV
Coventry Lake | Coventry Lake | CT | Connecticut | 9013 | Tolland | 41.7736 | -72.3287 | 2530 | 334 | polygon | FALSE | FALSE | America/New_York | 3 | 6238 | 1840028597 | [10 empty] | Coventry LakeCT
New Hope | New Hope | PA | Pennsylvania | 42017 | Bucks | 40.3616 | -74.9574 | 2530 | 769 | polygon | FALSE | TRUE | America/New_York | 3 | 18938 | 1840001328 | [10 empty] | New HopePA
Rockledge | Rockledge | PA | Pennsylvania | 42091 | Montgomery | 40.0822 | -75.0898 | 2530 | 2812 | polygon | FALSE | TRUE | America/New_York | 2 | 19046 | 1840001375 | [10 empty] | RockledgePA
Lincolnville | Lincolnville | SC | South Carolina | 45019 | Charleston | 33.0079 | -80.156 | 2529 | 833 | polygon | FALSE | TRUE | America/New_York | 3 | 29485 | 1840017283 | [10 empty] | LincolnvilleSC
Holly Lake Ranch | Holly Lake Ranch | TX | Texas | 48499 | Wood | 32.7125 | -95.2003 | 2529 | 112 | polygon | FALSE | TRUE | America/Chicago | 3 | 75765 | 1840042590 | [10 empty] | Holly Lake RanchTX
Brookville | Brookville | IN | Indiana | 18047 | Franklin | 39.423 | -85.0105 | 2529 | 698 | polygon | FALSE | TRUE | America/Indiana/Indianapolis | 3 | 47012 | 1840009594 | [10 empty] | BrookvilleIN
Owings | Owings | MD | Maryland | 24009 | Calvert | 38.7117 | -76.6055 | 2528 | 247 | polygon | FALSE | FALSE | America/New_York | 3 | 20736 | 1840006145 | [10 empty] | OwingsMD
Nice | Nice | CA | California | 6033 | Lake | 39.1266 | -122.8526 | 2527 | 565 | polygon | FALSE | FALSE | America/Los_Angeles | 3 | 95464 95485 | 1840018803 | [10 empty] | NiceCA
Delmont | Delmont | PA | Pennsylvania | 42129 | Westmoreland | 40.4145 | -79.573 | 2525 | 923 | polygon | FALSE | TRUE | America/New_York | 3 | 15626 | 1840003628 | [10 empty] | DelmontPA
Fredericktown | Fredericktown | OH | Ohio | 39083 | Knox | 40.4784 | -82.5485 | 2525 | 491 | polygon | FALSE | TRUE | America/New_York | 3 | 43019 | 1840001342 | [10 empty] | FredericktownOH
Mays Landing | Mays Landing | NJ | New Jersey | 34001 | Atlantic | 39.4524 | -74.7241 | 2524 | 572 | polygon | FALSE | FALSE | America/New_York | 3 | 8330 | 1840005597 | [10 empty] | Mays LandingNJ
Osburn | Osburn | ID | Idaho | 16079 | Shoshone | 47.5055 | -116.0008 | 2523 | 456 | polygon | FALSE | TRUE | America/Los_Angeles | 3 | 83849 | 1840019799 | [10 empty] | OsburnID
Downs | Downs | IL | Illinois | 17113 | McLean | 40.3988 | -88.8894 | 2523 | 123 | polygon | FALSE | TRUE | America/Chicago | 3 | 61705 61736 | 1840011978 | [10 empty] | DownsIL
Rock Rapids | Rock Rapids | IA | Iowa | 19119 | Lyon | 43.4273 | -96.1662 | 2522 | 229 | polygon | FALSE | TRUE | America/Chicago | 3 | 51246 | 1840009035 | [10 empty] | Rock RapidsIA
York Harbor | York Harbor | ME | Maine | 23031 | York | 43.1435 | -70.649 | 2522 | 303 | polygon | FALSE | FALSE | America/New_York | 3 | 03909 03911 | 1840002677 | [10 empty] | York HarborME
Burlington | Burlington | OH | Ohio | 39087 | Lawrence | 38.4099 | -82.5283 | 2521 | 698 | polygon | FALSE | FALSE | America/New_York | 3 | 45680 | 1840006140 | [10 empty] | BurlingtonOH
Lauderdale | Lauderdale | MN | Minnesota | 27123 | Ramsey | 44.9942 | -93.2026 | 2521 | 2322 | polygon | FALSE | TRUE | America/Chicago | 2 | 55113 55108 | 1840007844 | [10 empty] | LauderdaleMN
Clinton | Clinton | AR | Arkansas | 5141 | Van Buren | 35.5796 | -92.4543 | 2520 | 71 | polygon | FALSE | TRUE | America/Chicago | 3 | 72031 | 1840014529 | [10 empty] | ClintonAR
Sheridan | Sheridan | IL | Illinois | 17099 | LaSalle | 41.5285 | -88.679 | 2520 | 487 | polygon | FALSE | TRUE | America/Chicago | 3 | 60551 | 1840011540 | [10 empty] | SheridanIL
Pantego | Pantego | TX | Texas | 48439 | Tarrant | 32.7147 | -97.154 | 2519 | 977 | polygon | FALSE | TRUE | America/Chicago | 3 | 76013 | 1840023029 | [10 empty] | PantegoTX
Kent Acres | Kent Acres | DE | Delaware | 10001 | Kent | 39.1325 | -75.5161 | 2519 | 1145 | polygon | FALSE | FALSE | America/New_York | 3 | 19901 | 1840028609 | [10 empty] | Kent AcresDE
West Lafayette | West Lafayette | OH | Ohio | 39031 | Coshocton | 40.2761 | -81.7518 | 2519 | 1033 | polygon | FALSE | TRUE | America/New_York | 3 | 43845 | 1840012201 | [10 empty] | West LafayetteOH
Paynesville | Paynesville | MN | Minnesota | 27145 | Stearns | 45.3786 | -94.7216 | 2519 | 422 | polygon | FALSE | TRUE | America/Chicago | 3 | 56362 | 1840008875 | [10 empty] | PaynesvilleMN
Jayuya | Jayuya | PR | Puerto Rico | 72073 | Jayuya | 18.2188 | -66.5967 | 2517 | 2809 | polygon | FALSE | FALSE | America/Puerto_Rico | 2 | 664 | 1630023586 | [10 empty] | JayuyaPR
Le Center | Le Center | MN | Minnesota | 27079 | Le Sueur | 44.3866 | -93.7311 | 2516 | 578 | polygon | FALSE | TRUE | America/Chicago | 3 | 56057 | 1840007886 | [10 empty] | Le CenterMN
North Falmouth | North Falmouth | MA | Massachusetts | 25001 | Barnstable | 41.6395 | -70.626 | 2516 | 249 | polygon | FALSE | FALSE | America/New_York | 3 | 2556 | 1840004759 | [10 empty] | North FalmouthMA
Mabton | Mabton | WA | Washington | 53077 | Yakima | 46.2114 | -119.9938 | 2514 | 1057 | polygon | FALSE | TRUE | America/Los_Angeles | 3 | 98935 | 1840019873 | [10 empty] | MabtonWA
Yardley | Yardley | PA | Pennsylvania | 42017 | Bucks | 40.2408 | -74.8385 | 2514 | 1039 | polygon | FALSE | TRUE | America/New_York | 3 | 19067 | 1840001317 | [10 empty] | YardleyPA
Ahwahnee | Ahwahnee | CA | California | 6039 | Madera | 37.3652 | -119.7194 | 2513 | 96 | polygon | FALSE | FALSE | America/Los_Angeles | 3 | 93601 93644 | 1840025722 | [10 empty] | AhwahneeCA
Derry | Derry | PA | Pennsylvania | 42129 | Westmoreland | 40.3335 | -79.3011 | 2512 | 1256 | polygon | FALSE | TRUE | America/New_York | 3 | 15627 | 1840001133 | [10 empty] | DerryPA
Adamstown | Adamstown | MD | Maryland | 24021 | Frederick | 39.3065 | -77.4668 | 2512 | 294 | polygon | FALSE | FALSE | America/New_York | 3 | 21710 | 1840024448 | [10 empty] | AdamstownMD
Chase City | Chase City | VA | Virginia | 51117 | Mecklenburg | 36.7998 | -78.461 | 2512 | 391 | polygon | FALSE | TRUE | America/New_York | 3 | 23924 | 1840006538 | [10 empty] | Chase CityVA
Poynette | Poynette | WI | Wisconsin | 55021 | Columbia | 43.3922 | -89.4058 | 2510 | 377 | polygon | FALSE | TRUE | America/Chicago | 3 | 53955 | 1840002713 | [10 empty] | PoynetteWI
Idyllwild-Pine Cove | Idyllwild-Pine Cove | CA | California | 6065 | Riverside | 33.7443 | -116.7257 | 2510 | 70 | polygon | FALSE | TRUE | America/Los_Angeles | 3 | 92561 92549 | 1840074173 | [10 empty] | Idyllwild-Pine CoveCA
Commerce | Commerce | OK | Oklahoma | 40115 | Ottawa | 36.9352 | -94.8611 | 2510 | 430 | polygon | FALSE | TRUE | America/Chicago | 3 | 74339 74354 | 1840018984 | [10 empty] | CommerceOK
Rancho Santa Fe | Rancho Santa Fe | CA | California | 6073 | San Diego | 33.024 | -117.1992 | 2510 | 144 | polygon | FALSE | FALSE | America/Los_Angeles | 3 | 92067 | 1840019348 | [10 empty] | Rancho Santa FeCA
Indian Springs | Indian Springs | GA | Georgia | 13047 | Catoosa | 34.9606 | -85.1592 | 2509 | 375 | polygon | FALSE | FALSE | America/New_York | 3 | 30736 | 1840013552 | [10 empty] | Indian SpringsGA
Mission Canyon | Mission Canyon | CA | California | 6083 | Santa Barbara | 34.4534 | -119.7125 | 2508 | 641 | polygon | FALSE | FALSE | America/Los_Angeles | 3 | 93105 | 1840028348 | [10 empty] | Mission CanyonCA
White House Station | White House Station | NJ | New Jersey | 34019 | Hunterdon | 40.6159 | -74.772 | 2508 | 742 | polygon | FALSE | TRUE | America/New_York | 3 | 08833 08889 | 1840033442 | [10 empty] | White House StationNJ
Diamond | Diamond | IL | Illinois | 17063 | Grundy | 41.2852 | -88.2506 | 2506 | 509 | polygon | FALSE | TRUE | America/Chicago | 3 | 60416 | 1840011614 | [10 empty] | DiamondIL
Halls | Halls | TN | Tennessee | 47097 | Lauderdale | 35.8795 | -89.405 | 2506 | 216 | polygon | FALSE | TRUE | America/Chicago | 3 | 38037 38040 | 1840016246 | [10 empty] | HallsTN
Calvert City | Calvert City | KY | Kentucky | 21157 | Marshall | 37.0295 | -88.3603 | 2505 | 54 | polygon | FALSE | TRUE | America/Chicago | 3 | 42044 42029 | 1840013276 | [10 empty] | Calvert CityKY
Sewanee | Sewanee | TN | Tennessee | 47051 | Franklin | 35.1975 | -85.9213 | 2505 | 248 | polygon | FALSE | FALSE | America/Chicago | 3 | 37375 37383 | 1840013478 | [10 empty] | SewaneeTN
Montara | Montara | CA | California | 6081 | San Mateo | 37.5482 | -122.4924 | 2504 | 249 | polygon | FALSE | FALSE | America/Los_Angeles | 3 | 94037 | 1840018922 | [10 empty] | MontaraCA
Overton | Overton | TX | Texas | 48401 | Rusk | 32.276 | -94.9726 | 2503 | 144 | polygon | FALSE | TRUE | America/Chicago | 3 | 75684 | 1840020770 | [10 empty] | OvertonTX
Victor | Victor | ID | Idaho | 16081 | Teton | 43.6015 | -111.1107 | 2503 | 365 | polygon | FALSE | TRUE | America/Boise | 3 | 83455 | 1840021273 | [10 empty] | VictorID
Wrangell | Wrangell | AK | Alaska | 2275 | Wrangell | 56.3317 | -132.0223 | 2502 | 0 | polygon | FALSE | TRUE | America/Sitka | 3 | 99903 99929 | 1840000416 | [10 empty] | WrangellAK
Bunker Hill | Bunker Hill | OR | Oregon | 41011 | Coos | 43.3502 | -124.2082 | 2501 | 661 | polygon | FALSE | FALSE | America/Los_Angeles | 3 | 97420 | 1840017442 | [10 empty] | Bunker HillOR
Lake Wynonah | Lake Wynonah | PA | Pennsylvania | 42107 | Schuylkill | 40.5878 | -76.1806 | 2501 | 313 | polygon | FALSE | FALSE | America/New_York | 3 | 17922 | 1840035383 | [10 empty] | Lake WynonahPA
Coats | Coats | NC | North Carolina | 37085 | Harnett | 35.407 | -78.6685 | 2500 | 683 | polygon | FALSE | TRUE | America/New_York | 3 | 27521 | 1840016327 | [10 empty] | CoatsNC
Alderson | Alderson | WV | West Virginia | 54025 | Greenbrier | 37.7277 | -80.6436 | 2500 | 485 | polygon | FALSE | TRUE | America/New_York | 3 | 24910 | 1840006288 | [10 empty] | AldersonWV
Covington | Covington | IN | Indiana | 18045 | Fountain | 40.1406 | -87.3913 | 2500 | 846 | polygon | FALSE | TRUE | America/Indiana/Indianapolis | 3 | 47932 | 1840007243 | [10 empty] | CovingtonIN
Toftrees | Toftrees | PA | Pennsylvania | 42027 | Centre | 40.8249 | -77.885 | 2500 | 1044 | polygon | FALSE | FALSE | America/New_York | 3 | 16803 | 1840035453 | [10 empty] | ToftreesPA
Country Club | Country Club | MO | Missouri | 29003 | Andrew | 39.8388 | -94.8205 | 2497 | 247 | polygon | FALSE | FALSE | America/Chicago | 3 | 64506 64505 | 1840032036 | [10 empty] | Country ClubMO
Clio | Clio | MI | Michigan | 26049 | Genesee | 43.1773 | -83.7355 | 2497 | 870 | polygon | FALSE | TRUE | America/Detroit | 3 | 48420 | 1840002946 | [10 empty] | ClioMI
Gibsonburg | Gibsonburg | OH | Ohio | 39143 | Sandusky | 41.3875 | -83.3216 | 2496 | 416 | polygon | FALSE | TRUE | America/New_York | 3 | 43431 | 1840011601 | [10 empty] | GibsonburgOH
Geneva | Geneva | FL | Florida | 12117 | Seminole | 28.7377 | -81.1143 | 2496 | 83 | polygon | FALSE | FALSE | America/New_York | 3 | 32732 | 1840014069 | [10 empty] | GenevaFL
Lake Crystal | Lake Crystal | MN | Minnesota | 27013 | Blue Earth | 44.1054 | -94.2188 | 2495 | 558 | polygon | FALSE | TRUE | America/Chicago | 3 | 56055 | 1840007905 | [10 empty] | Lake CrystalMN
Charleston | Charleston | MS | Mississippi | 28135 | Tallahatchie | 34.0075 | -90.0552 | 2494 | 531 | polygon | FALSE | TRUE | America/Chicago | 3 | 38921 | 1840014746 | [10 empty] | CharlestonMS
Tainter Lake | Tainter Lake | WI | Wisconsin | 55033 | Dunn | 44.9882 | -91.8437 | 2494 | 51 | polygon | FALSE | FALSE | America/Chicago | 3 | 54751 54730 | 1840004024 | [10 empty] | Tainter LakeWI
Silver Lake | Silver Lake | OH | Ohio | 39153 | Summit | 41.1593 | -81.4605 | 2494 | 676 | polygon | FALSE | TRUE | America/New_York | 3 | 44224 | 1840000802 | [10 empty] | Silver LakeOH
AntÃ³n RuÃ­z | Anton Ruiz | PR | Puerto Rico | 72069 | Humacao | 18.1883 | -65.8079 | 2493 | 2169 | polygon | FALSE | FALSE | America/Puerto_Rico | 2 | 791 | 1630035459 | [10 empty] | AntÃ³n RuÃ­zPR
West Branch | West Branch | IA | Iowa | 19031 | Cedar | 41.6662 | -91.3442 | 2492 | 376 | polygon | FALSE | TRUE | America/Chicago | 3 | 52358 | 1840010174 | [10 empty] | West BranchIA
Raoul | Raoul | GA | Georgia | 13137 | Habersham | 34.4548 | -83.5995 | 2492 | 480 | polygon | FALSE | FALSE | America/New_York | 3 | 30510 | 1840013577 | [10 empty] | RaoulGA
State Line | State Line | PA | Pennsylvania | 42055 | Franklin | 39.7329 | -77.7247 | 2491 | 351 | polygon | FALSE | FALSE | America/New_York | 3 | 17263 17268 17225 | 1840026534 | [10 empty] | State LinePA
Matoaca | Matoaca | VA | Virginia | 51041 | Chesterfield | 37.2313 | -77.4679 | 2490 | 374 | polygon | FALSE | FALSE | America/New_York | 3 | 23803 | 1840006411 | [10 empty] | MatoacaVA
Oakland City | Oakland City | IN | Indiana | 18051 | Gibson | 38.3378 | -87.3494 | 2489 | 909 | polygon | FALSE | TRUE | America/Indiana/Petersburg | 3 | 47660 | 1840008645 | [10 empty] | Oakland CityIN
Pottsboro | Pottsboro | TX | Texas | 48181 | Grayson | 33.7708 | -96.6714 | 2489 | 294 | polygon | FALSE | TRUE | America/Chicago | 3 | 75076 | 1840021959 | [10 empty] | PottsboroTX
St. Hedwig | St. Hedwig | TX | Texas | 48029 | Bexar | 29.4197 | -98.2046 | 2488 | 32 | polygon | FALSE | TRUE | America/Chicago | 3 | 78152 78101 | 1840022050 | [10 empty] | St. HedwigTX
South Hutchinson | South Hutchinson | KS | Kansas | 20155 | Reno | 38.0278 | -97.9428 | 2488 | 337 | polygon | FALSE | TRUE | America/Chicago | 3 | 67505 67504 | 1840009762 | [10 empty] | South HutchinsonKS
Quanah | Quanah | TX | Texas | 48197 | Hardeman | 34.2954 | -99.7429 | 2487 | 276 | polygon | FALSE | TRUE | America/Chicago | 3 | 79252 | 1840020530 | [10 empty] | QuanahTX
Long Neck | Long Neck | DE | Delaware | 10005 | Sussex | 38.62 | -75.1511 | 2487 | 386 | polygon | FALSE | FALSE | America/New_York | 3 | 19966 | 1840028617 | [10 empty] | Long NeckDE
The Hills | The Hills | TX | Texas | 48453 | Travis | 30.3465 | -97.9864 | 2487 | 883 | polygon | FALSE | TRUE | America/Chicago | 3 | 78738 | 1840023146 | [10 empty] | The HillsTX
Isle of Hope | Isle of Hope | GA | Georgia | 13051 | Chatham | 31.9848 | -81.0532 | 2487 | 489 | polygon | FALSE | FALSE | America/New_York | 3 | 31406 | 1840013837 | [10 empty] | Isle of HopeGA
Gambier | Gambier | OH | Ohio | 39083 | Knox | 40.3764 | -82.3949 | 2486 | 1025 | polygon | FALSE | TRUE | America/New_York | 3 | 43022 | 1840012140 | [10 empty] | GambierOH
RÃ­o Lajas | Rio Lajas | PR | Puerto Rico | 72051 | Dorado | 18.397 | -66.2643 | 2485 | 635 | polygon | FALSE | FALSE | America/Puerto_Rico | 3 | 646 | 1630035564 | [10 empty] | RÃ­o LajasPR
Hart | Hart | MI | Michigan | 26127 | Oceana | 43.6972 | -86.3639 | 2485 | 569 | polygon | FALSE | TRUE | America/Detroit | 3 | 49420 | 1840002662 | [10 empty] | HartMI
Spring Lake | Spring Lake | MI | Michigan | 26139 | Ottawa | 43.0733 | -86.1944 | 2485 | 767 | polygon | FALSE | TRUE | America/Detroit | 3 | 49456 | 1840011010 | [10 empty] | Spring LakeMI
Wautoma | Wautoma | WI | Wisconsin | 55137 | Waushara | 44.0669 | -89.2915 | 2485 | 296 | polygon | FALSE | TRUE | America/Chicago | 3 | 54982 | 1840002235 | [10 empty] | WautomaWI
Bono | Bono | AR | Arkansas | 5031 | Craighead | 35.9112 | -90.8009 | 2484 | 360 | polygon | FALSE | TRUE | America/Chicago | 3 | 72416 | 1840013396 | [10 empty] | BonoAR
South Congaree | South Congaree | SC | South Carolina | 45063 | Lexington | 33.9094 | -81.1375 | 2484 | 291 | polygon | FALSE | TRUE | America/New_York | 3 | 29170 29172 | 1840017968 | [10 empty] | South CongareeSC
Osceola | Osceola | IN | Indiana | 18141 | St. Joseph | 41.6647 | -86.0787 | 2484 | 707 | polygon | FALSE | TRUE | America/Indiana/Indianapolis | 3 | 46561 | 1840009245 | [10 empty] | OsceolaIN
San JosÃ© | San Jose | PR | Puerto Rico | 72137 | Toa Baja | 18.4029 | -66.2492 | 2483 | 838 | polygon | FALSE | FALSE | America/Puerto_Rico | 3 | 949 | 1630023734 | [10 empty] | San JosÃ©PR
South Sumter | South Sumter | SC | South Carolina | 45085 | Sumter | 33.8855 | -80.3378 | 2482 | 401 | polygon | FALSE | FALSE | America/New_York | 3 | 29150 | 1840035799 | [10 empty] | South SumterSC
Lincoln | Lincoln | AR | Arkansas | 5143 | Washington | 35.949 | -94.4174 | 2481 | 335 | polygon | FALSE | TRUE | America/Chicago | 3 | 72744 | 1840015335 | [10 empty] | LincolnAR
Walnut Hill | Walnut Hill | TN | Tennessee | 47163 | Sullivan | 36.5679 | -82.2655 | 2481 | 232 | polygon | FALSE | FALSE | America/New_York | 3 | 37620 | 1840013299 | [10 empty] | Walnut HillTN
Cumings | Cumings | TX | Texas | 48157 | Fort Bend | 29.5836 | -95.7966 | 2481 | 525 | polygon | FALSE | FALSE | America/Chicago | 3 | 77471 | 1840019641 | [10 empty] | CumingsTX
Brooks | Brooks | KY | Kentucky | 21029 | Bullitt | 38.0656 | -85.7178 | 2481 | 260 | polygon | FALSE | FALSE | America/New_York | 3 | 40229 40109 40165 | 1840013215 | [10 empty] | BrooksKY
Essex Village | Essex Village | CT | Connecticut | 9007 | Middlesex | 41.3552 | -72.391 | 2480 | 271 | polygon | FALSE | TRUE | America/New_York | 3 | 6426 | 1840073295 | [10 empty] | Essex VillageCT
Richwood | Richwood | OH | Ohio | 39159 | Union | 40.4277 | -83.2955 | 2480 | 763 | polygon | FALSE | TRUE | America/New_York | 3 | 43344 | 1840012171 | [10 empty] | RichwoodOH
West Newton | West Newton | PA | Pennsylvania | 42129 | Westmoreland | 40.2094 | -79.77 | 2480 | 923 | polygon | FALSE | TRUE | America/New_York | 3 | 15089 | 1840001165 | [10 empty] | West NewtonPA
Bentleyville | Bentleyville | PA | Pennsylvania | 42125 | Washington | 40.1178 | -80.0044 | 2480 | 259 | polygon | FALSE | TRUE | America/New_York | 3 | 15314 | 1840003640 | [10 empty] | BentleyvillePA
Bourg | Bourg | LA | Louisiana | 22109 | Terrebonne | 29.557 | -90.6064 | 2479 | 169 | polygon | FALSE | FALSE | America/Chicago | 3 | 70343 | 1840025140 | [10 empty] | BourgLA
Hudson Oaks | Hudson Oaks | TX | Texas | 48367 | Parker | 32.7508 | -97.6999 | 2479 | 309 | polygon | FALSE | TRUE | America/Chicago | 3 | 76087 | 1840020691 | [10 empty] | Hudson OaksTX
Bayou La Batre | Bayou La Batre | AL | Alabama | 1097 | Mobile | 30.4126 | -88.261 | 2479 | 127 | polygon | FALSE | TRUE | America/Chicago | 3 | 36544 36509 | 1840013897 | [10 empty] | Bayou La BatreAL
Lennox | Lennox | SD | South Dakota | 46083 | Lincoln | 43.3479 | -96.8939 | 2479 | 609 | polygon | FALSE | TRUE | America/Chicago | 3 | 57039 | 1840002847 | [10 empty] | LennoxSD
Beverly | Beverly | NJ | New Jersey | 34005 | Burlington | 40.0652 | -74.9221 | 2479 | 1768 | polygon | FALSE | TRUE | America/New_York | 3 | 8010 | 1840001475 | [10 empty] | BeverlyNJ
Telluride | Telluride | CO | Colorado | 8113 | San Miguel | 37.9364 | -107.8269 | 2479 | 430 | polygon | FALSE | TRUE | America/Denver | 3 | 81435 | 1840022536 | [10 empty] | TellurideCO
Aromas | Aromas | CA | California | 6069 | San Benito | 36.8771 | -121.6404 | 2479 | 202 | polygon | FALSE | FALSE | America/Los_Angeles | 3 | 95004 | 1840017680 | [10 empty] | AromasCA
Galva | Galva | IL | Illinois | 17073 | Henry | 41.1689 | -90.0375 | 2478 | 347 | polygon | FALSE | TRUE | America/Chicago | 3 | 61434 | 1840008204 | [10 empty] | GalvaIL
Conrad | Conrad | MT | Montana | 30073 | Pondera | 48.1741 | -111.9466 | 2477 | 750 | polygon | FALSE | TRUE | America/Denver | 3 | 59425 | 1840018371 | [10 empty] | ConradMT
Versailles | Versailles | MO | Missouri | 29141 | Morgan | 38.4332 | -92.8453 | 2477 | 410 | polygon | FALSE | TRUE | America/Chicago | 3 | 65084 | 1840010776 | [10 empty] | VersaillesMO
Chesterfield | Chesterfield | IN | Indiana | 18095 | Madison | 40.113 | -85.5943 | 2477 | 695 | polygon | FALSE | TRUE | America/Indiana/Indianapolis | 3 | 46017 | 1840009437 | [10 empty] | ChesterfieldIN
Trinity | Trinity | AL | Alabama | 1103 | Morgan | 34.6012 | -87.0818 | 2477 | 193 | polygon | FALSE | TRUE | America/Chicago | 3 | 35673 | 1840016612 | [10 empty] | TrinityAL
Hebron | Hebron | OH | Ohio | 39089 | Licking | 39.9644 | -82.4898 | 2477 | 322 | polygon | FALSE | TRUE | America/New_York | 3 | 43025 | 1840012330 | [10 empty] | HebronOH
Kenilworth | Kenilworth | IL | Illinois | 17031 | Cook | 42.0888 | -87.7144 | 2475 | 1570 | polygon | FALSE | TRUE | America/Chicago | 3 | 60043 | 1840011254 | [10 empty] | KenilworthIL
Casselton | Casselton | ND | North Dakota | 38017 | Cass | 46.8972 | -97.2129 | 2475 | 489 | polygon | FALSE | TRUE | America/Chicago | 3 | 58012 | 1840000175 | [10 empty] | CasseltonND
Cannon AFB | Cannon AFB | NM | New Mexico | 35009 | Curry | 34.3885 | -103.3185 | 2475 | 162 | polygon | TRUE | TRUE | America/Denver | 3 | 88101 88103 | 1840073903 | [10 empty] | Cannon AFBNM
Orchard Lake Village | Orchard Lake Village | MI | Michigan | 26125 | Oakland | 42.5859 | -83.3756 | 2473 | 398 | polygon | FALSE | TRUE | America/Detroit | 3 | 48323 48324 | 1840072998 | [10 empty] | Orchard Lake VillageMI
Wabasha | Wabasha | MN | Minnesota | 27157 | Wabasha | 44.3707 | -92.042 | 2473 | 116 | polygon | FALSE | TRUE | America/Chicago | 3 | 55981 | 1840010023 | [10 empty] | WabashaMN
Elm Springs | Elm Springs | AR | Arkansas | 5143 | Washington | 36.2069 | -94.2366 | 2472 | 166 | polygon | FALSE | TRUE | America/Chicago | 3 | 72762 72728 | 1840013366 | [10 empty] | Elm SpringsAR
Lake Katrine | Lake Katrine | NY | New York | 36111 | Ulster | 41.9863 | -73.9895 | 2472 | 423 | polygon | FALSE | FALSE | America/New_York | 3 | 12449 | 1840004719 | [10 empty] | Lake KatrineNY
Hoisington | Hoisington | KS | Kansas | 20009 | Barton | 38.518 | -98.7773 | 2472 | 822 | polygon | FALSE | TRUE | America/Chicago | 3 | 67544 | 1840001657 | [10 empty] | HoisingtonKS
Phillipsburg | Phillipsburg | KS | Kansas | 20147 | Phillips | 39.7512 | -99.321 | 2471 | 556 | polygon | FALSE | TRUE | America/Chicago | 3 | 67661 | 1840000725 | [10 empty] | PhillipsburgKS
Ranger | Ranger | TX | Texas | 48133 | Eastland | 32.4693 | -98.6751 | 2469 | 136 | polygon | FALSE | TRUE | America/Chicago | 3 | 76470 | 1840020766 | [10 empty] | RangerTX
Midland | Midland | PA | Pennsylvania | 42007 | Beaver | 40.6373 | -80.4565 | 2469 | 526 | polygon | FALSE | TRUE | America/New_York | 3 | 15059 | 1840003588 | [10 empty] | MidlandPA
Surf City | Surf City | NC | North Carolina | 37141 | Pender | 34.4346 | -77.5644 | 2469 | 126 | polygon | FALSE | TRUE | America/New_York | 3 | 28445 28443 | 1840016603 | [10 empty] | Surf CityNC
Hudson | Hudson | IA | Iowa | 19013 | Black Hawk | 42.432 | -92.4522 | 2468 | 113 | polygon | FALSE | TRUE | America/Chicago | 3 | 50613 50643 | 1840006947 | [10 empty] | HudsonIA
Charleston | Charleston | AR | Arkansas | 5047 | Franklin | 35.2954 | -94.0461 | 2467 | 228 | polygon | FALSE | TRUE | America/Chicago | 3 | 72933 | 1840014530 | [10 empty] | CharlestonAR
Greenville | Greenville | DE | Delaware | 10003 | New Castle | 39.7783 | -75.6049 | 2467 | 347 | polygon | FALSE | FALSE | America/New_York | 3 | 19807 | 1840005572 | [10 empty] | GreenvilleDE
Wallace | Wallace | FL | Florida | 12113 | Santa Rosa | 30.6746 | -87.1996 | 2467 | 80 | polygon | FALSE | FALSE | America/Chicago | 3 | 32571 | 1840027010 | [10 empty] | WallaceFL
Nicoma Park | Nicoma Park | OK | Oklahoma | 40109 | Oklahoma | 35.4912 | -97.3254 | 2467 | 285 | polygon | FALSE | TRUE | America/Chicago | 3 | 73020 73141 73066 | 1840020427 | [10 empty] | Nicoma ParkOK
Marengo | Marengo | IA | Iowa | 19095 | Iowa | 41.7961 | -92.0675 | 2466 | 450 | polygon | FALSE | TRUE | America/Chicago | 3 | 52301 | 1840008154 | [10 empty] | MarengoIA
Gloucester Courthouse | Gloucester Courthouse | VA | Virginia | 51073 | Gloucester | 37.4053 | -76.526 | 2466 | 136 | polygon | FALSE | FALSE | America/New_York | 3 | 23061 | 1840037468 | [10 empty] | Gloucester CourthouseVA
Olmos Park | Olmos Park | TX | Texas | 48029 | Bexar | 29.4749 | -98.4867 | 2466 | 1533 | polygon | FALSE | TRUE | America/Chicago | 3 | 78212 | 1840020961 | [10 empty] | Olmos ParkTX
Stonewall | Stonewall | LA | Louisiana | 22031 | De Soto | 32.2715 | -93.81 | 2465 | 111 | polygon | FALSE | TRUE | America/Chicago | 3 | 71078 | 1840017014 | [10 empty] | StonewallLA
Mineral Point | Mineral Point | WI | Wisconsin | 55049 | Iowa | 42.8632 | -90.1814 | 2465 | 309 | polygon | FALSE | TRUE | America/Chicago | 3 | 53565 | 1840002961 | [10 empty] | Mineral PointWI
Belleville | Belleville | WI | Wisconsin | 55025 | Dane | 42.8643 | -89.5402 | 2463 | 599 | polygon | FALSE | TRUE | America/Chicago | 3 | 53508 | 1840002906 | [10 empty] | BellevilleWI
Strafford | Strafford | MO | Missouri | 29077 | Greene | 37.2691 | -93.1177 | 2460 | 301 | polygon | FALSE | TRUE | America/Chicago | 3 | 65757 | 1840009905 | [10 empty] | StraffordMO
Rancho Viejo | Rancho Viejo | TX | Texas | 48061 | Cameron | 26.0361 | -97.5568 | 2460 | 481 | polygon | FALSE | TRUE | America/Chicago | 3 | 78575 | 1840022262 | [10 empty] | Rancho ViejoTX
New Egypt | New Egypt | NJ | New Jersey | 34029 | Ocean | 40.0644 | -74.5284 | 2460 | 239 | polygon | FALSE | FALSE | America/New_York | 3 | 8533 | 1840005531 | [10 empty] | New EgyptNJ
Geneva | Geneva | WA | Washington | 53073 | Whatcom | 48.7461 | -122.4064 | 2460 | 896 | polygon | FALSE | FALSE | America/Los_Angeles | 3 | 98229 | 1840017291 | [10 empty] | GenevaWA
Windy Hills | Windy Hills | KY | Kentucky | 21111 | Jefferson | 38.2702 | -85.6378 | 2459 | 1031 | polygon | FALSE | TRUE | America/New_York | 3 | 40207 | 1840015202 | [10 empty] | Windy HillsKY
Gastonville | Gastonville | PA | Pennsylvania | 42125 | Washington | 40.2669 | -80.0095 | 2459 | 348 | polygon | FALSE | FALSE | America/New_York | 3 | 15332 15336 | 1840005435 | [10 empty] | GastonvillePA
Weatherly | Weatherly | PA | Pennsylvania | 42025 | Carbon | 40.942 | -75.821 | 2458 | 318 | polygon | FALSE | TRUE | America/New_York | 3 | 18255 | 1840035248 | [10 empty] | WeatherlyPA
Carthage | Carthage | IL | Illinois | 17067 | Hancock | 40.4143 | -91.1276 | 2457 | 380 | polygon | FALSE | TRUE | America/Chicago | 3 | 62321 | 1840007219 | [10 empty] | CarthageIL
Warren AFB | Warren AFB | WY | Wyoming | 56021 | Laramie | 41.1488 | -104.8618 | 2456 | 197 | polygon | TRUE | TRUE | America/Denver | 3 | 82005 82001 | 1840074698 | [10 empty] | Warren AFBWY
Oliver | Oliver | PA | Pennsylvania | 42051 | Fayette | 39.9153 | -79.7213 | 2456 | 426 | polygon | FALSE | FALSE | America/New_York | 3 | 15472 15401 | 1840005540 | [10 empty] | OliverPA
Fennimore | Fennimore | WI | Wisconsin | 55043 | Grant | 42.9793 | -90.6492 | 2456 | 549 | polygon | FALSE | TRUE | America/Chicago | 3 | 53809 | 1840002968 | [10 empty] | FennimoreWI
Bellevue | Bellevue | ID | Idaho | 16013 | Blaine | 43.4685 | -114.2551 | 2456 | 644 | polygon | FALSE | TRUE | America/Boise | 3 | 83313 | 1840018633 | [10 empty] | BellevueID
Goldsby | Goldsby | OK | Oklahoma | 40087 | McClain | 35.1304 | -97.4779 | 2454 | 36 | polygon | FALSE | TRUE | America/Chicago | 3 | 73093 73072 | 1840021810 | [10 empty] | GoldsbyOK
Liberty | Liberty | PA | Pennsylvania | 42003 | Allegheny | 40.3244 | -79.8589 | 2454 | 662 | polygon | FALSE | TRUE | America/New_York | 3 | 15133 | 1840001241 | [10 empty] | LibertyPA
Window Rock | Window Rock | AZ | Arizona | 4001 | Apache | 35.6705 | -109.0639 | 2454 | 179 | polygon | FALSE | FALSE | America/Denver | 3 | 86515 | 1840019005 | [10 empty] | Window RockAZ
Avilla | Avilla | IN | Indiana | 18113 | Noble | 41.3637 | -85.2317 | 2454 | 554 | polygon | FALSE | TRUE | America/Indiana/Indianapolis | 3 | 46710 | 1840010253 | [10 empty] | AvillaIN
Fairmont City | Fairmont City | IL | Illinois | 17163 | St. Clair | 38.6504 | -90.1025 | 2453 | 152 | polygon | FALSE | TRUE | America/Chicago | 3 | 62204 62201 62071 | 1840012869 | [10 empty] | Fairmont CityIL
Grissom AFB | Grissom AFB | IN | Indiana | 18103 | Miami | 40.6585 | -86.148 | 2453 | 237 | polygon | TRUE | TRUE | America/Indiana/Indianapolis | 3 | 46970 46914 46971 | 1840073761 | [10 empty] | Grissom AFBIN
Alianza | Alianza | PR | Puerto Rico | 72027 | Camuy | 18.4533 | -66.8556 | 2453 | 946 | polygon | FALSE | FALSE | America/Puerto_Rico | 3 | 627 | 1630027033 | [10 empty] | AlianzaPR
H. Rivera ColÃ³n | H. Rivera Colon | PR | Puerto Rico | 72135 | Toa Alta | 18.3482 | -66.2733 | 2453 | 1429 | polygon | FALSE | FALSE | America/Puerto_Rico | 3 | 953 | 1630035482 | [10 empty] | H. Rivera ColÃ³nPR
Harriman | Harriman | NY | New York | 36071 | Orange | 41.3088 | -74.1444 | 2452 | 942 | polygon | FALSE | TRUE | America/New_York | 3 | 10926 | 1840004870 | [10 empty] | HarrimanNY
Ross | Ross | CA | California | 6041 | Marin | 37.9638 | -122.5615 | 2451 | 608 | polygon | FALSE | TRUE | America/Los_Angeles | 3 | 94960 94904 94957 | 1840021515 | [10 empty] | RossCA
Middletown | Middletown | IN | Indiana | 18065 | Henry | 40.0596 | -85.5422 | 2451 | 753 | polygon | FALSE | TRUE | America/Indiana/Indianapolis | 3 | 47356 | 1840009482 | [10 empty] | MiddletownIN
Parksdale | Parksdale | CA | California | 6039 | Madera | 36.9465 | -120.0212 | 2451 | 544 | polygon | FALSE | FALSE | America/Los_Angeles | 3 | 93638 | 1840028393 | [10 empty] | ParksdaleCA
Lomira | Lomira | WI | Wisconsin | 55027 | Dodge | 43.5944 | -88.442 | 2450 | 442 | polygon | FALSE | TRUE | America/Chicago | 3 | 53048 | 1840002740 | [10 empty] | LomiraWI
Norwood | Norwood | NC | North Carolina | 37167 | Stanly | 35.2336 | -80.1146 | 2449 | 208 | polygon | FALSE | TRUE | America/New_York | 3 | 28128 | 1840016367 | [10 empty] | NorwoodNC
Newmanstown | Newmanstown | PA | Pennsylvania | 42075 | Lebanon | 40.3514 | -76.2117 | 2449 | 429 | polygon | FALSE | FALSE | America/New_York | 3 | 17073 | 1840005428 | [10 empty] | NewmanstownPA
Winters | Winters | TX | Texas | 48399 | Runnels | 31.9564 | -99.9293 | 2448 | 401 | polygon | FALSE | TRUE | America/Chicago | 3 | 79567 | 1840022132 | [10 empty] | WintersTX
Lakeview Estates | Lakeview Estates | GA | Georgia | 13247 | Rockdale | 33.7046 | -84.0367 | 2446 | 1857 | polygon | FALSE | FALSE | America/New_York | 3 | 30012 | 1840029280 | [10 empty] | Lakeview EstatesGA
Blue Mound | Blue Mound | TX | Texas | 48439 | Tarrant | 32.8543 | -97.3383 | 2445 | 1870 | polygon | FALSE | TRUE | America/Chicago | 3 | 76131 | 1840019426 | [10 empty] | Blue MoundTX
Hawarden | Hawarden | IA | Iowa | 19167 | Sioux | 43.0015 | -96.4829 | 2444 | 339 | polygon | FALSE | TRUE | America/Chicago | 3 | 51023 | 1840006871 | [10 empty] | HawardenIA
Woodside | Woodside | PA | Pennsylvania | 42017 | Bucks | 40.2305 | -74.8607 | 2444 | 922 | polygon | FALSE | FALSE | America/New_York | 3 | 19067 | 1840133907 | [10 empty] | WoodsidePA
Combine | Combine | TX | Texas | 48257 | Kaufman | 32.5912 | -96.5183 | 2442 | 127 | polygon | FALSE | TRUE | America/Chicago | 3 | 75159 | 1840019451 | [10 empty] | CombineTX
Rural Hill | Rural Hill | TN | Tennessee | 47189 | Wilson | 36.1164 | -86.5152 | 2441 | 232 | polygon | FALSE | FALSE | America/Chicago | 3 | 37076 37122 | 1840013351 | [10 empty] | Rural HillTN
Belle Plaine | Belle Plaine | IA | Iowa | 19011 | Benton | 41.8954 | -92.2751 | 2440 | 296 | polygon | FALSE | TRUE | America/Chicago | 3 | 52208 | 1840000468 | [10 empty] | Belle PlaineIA
Monroe City | Monroe City | MO | Missouri | 29137 | Monroe | 39.6542 | -91.7328 | 2438 | 311 | polygon | FALSE | TRUE | America/Chicago | 3 | 63456 | 1840008451 | [10 empty] | Monroe CityMO
Kentwood | Kentwood | LA | Louisiana | 22105 | Tangipahoa | 30.9339 | -90.5153 | 2436 | 132 | polygon | FALSE | TRUE | America/Chicago | 3 | 70444 | 1840017154 | [10 empty] | KentwoodLA
Trucksville | Trucksville | PA | Pennsylvania | 42079 | Luzerne | 41.3101 | -75.9281 | 2436 | 541 | polygon | FALSE | FALSE | America/New_York | 3 | 18708 | 1840035227 | [10 empty] | TrucksvillePA
Shadow Lake | Shadow Lake | WA | Washington | 53033 | King | 47.4017 | -122.0764 | 2434 | 180 | polygon | FALSE | TRUE | America/Los_Angeles | 3 | 98058 98038 | 1840042051 | [10 empty] | Shadow LakeWA
Claryville | Claryville | KY | Kentucky | 21037 | Campbell | 38.9141 | -84.4103 | 2432 | 135 | polygon | FALSE | FALSE | America/New_York | 3 | 41001 | 1840030406 | [10 empty] | ClaryvilleKY
Morgantown | Morgantown | KY | Kentucky | 21031 | Butler | 37.2173 | -86.7001 | 2431 | 282 | polygon | FALSE | TRUE | America/Chicago | 3 | 42261 | 1840014380 | [10 empty] | MorgantownKY
Deltana | Deltana | AK | Alaska | 2240 | Southeast Fairbanks | 63.8724 | -145.2158 | 2430 | 1 | polygon | FALSE | TRUE | America/Anchorage | 3 | 99737 99731 | 1840075067 | [10 empty] | DeltanaAK
Inman | Inman | SC | South Carolina | 45083 | Spartanburg | 35.0465 | -82.09 | 2430 | 592 | polygon | FALSE | TRUE | America/New_York | 3 | 29349 | 1840014615 | [10 empty] | InmanSC
Wyldwood | Wyldwood | TX | Texas | 48021 | Bastrop | 30.1299 | -97.4801 | 2430 | 77 | polygon | FALSE | FALSE | America/Chicago | 3 | 78612 | 1840019602 | [10 empty] | WyldwoodTX
Stormstown | Stormstown | PA | Pennsylvania | 42027 | Centre | 40.789 | -78.0191 | 2429 | 117 | polygon | FALSE | FALSE | America/New_York | 3 | 16870 | 1840005168 | [10 empty] | StormstownPA
Wayne | Wayne | IL | Illinois | 17043 | DuPage | 41.9494 | -88.2584 | 2429 | 162 | polygon | FALSE | TRUE | America/Chicago | 3 | 60184 | 1840011413 | [10 empty] | WayneIL
Maynardville | Maynardville | TN | Tennessee | 47173 | Union | 36.247 | -83.8057 | 2428 | 173 | polygon | FALSE | TRUE | America/New_York | 3 | 37807 | 1840015305 | [10 empty] | MaynardvilleTN
Taylor | Taylor | AL | Alabama | 1069 | Houston | 31.1658 | -85.4697 | 2428 | 129 | polygon | FALSE | TRUE | America/Chicago | 3 | 36301 36305 | 1840017133 | [10 empty] | TaylorAL
Bella Vista | Bella Vista | CA | California | 6089 | Shasta | 40.6502 | -122.245 | 2427 | 42 | polygon | FALSE | FALSE | America/Los_Angeles | 3 | 96008 96003 | 1840022392 | [10 empty] | Bella VistaCA
Lavaca | Lavaca | AR | Arkansas | 5131 | Sebastian | 35.3341 | -94.1799 | 2427 | 421 | polygon | FALSE | TRUE | America/Chicago | 3 | 72941 | 1840014577 | [10 empty] | LavacaAR
Woodside East | Woodside East | DE | Delaware | 10001 | Kent | 39.0676 | -75.5376 | 2427 | 546 | polygon | FALSE | TRUE | America/New_York | 3 | 19943 19962 | 1840073744 | [10 empty] | Woodside EastDE
Cathcart | Cathcart | WA | Washington | 53061 | Snohomish | 47.8525 | -122.1058 | 2426 | 242 | polygon | FALSE | FALSE | America/Los_Angeles | 3 | 98296 | 1840017324 | [10 empty] | CathcartWA
Cave City | Cave City | KY | Kentucky | 21009 | Barren | 37.14 | -85.9646 | 2426 | 212 | polygon | FALSE | TRUE | America/Chicago | 3 | 42127 | 1840014394 | [10 empty] | Cave CityKY
Fall City | Fall City | WA | Washington | 53033 | King | 47.5717 | -121.9134 | 2426 | 330 | polygon | FALSE | FALSE | America/Los_Angeles | 3 | 98024 | 1840017342 | [10 empty] | Fall CityWA
Collins | Collins | MS | Mississippi | 28031 | Covington | 31.6469 | -89.5669 | 2425 | 117 | polygon | FALSE | TRUE | America/Chicago | 3 | 39428 | 1840014948 | [10 empty] | CollinsMS
Pleasant Ridge | Pleasant Ridge | MI | Michigan | 26125 | Oakland | 42.4715 | -83.1443 | 2425 | 1662 | polygon | FALSE | TRUE | America/Detroit | 3 | 48069 | 1840002426 | [10 empty] | Pleasant RidgeMI
Melrose Park | Melrose Park | NY | New York | 36011 | Cayuga | 42.9085 | -76.5263 | 2425 | 250 | polygon | FALSE | FALSE | America/New_York | 3 | 13021 | 1840004237 | [10 empty] | Melrose ParkNY
Panorama Village | Panorama Village | TX | Texas | 48339 | Montgomery | 30.3806 | -95.4944 | 2424 | 869 | polygon | FALSE | TRUE | America/Chicago | 3 | 77304 | 1840020887 | [10 empty] | Panorama VillageTX
Ingalls | Ingalls | IN | Indiana | 18095 | Madison | 39.9746 | -85.8148 | 2424 | 317 | polygon | FALSE | TRUE | America/Indiana/Indianapolis | 3 | 46064 46048 46040 | 1840010457 | [10 empty] | IngallsIN
Three Rivers | Three Rivers | CA | California | 6107 | Tulare | 36.4319 | -118.8806 | 2424 | 21 | polygon | FALSE | FALSE | America/Los_Angeles | 3 | 93271 93237 | 1840019038 | [10 empty] | Three RiversCA
Anchorage | Anchorage | KY | Kentucky | 21111 | Jefferson | 38.2689 | -85.5363 | 2423 | 316 | polygon | FALSE | TRUE | America/New_York | 3 | 40223 40233 | 1840013198 | [10 empty] | AnchorageKY
North Zanesville | North Zanesville | OH | Ohio | 39119 | Muskingum | 39.9905 | -81.9982 | 2423 | 263 | polygon | FALSE | FALSE | America/New_York | 3 | 43701 | 1840005538 | [10 empty] | North ZanesvilleOH
Nekoosa | Nekoosa | WI | Wisconsin | 55141 | Wood | 44.3135 | -89.9073 | 2422 | 275 | polygon | FALSE | TRUE | America/Chicago | 3 | 54457 | 1840002338 | [10 empty] | NekoosaWI
Prairie Creek | Prairie Creek | AR | Arkansas | 5007 | Benton | 36.34 | -94.0613 | 2421 | 214 | polygon | FALSE | FALSE | America/Chicago | 3 | 72756 | 1840027774 | [10 empty] | Prairie CreekAR
Midway South | Midway South | TX | Texas | 48215 | Hidalgo | 26.1567 | -98.0209 | 2420 | 900 | polygon | FALSE | TRUE | America/Chicago | 3 | 78537 78596 | 1840073264 | [10 empty] | Midway SouthTX
Marked Tree | Marked Tree | AR | Arkansas | 5111 | Poinsett | 35.5251 | -90.4251 | 2420 | 161 | polygon | FALSE | TRUE | America/Chicago | 3 | 72365 | 1840015405 | [10 empty] | Marked TreeAR
Pinckney | Pinckney | MI | Michigan | 26093 | Livingston | 42.4543 | -83.9457 | 2420 | 579 | polygon | FALSE | TRUE | America/Detroit | 3 | 48169 | 1840011079 | [10 empty] | PinckneyMI
Crownpoint | Crownpoint | NM | New Mexico | 35031 | McKinley | 35.688 | -108.1494 | 2419 | 132 | polygon | FALSE | FALSE | America/Denver | 3 | 87313 | 1840017763 | [10 empty] | CrownpointNM
Waynesboro | Waynesboro | TN | Tennessee | 47181 | Wayne | 35.3236 | -87.7593 | 2419 | 218 | polygon | FALSE | TRUE | America/Chicago | 3 | 38485 | 1840015439 | [10 empty] | WaynesboroTN
Cowpens | Cowpens | SC | South Carolina | 45083 | Spartanburg | 35.0188 | -81.8043 | 2419 | 396 | polygon | FALSE | TRUE | America/New_York | 3 | 29330 | 1840016463 | [10 empty] | CowpensSC
Villa Grove | Villa Grove | IL | Illinois | 17041 | Douglas | 39.8644 | -88.16 | 2418 | 622 | polygon | FALSE | TRUE | America/Chicago | 3 | 61956 | 1840010588 | [10 empty] | Villa GroveIL
Tiburones | Tiburones | PR | Puerto Rico | 72017 | Barceloneta | 18.4382 | -66.5809 | 2417 | 5645 | polygon | FALSE | FALSE | America/Puerto_Rico | 2 | 617 | 1630023650 | [10 empty] | TiburonesPR
Barnum Island | Barnum Island | NY | New York | 36059 | Nassau | 40.605 | -73.6437 | 2416 | 1077 | polygon | FALSE | FALSE | America/New_York | 3 | 11558 | 1840034042 | [10 empty] | Barnum IslandNY
Woodbine | Woodbine | NJ | New Jersey | 34009 | Cape May | 39.2283 | -74.8096 | 2414 | 116 | polygon | FALSE | TRUE | America/New_York | 3 | 8270 | 1840001604 | [10 empty] | WoodbineNJ
Lawson | Lawson | MO | Missouri | 29177 | Ray | 39.436 | -94.2151 | 2414 | 366 | polygon | FALSE | TRUE | America/Chicago | 3 | 64062 | 1840008487 | [10 empty] | LawsonMO
Allyn | Allyn | WA | Washington | 53045 | Mason | 47.3863 | -122.8386 | 2414 | 583 | polygon | FALSE | FALSE | America/Los_Angeles | 3 | 98524 | 1840025251 | [10 empty] | AllynWA
Westmoreland | Westmoreland | TN | Tennessee | 47165 | Sumner | 36.562 | -86.246 | 2413 | 222 | polygon | FALSE | TRUE | America/Chicago | 3 | 37186 | 1840016015 | [10 empty] | WestmorelandTN
Laporte | Laporte | CO | Colorado | 8069 | Larimer | 40.6385 | -105.1444 | 2413 | 152 | polygon | FALSE | FALSE | America/Denver | 3 | 80524 80535 | 1840017498 | [10 empty] | LaporteCO
Shepherd | Shepherd | TX | Texas | 48407 | San Jacinto | 30.491 | -95.0021 | 2413 | 152 | polygon | FALSE | TRUE | America/Chicago | 3 | 77371 | 1840022168 | [10 empty] | ShepherdTX
Breezy Point | Breezy Point | MN | Minnesota | 27035 | Crow Wing | 46.6081 | -94.218 | 2413 | 79 | polygon | FALSE | TRUE | America/Chicago | 3 | 56472 | 1840004002 | [10 empty] | Breezy PointMN
Eddystone | Eddystone | PA | Pennsylvania | 42045 | Delaware | 39.8566 | -75.3342 | 2412 | 936 | polygon | FALSE | TRUE | America/New_York | 3 | 19022 | 1840000697 | [10 empty] | EddystonePA
Houston | Houston | AK | Alaska | 2170 | Matanuska-Susitna | 61.6159 | -149.8003 | 2412 | 38 | polygon | FALSE | TRUE | America/Anchorage | 3 | 99694 99652 | 1840023378 | [10 empty] | HoustonAK
Perryman | Perryman | MD | Maryland | 24025 | Harford | 39.4633 | -76.2115 | 2412 | 169 | polygon | FALSE | FALSE | America/New_York | 3 | 21001 21130 | 1840005663 | [10 empty] | PerrymanMD
Santa Claus | Santa Claus | IN | Indiana | 18147 | Spencer | 38.1168 | -86.9292 | 2411 | 144 | polygon | FALSE | TRUE | America/Chicago | 3 | 47579 | 1840010826 | [10 empty] | Santa ClausIN
Verona | Verona | PA | Pennsylvania | 42003 | Allegheny | 40.505 | -79.8419 | 2411 | 1843 | polygon | FALSE | TRUE | America/New_York | 3 | 15147 | 1840001268 | [10 empty] | VeronaPA
Dalton Gardens | Dalton Gardens | ID | Idaho | 16055 | Kootenai | 47.7328 | -116.7696 | 2410 | 390 | polygon | FALSE | TRUE | America/Los_Angeles | 3 | 83815 | 1840018403 | [10 empty] | Dalton GardensID
Bloomfield | Bloomfield | IN | Indiana | 18055 | Greene | 39.026 | -86.9375 | 2410 | 636 | polygon | FALSE | TRUE | America/Indiana/Indianapolis | 3 | 47424 | 1840009693 | [10 empty] | BloomfieldIN
Spring Valley | Spring Valley | MN | Minnesota | 27045 | Fillmore | 43.6888 | -92.3897 | 2410 | 316 | polygon | FALSE | TRUE | America/Chicago | 3 | 55975 | 1840009010 | [10 empty] | Spring ValleyMN
Arlington Heights | Arlington Heights | WA | Washington | 53061 | Snohomish | 48.2119 | -122.063 | 2410 | 110 | polygon | FALSE | FALSE | America/Los_Angeles | 3 | 98223 | 1840037743 | [10 empty] | Arlington HeightsWA
Neillsville | Neillsville | WI | Wisconsin | 55019 | Clark | 44.5605 | -90.5905 | 2409 | 338 | polygon | FALSE | TRUE | America/Chicago | 3 | 54456 | 1840002255 | [10 empty] | NeillsvilleWI
Monticello | Monticello | FL | Florida | 12065 | Jefferson | 30.5423 | -83.8721 | 2409 | 231 | polygon | FALSE | TRUE | America/New_York | 3 | 32344 32345 | 1840015025 | [10 empty] | MonticelloFL
Chauvin | Chauvin | LA | Louisiana | 22109 | Terrebonne | 29.4455 | -90.594 | 2408 | 195 | polygon | FALSE | FALSE | America/Chicago | 3 | 70344 | 1840014032 | [10 empty] | ChauvinLA
Coudersport | Coudersport | PA | Pennsylvania | 42105 | Potter | 41.7758 | -78.016 | 2404 | 164 | polygon | FALSE | TRUE | America/New_York | 3 | 16915 | 1840003307 | [10 empty] | CoudersportPA
Lake of the Woods | Lake of the Woods | IL | Illinois | 17019 | Champaign | 40.2048 | -88.3732 | 2404 | 537 | polygon | FALSE | FALSE | America/Chicago | 3 | 61853 | 1840029898 | [10 empty] | Lake of the WoodsIL
Lockport | Lockport | LA | Louisiana | 22057 | Lafourche | 29.6418 | -90.5376 | 2404 | 1456 | polygon | FALSE | TRUE | America/Chicago | 3 | 70374 | 1840017216 | [10 empty] | LockportLA
Junction | Junction | TX | Texas | 48267 | Kimble | 30.4906 | -99.7725 | 2404 | 404 | polygon | FALSE | TRUE | America/Chicago | 3 | 76849 | 1840019579 | [10 empty] | JunctionTX
Spring Arbor | Spring Arbor | MI | Michigan | 26075 | Jackson | 42.2055 | -84.5551 | 2402 | 333 | polygon | FALSE | FALSE | America/Detroit | 3 | 49283 | 1840004654 | [10 empty] | Spring ArborMI
Marcus Hook | Marcus Hook | PA | Pennsylvania | 42045 | Delaware | 39.8131 | -75.4165 | 2402 | 836 | polygon | FALSE | TRUE | America/New_York | 3 | 19061 | 1840000701 | [10 empty] | Marcus HookPA
Charlotte Park | Charlotte Park | FL | Florida | 12015 | Charlotte | 26.9031 | -82.0486 | 2401 | 900 | polygon | FALSE | FALSE | America/New_York | 3 | 33950 | 1840028650 | [10 empty] | Charlotte ParkFL
Thornton | Thornton | IL | Illinois | 17031 | Cook | 41.5711 | -87.6187 | 2401 | 390 | polygon | FALSE | TRUE | America/Chicago | 3 | 60473 60476 | 1840011330 | [10 empty] | ThorntonIL
Enfield | Enfield | NC | North Carolina | 37083 | Halifax | 36.1802 | -77.6678 | 2399 | 720 | polygon | FALSE | TRUE | America/New_York | 3 | 27823 | 1840016063 | [10 empty] | EnfieldNC
Meyersdale | Meyersdale | PA | Pennsylvania | 42111 | Somerset | 39.8133 | -79.0277 | 2399 | 955 | polygon | FALSE | TRUE | America/New_York | 3 | 15552 | 1840003740 | [10 empty] | MeyersdalePA
North Seekonk | North Seekonk | MA | Massachusetts | 25005 | Bristol | 41.8882 | -71.3297 | 2398 | 661 | polygon | FALSE | FALSE | America/New_York | 3 | 2771 | 1840031243 | [10 empty] | North SeekonkMA
Lordsburg | Lordsburg | NM | New Mexico | 35023 | Hidalgo | 32.3438 | -108.7021 | 2398 | 109 | polygon | FALSE | TRUE | America/Denver | 3 | 88045 | 1840020740 | [10 empty] | LordsburgNM
El Portal | El Portal | FL | Florida | 12086 | Miami-Dade | 25.8556 | -80.1954 | 2398 | 2230 | polygon | FALSE | TRUE | America/New_York | 2 | 33138 33150 | 1840018332 | [10 empty] | El PortalFL
East Dublin | East Dublin | GA | Georgia | 13175 | Laurens | 32.5468 | -82.8675 | 2398 | 219 | polygon | FALSE | TRUE | America/New_York | 3 | 31027 | 1840013815 | [10 empty] | East DublinGA
Sisseton | Sisseton | SD | South Dakota | 46109 | Roberts | 45.6625 | -97.0453 | 2398 | 581 | polygon | FALSE | TRUE | America/Chicago | 3 | 57262 | 1840002037 | [10 empty] | SissetonSD
Lapel | Lapel | IN | Indiana | 18095 | Madison | 40.0334 | -85.8407 | 2398 | 89 | polygon | FALSE | TRUE | America/Indiana/Indianapolis | 3 | 46051 46064 | 1840009439 | [10 empty] | LapelIN
Campo Rico | Campo Rico | PR | Puerto Rico | 72029 | CanÃ³vanas | 18.3371 | -65.8974 | 2398 | 1420 | polygon | FALSE | FALSE | America/Puerto_Rico | 3 | 729 | 1630035631 | [10 empty] | Campo RicoPR
Carrollton | Carrollton | IL | Illinois | 17061 | Greene | 39.2948 | -90.4062 | 2398 | 486 | polygon | FALSE | TRUE | America/Chicago | 3 | 62016 | 1840007368 | [10 empty] | CarrolltonIL
Bolindale | Bolindale | OH | Ohio | 39155 | Trumbull | 41.2089 | -80.7784 | 2398 | 941 | polygon | FALSE | FALSE | America/New_York | 3 | 44484 | 1840034380 | [10 empty] | BolindaleOH
St. Ignace | St. Ignace | MI | Michigan | 26097 | Mackinac | 45.8695 | -84.7255 | 2397 | 340 | polygon | FALSE | TRUE | America/Detroit | 3 | 49781 | 1840003940 | [10 empty] | St. IgnaceMI
Colonial Pine Hills | Colonial Pine Hills | SD | South Dakota | 46103 | Pennington | 44.0141 | -103.3146 | 2396 | 59 | polygon | FALSE | FALSE | America/Denver | 3 | 57702 | 1840004100 | [10 empty] | Colonial Pine HillsSD
Danville | Danville | AR | Arkansas | 5149 | Yell | 35.053 | -93.3902 | 2393 | 215 | polygon | FALSE | TRUE | America/Chicago | 3 | 72833 | 1840014606 | [10 empty] | DanvilleAR
Hide-A-Way Lake | Hide-A-Way Lake | MS | Mississippi | 28109 | Pearl River | 30.574 | -89.6419 | 2392 | 610 | polygon | FALSE | FALSE | America/Chicago | 3 | 39426 | 1840032566 | [10 empty] | Hide-A-Way LakeMS
Purvis | Purvis | MS | Mississippi | 28073 | Lamar | 31.145 | -89.4054 | 2392 | 220 | polygon | FALSE | TRUE | America/Chicago | 3 | 39475 | 1840014969 | [10 empty] | PurvisMS
Madison | Madison | NE | Nebraska | 31119 | Madison | 41.8283 | -97.4568 | 2392 | 785 | polygon | FALSE | TRUE | America/Chicago | 3 | 68748 | 1840009191 | [10 empty] | MadisonNE
Glasco | Glasco | NY | New York | 36111 | Ulster | 42.0461 | -73.9487 | 2391 | 523 | polygon | FALSE | FALSE | America/New_York | 3 | 12477 12432 | 1840004714 | [10 empty] | GlascoNY
Reed City | Reed City | MI | Michigan | 26133 | Osceola | 43.8725 | -85.5069 | 2391 | 439 | polygon | FALSE | TRUE | America/Detroit | 3 | 49677 | 1840002559 | [10 empty] | Reed CityMI
Mayflower | Mayflower | AR | Arkansas | 5045 | Faulkner | 34.9686 | -92.4225 | 2391 | 234 | polygon | FALSE | TRUE | America/Chicago | 3 | 72106 | 1840015464 | [10 empty] | MayflowerAR
Hunter | Hunter | TN | Tennessee | 47019 | Carter | 36.3978 | -82.1511 | 2390 | 144 | polygon | FALSE | FALSE | America/New_York | 3 | 37643 | 1840013311 | [10 empty] | HunterTN
Mendenhall | Mendenhall | MS | Mississippi | 28127 | Simpson | 31.9609 | -89.8692 | 2387 | 172 | polygon | FALSE | TRUE | America/Chicago | 3 | 39114 | 1840015846 | [10 empty] | MendenhallMS
Buckhorn | Buckhorn | CA | California | 6005 | Amador | 38.4532 | -120.5354 | 2387 | 157 | polygon | FALSE | FALSE | America/Los_Angeles | 3 | 95666 95644 | 1840025656 | [10 empty] | BuckhornCA
Seneca | Seneca | MO | Missouri | 29145 | Newton | 36.8447 | -94.6093 | 2387 | 360 | polygon | FALSE | TRUE | America/Chicago | 3 | 64865 | 1840009927 | [10 empty] | SenecaMO
Wright-Patterson AFB | Wright-Patterson AFB | OH | Ohio | 39057 | Greene | 39.8112 | -84.0573 | 2387 | 93 | polygon | TRUE | TRUE | America/New_York | 3 | 45433 | 1840073790 | [10 empty] | Wright-Patterson AFBOH
Enon | Enon | OH | Ohio | 39023 | Clark | 39.865 | -83.9331 | 2386 | 711 | polygon | FALSE | TRUE | America/New_York | 3 | 45323 | 1840012435 | [10 empty] | EnonOH
Conneaut Lakeshore | Conneaut Lakeshore | PA | Pennsylvania | 42039 | Crawford | 41.6272 | -80.3102 | 2384 | 177 | polygon | FALSE | TRUE | America/New_York | 3 | 16316 | 1840073612 | [10 empty] | Conneaut LakeshorePA
Hallowell | Hallowell | ME | Maine | 23011 | Kennebec | 44.2904 | -69.8141 | 2381 | 156 | polygon | FALSE | TRUE | America/New_York | 3 | 4347 | 1840000304 | [10 empty] | HallowellME
Johnston | Johnston | SC | South Carolina | 45037 | Edgefield | 33.8327 | -81.8051 | 2381 | 347 | polygon | FALSE | TRUE | America/New_York | 3 | 29832 | 1840016778 | [10 empty] | JohnstonSC
New Miami | New Miami | OH | Ohio | 39017 | Butler | 39.4319 | -84.5399 | 2381 | 1016 | polygon | FALSE | TRUE | America/New_York | 3 | 45011 45013 | 1840012608 | [10 empty] | New MiamiOH
Barranquitas | Barranquitas | PR | Puerto Rico | 72019 | Barranquitas | 18.1847 | -66.3102 | 2381 | 1200 | polygon | FALSE | FALSE | America/Puerto_Rico | 3 | 794 | 1630035619 | [10 empty] | BarranquitasPR
Virginia Gardens | Virginia Gardens | FL | Florida | 12086 | Miami-Dade | 25.8095 | -80.2974 | 2380 | 3130 | polygon | FALSE | TRUE | America/New_York | 2 | 33166 | 1840018337 | [10 empty] | Virginia GardensFL
Susquehanna Depot | Susquehanna Depot | PA | Pennsylvania | 42115 | Susquehanna | 41.9438 | -75.6039 | 2380 | 764 | polygon | FALSE | TRUE | America/New_York | 3 | 18847 | 1840066084 | [10 empty] | Susquehanna DepotPA
Odell | Odell | OR | Oregon | 41027 | Hood River | 45.6354 | -121.5522 | 2380 | 455 | polygon | FALSE | FALSE | America/Los_Angeles | 3 | 97031 97044 | 1840018559 | [10 empty] | OdellOR
Icard | Icard | NC | North Carolina | 37023 | Burke | 35.7253 | -81.4582 | 2380 | 240 | polygon | FALSE | FALSE | America/New_York | 3 | 28612 28666 28602 | 1840013391 | [10 empty] | IcardNC
Paden City | Paden City | WV | West Virginia | 54095 | Tyler | 39.6035 | -80.9351 | 2379 | 1066 | polygon | FALSE | TRUE | America/New_York | 3 | 26159 | 1840005671 | [10 empty] | Paden CityWV
Poland | Poland | OH | Ohio | 39099 | Mahoning | 41.022 | -80.6156 | 2378 | 561 | polygon | FALSE | TRUE | America/New_York | 3 | 44514 | 1840011777 | [10 empty] | PolandOH
Riverside | Riverside | AL | Alabama | 1115 | St. Clair | 33.6171 | -86.2042 | 2377 | 105 | polygon | FALSE | TRUE | America/Chicago | 3 | 35135 35125 | 1840017995 | [10 empty] | RiversideAL
Harlem | Harlem | FL | Florida | 12051 | Hendry | 26.7325 | -80.9518 | 2377 | 863 | polygon | FALSE | FALSE | America/New_York | 3 | 33440 | 1840014209 | [10 empty] | HarlemFL
Craigsville | Craigsville | WV | West Virginia | 54067 | Nicholas | 38.3247 | -80.645 | 2375 | 151 | polygon | FALSE | FALSE | America/New_York | 3 | 26205 | 1840006225 | [10 empty] | CraigsvilleWV
St. Bonifacius | St. Bonifacius | MN | Minnesota | 27053 | Hennepin | 44.9054 | -93.7476 | 2374 | 881 | polygon | FALSE | TRUE | America/Chicago | 3 | 55375 | 1840008934 | [10 empty] | St. BonifaciusMN
Kimball | Kimball | NE | Nebraska | 31105 | Kimball | 41.2335 | -103.6512 | 2373 | 442 | polygon | FALSE | TRUE | America/Denver | 3 | 69145 | 1840008252 | [10 empty] | KimballNE
Highspire | Highspire | PA | Pennsylvania | 42043 | Dauphin | 40.2085 | -76.7851 | 2373 | 1275 | polygon | FALSE | TRUE | America/New_York | 3 | 17034 | 1840001289 | [10 empty] | HighspirePA
Fruitland | Fruitland | NC | North Carolina | 37089 | Henderson | 35.3928 | -82.412 | 2373 | 113 | polygon | FALSE | FALSE | America/New_York | 3 | 28792 | 1840024955 | [10 empty] | FruitlandNC
Albion | Albion | IN | Indiana | 18113 | Noble | 41.3966 | -85.4187 | 2373 | 480 | polygon | FALSE | TRUE | America/Indiana/Indianapolis | 3 | 46701 | 1840010252 | [10 empty] | AlbionIN
Mount Vernon | Mount Vernon | GA | Georgia | 13209 | Montgomery | 32.1836 | -82.5953 | 2371 | 227 | polygon | FALSE | TRUE | America/New_York | 3 | 30445 | 1840014905 | [10 empty] | Mount VernonGA
Hickman | Hickman | NE | Nebraska | 31109 | Lancaster | 40.6248 | -96.6306 | 2371 | 1092 | polygon | FALSE | TRUE | America/Chicago | 3 | 68372 | 1840007168 | [10 empty] | HickmanNE
Decherd | Decherd | TN | Tennessee | 47051 | Franklin | 35.2156 | -86.0756 | 2371 | 190 | polygon | FALSE | TRUE | America/Chicago | 3 | 37398 37324 | 1840014601 | [10 empty] | DecherdTN
Whidbey Island Station | Whidbey Island Station | WA | Washington | 53029 | Island | 48.3387 | -122.6616 | 2371 | 139 | polygon | TRUE | TRUE | America/Los_Angeles | 3 | 98277 98278 | 1840073897 | [10 empty] | Whidbey Island StationWA
Calera | Calera | OK | Oklahoma | 40013 | Bryan | 33.9312 | -96.4299 | 2370 | 189 | polygon | FALSE | TRUE | America/Chicago | 3 | 74730 74702 | 1840022897 | [10 empty] | CaleraOK
Dalworthington Gardens | Dalworthington Gardens | TX | Texas | 48439 | Tarrant | 32.6936 | -97.1565 | 2370 | 517 | polygon | FALSE | TRUE | America/Chicago | 3 | 76016 | 1840019432 | [10 empty] | Dalworthington GardensTX
Salado | Salado | TX | Texas | 48027 | Bell | 30.9462 | -97.5281 | 2370 | 330 | polygon | FALSE | TRUE | America/Chicago | 3 | 76571 | 1840023130 | [10 empty] | SaladoTX
Newton | Newton | TX | Texas | 48351 | Newton | 30.8502 | -93.7537 | 2370 | 168 | polygon | FALSE | TRUE | America/Chicago | 3 | 75966 | 1840020855 | [10 empty] | NewtonTX
Pine Canyon | Pine Canyon | CA | California | 6053 | Monterey | 36.1757 | -121.1498 | 2369 | 274 | polygon | FALSE | TRUE | America/Los_Angeles | 3 | 93930 | 1840076064 | [10 empty] | Pine CanyonCA
Ponder | Ponder | TX | Texas | 48121 | Denton | 33.1775 | -97.291 | 2369 | 286 | polygon | FALSE | TRUE | America/Chicago | 3 | 76259 | 1840022009 | [10 empty] | PonderTX
Chester | Chester | WV | West Virginia | 54029 | Hancock | 40.6129 | -80.5627 | 2369 | 915 | polygon | FALSE | TRUE | America/New_York | 3 | 26034 | 1840005403 | [10 empty] | ChesterWV
Kinder | Kinder | LA | Louisiana | 22003 | Allen | 30.4835 | -92.8508 | 2368 | 165 | polygon | FALSE | TRUE | America/Chicago | 3 | 70648 | 1840017166 | [10 empty] | KinderLA
Horse Shoe | Horse Shoe | NC | North Carolina | 37089 | Henderson | 35.3423 | -82.5568 | 2368 | 122 | polygon | FALSE | FALSE | America/New_York | 3 | 28791 28742 28739 | 1840024957 | [10 empty] | Horse ShoeNC
Fife Heights | Fife Heights | WA | Washington | 53053 | Pierce | 47.2593 | -122.3459 | 2368 | 837 | polygon | FALSE | FALSE | America/Los_Angeles | 3 | 98422 98424 | 1840037653 | [10 empty] | Fife HeightsWA
Prague | Prague | OK | Oklahoma | 40081 | Lincoln | 35.4997 | -96.6999 | 2367 | 304 | polygon | FALSE | TRUE | America/Chicago | 3 | 74864 | 1840020396 | [10 empty] | PragueOK
Lake Heritage | Lake Heritage | PA | Pennsylvania | 42001 | Adams | 39.8098 | -77.1854 | 2367 | 492 | polygon | FALSE | FALSE | America/New_York | 3 | 17325 | 1840035412 | [10 empty] | Lake HeritagePA
Lovell | Lovell | WY | Wyoming | 56003 | Big Horn | 44.8357 | -108.3919 | 2366 | 829 | polygon | FALSE | TRUE | America/Denver | 3 | 82431 | 1840021242 | [10 empty] | LovellWY
Chamberlain | Chamberlain | SD | South Dakota | 46015 | Brule | 43.7861 | -99.3269 | 2366 | 140 | polygon | FALSE | TRUE | America/Chicago | 3 | 57325 57326 | 1840000336 | [10 empty] | ChamberlainSD
Timmonsville | Timmonsville | SC | South Carolina | 45041 | Florence | 34.1334 | -79.9408 | 2366 | 328 | polygon | FALSE | TRUE | America/New_York | 3 | 29161 | 1840016706 | [10 empty] | TimmonsvilleSC
Concordia | Concordia | MO | Missouri | 29107 | Lafayette | 38.9877 | -93.5683 | 2366 | 510 | polygon | FALSE | TRUE | America/Chicago | 3 | 64020 | 1840007385 | [10 empty] | ConcordiaMO
Pine Ridge | Pine Ridge | SC | South Carolina | 45063 | Lexington | 33.9084 | -81.0975 | 2366 | 192 | polygon | FALSE | TRUE | America/New_York | 3 | 29172 29228 | 1840035828 | [10 empty] | Pine RidgeSC
Ashville | Ashville | AL | Alabama | 1115 | St. Clair | 33.8331 | -86.2698 | 2365 | 47 | polygon | FALSE | TRUE | America/Chicago | 3 | 35953 35987 | 1840013697 | [10 empty] | AshvilleAL
Henagar | Henagar | AL | Alabama | 1049 | DeKalb | 34.631 | -85.7405 | 2363 | 40 | polygon | FALSE | TRUE | America/Chicago | 3 | 35978 | 1840014659 | [10 empty] | HenagarAL
Riverside | Riverside | NY | New York | 36103 | Suffolk | 40.9093 | -72.6699 | 2362 | 335 | polygon | FALSE | FALSE | America/New_York | 3 | 11901 | 1840142078 | [10 empty] | RiversideNY
Good Hope | Good Hope | AL | Alabama | 1043 | Cullman | 34.1098 | -86.8651 | 2362 | 115 | polygon | FALSE | TRUE | America/Chicago | 3 | 35057 35055 35077 | 1840003328 | [10 empty] | Good HopeAL
Matamoras | Matamoras | PA | Pennsylvania | 42103 | Pike | 41.3666 | -74.6997 | 2362 | 1333 | polygon | FALSE | TRUE | America/New_York | 3 | 18336 | 1840000627 | [10 empty] | MatamorasPA
Montague | Montague | MI | Michigan | 26121 | Muskegon | 43.4128 | -86.3636 | 2361 | 346 | polygon | FALSE | TRUE | America/Detroit | 3 | 49437 | 1840002869 | [10 empty] | MontagueMI
Red Hill | Red Hill | PA | Pennsylvania | 42091 | Montgomery | 40.3771 | -75.4838 | 2361 | 1365 | polygon | FALSE | TRUE | America/New_York | 3 | 18076 | 1840001374 | [10 empty] | Red HillPA
Dillingham | Dillingham | AK | Alaska | 2070 | Dillingham | 59.055 | -158.5379 | 2360 | 27 | polygon | FALSE | TRUE | America/Anchorage | 3 | 99576 | 1840023279 | [10 empty] | DillinghamAK
Rainbow | Rainbow | CA | California | 6073 | San Diego | 33.4098 | -117.1395 | 2360 | 82 | polygon | FALSE | FALSE | America/Los_Angeles | 3 | 92028 | 1840019345 | [10 empty] | RainbowCA
Monroe | Monroe | UT | Utah | 49041 | Sevier | 38.6229 | -112.1198 | 2358 | 253 | polygon | FALSE | TRUE | America/Denver | 3 | 84754 | 1840020240 | [10 empty] | MonroeUT
New London | New London | OH | Ohio | 39077 | Huron | 41.0796 | -82.4066 | 2358 | 412 | polygon | FALSE | TRUE | America/New_York | 3 | 44851 | 1840011709 | [10 empty] | New LondonOH
Midland City | Midland City | AL | Alabama | 1045 | Dale | 31.3157 | -85.4937 | 2358 | 150 | polygon | FALSE | TRUE | America/Chicago | 3 | 36350 | 1840017084 | [10 empty] | Midland CityAL
Walters | Walters | OK | Oklahoma | 40033 | Cotton | 34.3612 | -98.3563 | 2358 | 112 | polygon | FALSE | TRUE | America/Chicago | 3 | 73572 | 1840021906 | [10 empty] | WaltersOK
Brewster | Brewster | WA | Washington | 53047 | Okanogan | 48.1015 | -119.776 | 2357 | 789 | polygon | FALSE | TRUE | America/Los_Angeles | 3 | 98812 | 1840018359 | [10 empty] | BrewsterWA
Hinton | Hinton | WV | West Virginia | 54089 | Summers | 37.6651 | -80.8828 | 2357 | 407 | polygon | FALSE | TRUE | America/New_York | 3 | 25951 | 1840006368 | [10 empty] | HintonWV
East Brewton | East Brewton | AL | Alabama | 1053 | Escambia | 31.0906 | -87.0556 | 2356 | 266 | polygon | FALSE | TRUE | America/Chicago | 3 | 36426 | 1840013889 | [10 empty] | East BrewtonAL
Raceland | Raceland | KY | Kentucky | 21089 | Greenup | 38.5376 | -82.7344 | 2355 | 367 | polygon | FALSE | TRUE | America/New_York | 3 | 41169 | 1840014274 | [10 empty] | RacelandKY
Deep River Center | Deep River Center | CT | Connecticut | 9007 | Middlesex | 41.3823 | -72.4386 | 2354 | 354 | polygon | FALSE | TRUE | America/New_York | 3 | 6417 | 1840073290 | [10 empty] | Deep River CenterCT
Carleton | Carleton | MI | Michigan | 26115 | Monroe | 42.0572 | -83.3898 | 2354 | 916 | polygon | FALSE | TRUE | America/Detroit | 3 | 48117 | 1840010912 | [10 empty] | CarletonMI
Iona | Iona | ID | Idaho | 16019 | Bonneville | 43.527 | -111.9309 | 2354 | 780 | polygon | FALSE | TRUE | America/Boise | 3 | 83427 83401 | 1840018645 | [10 empty] | IonaID
Crosslake | Crosslake | MN | Minnesota | 27035 | Crow Wing | 46.6755 | -94.0955 | 2354 | 35 | polygon | FALSE | TRUE | America/Chicago | 3 | 56442 | 1840031784 | [10 empty] | CrosslakeMN
Llano Grande | Llano Grande | TX | Texas | 48215 | Hidalgo | 26.1309 | -97.9687 | 2353 | 556 | polygon | FALSE | FALSE | America/Chicago | 3 | 78596 | 1840037059 | [10 empty] | Llano GrandeTX
Holiday Island | Holiday Island | AR | Arkansas | 5015 | Carroll | 36.4762 | -93.7342 | 2353 | 84 | polygon | FALSE | FALSE | America/Chicago | 3 | 72631 | 1840027804 | [10 empty] | Holiday IslandAR
Gold Bar | Gold Bar | WA | Washington | 53061 | Snohomish | 47.8563 | -121.692 | 2352 | 857 | polygon | FALSE | TRUE | America/Los_Angeles | 3 | 98251 | 1840019786 | [10 empty] | Gold BarWA
McCormick | McCormick | SC | South Carolina | 45065 | McCormick | 33.9129 | -82.2876 | 2352 | 224 | polygon | FALSE | TRUE | America/New_York | 3 | 29899 29835 | 1840016751 | [10 empty] | McCormickSC
Winfield | Winfield | WV | West Virginia | 54079 | Putnam | 38.5285 | -81.8861 | 2352 | 377 | polygon | FALSE | TRUE | America/New_York | 3 | 25213 | 1840006184 | [10 empty] | WinfieldWV
Byesville | Byesville | OH | Ohio | 39059 | Guernsey | 39.9735 | -81.5459 | 2352 | 765 | polygon | FALSE | TRUE | America/New_York | 3 | 43723 | 1840010495 | [10 empty] | ByesvilleOH
Winamac | Winamac | IN | Indiana | 18131 | Pulaski | 41.0535 | -86.6037 | 2351 | 650 | polygon | FALSE | TRUE | America/Indiana/Winamac | 3 | 46996 | 1840014463 | [10 empty] | WinamacIN
Emsworth | Emsworth | PA | Pennsylvania | 42003 | Allegheny | 40.5112 | -80.0965 | 2350 | 1595 | polygon | FALSE | TRUE | America/New_York | 3 | 15202 | 1840001230 | [10 empty] | EmsworthPA
Crompond | Crompond | NY | New York | 36119 | Westchester | 41.2908 | -73.8357 | 2350 | 376 | polygon | FALSE | FALSE | America/New_York | 3 | 10598 10567 10547 | 1840004917 | [10 empty] | CrompondNY
New Wilmington | New Wilmington | PA | Pennsylvania | 42073 | Lawrence | 41.1174 | -80.3323 | 2349 | 805 | polygon | FALSE | TRUE | America/New_York | 3 | 16142 16172 | 1840000939 | [10 empty] | New WilmingtonPA
Wray | Wray | CO | Colorado | 8125 | Yuma | 40.0802 | -102.2284 | 2349 | 258 | polygon | FALSE | TRUE | America/Denver | 3 | 80758 | 1840021412 | [10 empty] | WrayCO
East Jordan | East Jordan | MI | Michigan | 26029 | Charlevoix | 45.1547 | -85.13 | 2348 | 302 | polygon | FALSE | TRUE | America/Detroit | 3 | 49727 | 1840003945 | [10 empty] | East JordanMI
Lyman | Lyman | MS | Mississippi | 28047 | Harrison | 30.5044 | -89.1348 | 2347 | 116 | polygon | FALSE | FALSE | America/Chicago | 3 | 39503 | 1840013946 | [10 empty] | LymanMS
Colorado City | Colorado City | CO | Colorado | 8101 | Pueblo | 37.9365 | -104.8459 | 2347 | 66 | polygon | FALSE | FALSE | America/Denver | 3 | 81019 81069 | 1840017587 | [10 empty] | Colorado CityCO
Oxford | Oxford | GA | Georgia | 13217 | Newton | 33.6277 | -83.8721 | 2346 | 420 | polygon | FALSE | TRUE | America/New_York | 3 | 30054 | 1840014809 | [10 empty] | OxfordGA
Moline Acres | Moline Acres | MO | Missouri | 29189 | St. Louis | 38.7456 | -90.2429 | 2346 | 1581 | polygon | FALSE | TRUE | America/Chicago | 3 | 63136 63137 | 1840008595 | [10 empty] | Moline AcresMO
Maxton | Maxton | NC | North Carolina | 37155 | Robeson | 34.7364 | -79.3527 | 2346 | 335 | polygon | FALSE | TRUE | America/New_York | 3 | 28364 | 1840016536 | [10 empty] | MaxtonNC
Eureka | Eureka | KS | Kansas | 20073 | Greenwood | 37.8261 | -96.2889 | 2346 | 395 | polygon | FALSE | TRUE | America/Chicago | 3 | 67045 | 1840001672 | [10 empty] | EurekaKS
Hartshorne | Hartshorne | OK | Oklahoma | 40121 | Pittsburg | 34.8389 | -95.5585 | 2345 | 219 | polygon | FALSE | TRUE | America/Chicago | 3 | 74547 | 1840020456 | [10 empty] | HartshorneOK
Belgium | Belgium | WI | Wisconsin | 55089 | Ozaukee | 43.5019 | -87.8476 | 2345 | 420 | polygon | FALSE | TRUE | America/Chicago | 3 | 53004 | 1840002824 | [10 empty] | BelgiumWI
Emporium | Emporium | PA | Pennsylvania | 42023 | Cameron | 41.5102 | -78.2363 | 2344 | 987 | polygon | FALSE | TRUE | America/New_York | 3 | 15834 | 1840000626 | [10 empty] | EmporiumPA
Leith-Hatfield | Leith-Hatfield | PA | Pennsylvania | 42051 | Fayette | 39.8772 | -79.7314 | 2344 | 490 | polygon | FALSE | TRUE | America/New_York | 3 | 15401 | 1840073703 | [10 empty] | Leith-HatfieldPA
Ely | Ely | IA | Iowa | 19113 | Linn | 41.8753 | -91.585 | 2343 | 627 | polygon | FALSE | TRUE | America/Chicago | 3 | 52227 | 1840008097 | [10 empty] | ElyIA
Hermann | Hermann | MO | Missouri | 29073 | Gasconade | 38.6983 | -91.4342 | 2342 | 357 | polygon | FALSE | TRUE | America/Chicago | 3 | 65041 | 1840007473 | [10 empty] | HermannMO
La Salle | La Salle | CO | Colorado | 8123 | Weld | 40.3484 | -104.7063 | 2342 | 944 | polygon | FALSE | TRUE | America/Denver | 3 | 80645 | 1840021372 | [10 empty] | La SalleCO
East Bernard | East Bernard | TX | Texas | 48481 | Wharton | 29.5241 | -96.0622 | 2342 | 238 | polygon | FALSE | TRUE | America/Chicago | 3 | 77435 | 1840019658 | [10 empty] | East BernardTX
Excelsior | Excelsior | MN | Minnesota | 27053 | Hennepin | 44.9025 | -93.5663 | 2340 | 1435 | polygon | FALSE | TRUE | America/Chicago | 3 | 55331 | 1840007823 | [10 empty] | ExcelsiorMN
Altamont | Altamont | IL | Illinois | 17049 | Effingham | 39.057 | -88.7474 | 2339 | 637 | polygon | FALSE | TRUE | America/Chicago | 3 | 62411 | 1840007402 | [10 empty] | AltamontIL
Anahuac | Anahuac | TX | Texas | 48071 | Chambers | 29.7649 | -94.6787 | 2339 | 424 | polygon | FALSE | TRUE | America/Chicago | 3 | 77514 | 1840019633 | [10 empty] | AnahuacTX
West Sharyland | West Sharyland | TX | Texas | 48215 | Hidalgo | 26.2718 | -98.3404 | 2338 | 761 | polygon | FALSE | FALSE | America/Chicago | 3 | 78573 | 1840037087 | [10 empty] | West SharylandTX
Neodesha | Neodesha | KS | Kansas | 20205 | Wilson | 37.4242 | -95.6849 | 2338 | 627 | polygon | FALSE | TRUE | America/Chicago | 3 | 66757 | 1840003853 | [10 empty] | NeodeshaKS
Hardinsburg | Hardinsburg | KY | Kentucky | 21027 | Breckinridge | 37.7755 | -86.4537 | 2338 | 261 | polygon | FALSE | TRUE | America/Chicago | 3 | 40143 | 1840013217 | [10 empty] | HardinsburgKY
Belle Rose | Belle Rose | LA | Louisiana | 22007 | Assumption | 30.0422 | -91.0498 | 2338 | 168 | polygon | FALSE | FALSE | America/Chicago | 3 | 70341 | 1840014008 | [10 empty] | Belle RoseLA
Darlington | Darlington | WI | Wisconsin | 55065 | Lafayette | 42.6765 | -90.1204 | 2337 | 560 | polygon | FALSE | TRUE | America/Chicago | 3 | 53530 | 1840003098 | [10 empty] | DarlingtonWI
Brewster | Brewster | NY | New York | 36079 | Putnam | 41.3969 | -73.6151 | 2337 | 1841 | polygon | FALSE | TRUE | America/New_York | 3 | 10509 | 1840004893 | [10 empty] | BrewsterNY
Mosheim | Mosheim | TN | Tennessee | 47059 | Greene | 36.1955 | -82.9655 | 2337 | 144 | polygon | FALSE | TRUE | America/New_York | 3 | 37743 37818 37809 | 1840016098 | [10 empty] | MosheimTN
Eastpoint | Eastpoint | FL | Florida | 12037 | Franklin | 29.7547 | -84.8694 | 2336 | 124 | polygon | FALSE | FALSE | America/New_York | 3 | 32328 | 1840013112 | [10 empty] | EastpointFL
Princeton Junction | Princeton Junction | NJ | New Jersey | 34021 | Mercer | 40.3207 | -74.6236 | 2336 | 494 | polygon | FALSE | FALSE | America/New_York | 3 | 08550 08540 | 1840005472 | [10 empty] | Princeton JunctionNJ
Wofford Heights | Wofford Heights | CA | California | 6029 | Kern | 35.7127 | -118.4732 | 2336 | 140 | polygon | FALSE | FALSE | America/Los_Angeles | 3 | 93285 | 1840019146 | [10 empty] | Wofford HeightsCA
Olivia | Olivia | MN | Minnesota | 27129 | Renville | 44.777 | -94.9971 | 2335 | 363 | polygon | FALSE | TRUE | America/Chicago | 3 | 56277 | 1840008952 | [10 empty] | OliviaMN
Mulino | Mulino | OR | Oregon | 41005 | Clackamas | 45.2235 | -122.5616 | 2334 | 65 | polygon | FALSE | FALSE | America/Los_Angeles | 3 | 97045 97042 | 1840023909 | [10 empty] | MulinoOR
Olga | Olga | FL | Florida | 12071 | Lee | 26.7113 | -81.695 | 2333 | 213 | polygon | FALSE | FALSE | America/New_York | 3 | 33920 33905 | 1840028841 | [10 empty] | OlgaFL
St. Paul | St. Paul | NE | Nebraska | 31093 | Howard | 41.214 | -98.46 | 2333 | 759 | polygon | FALSE | TRUE | America/Chicago | 3 | 68873 | 1840009313 | [10 empty] | St. PaulNE
Shenandoah | Shenandoah | VA | Virginia | 51139 | Page | 38.4875 | -78.6171 | 2331 | 415 | polygon | FALSE | TRUE | America/New_York | 3 | 22849 | 1840006142 | [10 empty] | ShenandoahVA
Rogue River | Rogue River | OR | Oregon | 41029 | Jackson | 42.4354 | -123.1683 | 2331 | 932 | polygon | FALSE | TRUE | America/Los_Angeles | 3 | 97537 97525 | 1840020075 | [10 empty] | Rogue RiverOR
Wheeler AFB | Wheeler AFB | HI | Hawaii | 15003 | Honolulu | 21.4735 | -158.0346 | 2331 | 347 | polygon | TRUE | TRUE | Pacific/Honolulu | 3 | 96789 96786 96854 | 1840075054 | [10 empty] | Wheeler AFBHI
Lithonia | Lithonia | GA | Georgia | 13089 | DeKalb | 33.7128 | -84.106 | 2331 | 969 | polygon | FALSE | TRUE | America/New_York | 3 | 30058 | 1840015644 | [10 empty] | LithoniaGA
Sun Valley | Sun Valley | PA | Pennsylvania | 42089 | Monroe | 40.98 | -75.4688 | 2330 | 313 | polygon | FALSE | FALSE | America/New_York | 3 | 18330 | 1840026364 | [10 empty] | Sun ValleyPA
Laurel Park | Laurel Park | NC | North Carolina | 37089 | Henderson | 35.3118 | -82.5039 | 2330 | 321 | polygon | FALSE | TRUE | America/New_York | 3 | 28739 | 1840016369 | [10 empty] | Laurel ParkNC
Parkside | Parkside | PA | Pennsylvania | 42045 | Delaware | 39.8674 | -75.378 | 2330 | 4371 | polygon | FALSE | TRUE | America/New_York | 2 | 19015 | 1840000706 | [10 empty] | ParksidePA
Cascade | Cascade | IA | Iowa | 19061 | Dubuque | 42.3018 | -91.0047 | 2329 | 467 | polygon | FALSE | TRUE | America/Chicago | 3 | 52033 | 1840006926 | [10 empty] | CascadeIA
Edgemont Park | Edgemont Park | MI | Michigan | 26065 | Ingham | 42.7468 | -84.5926 | 2329 | 1082 | polygon | FALSE | FALSE | America/Detroit | 3 | 48917 | 1840031756 | [10 empty] | Edgemont ParkMI
Kensington | Kensington | MD | Maryland | 24031 | Montgomery | 39.0265 | -77.0738 | 2329 | 1893 | polygon | FALSE | TRUE | America/New_York | 3 | 20895 20891 | 1840005856 | [10 empty] | KensingtonMD
McQueeney | McQueeney | TX | Texas | 48187 | Guadalupe | 29.6 | -98.0439 | 2328 | 219 | polygon | FALSE | FALSE | America/Chicago | 3 | 78123 78155 | 1840019637 | [10 empty] | McQueeneyTX
Dousman | Dousman | WI | Wisconsin | 55133 | Waukesha | 43.0088 | -88.476 | 2328 | 344 | polygon | FALSE | TRUE | America/Chicago | 3 | 53118 | 1840003018 | [10 empty] | DousmanWI
Abram | Abram | TX | Texas | 48215 | Hidalgo | 26.2182 | -98.4181 | 2328 | 266 | polygon | FALSE | FALSE | America/Chicago | 3 | 78572 | 1840025179 | [10 empty] | AbramTX
Green Level | Green Level | NC | North Carolina | 37001 | Alamance | 36.1233 | -79.3461 | 2326 | 598 | polygon | FALSE | TRUE | America/New_York | 3 | 27217 | 1840016144 | [10 empty] | Green LevelNC
Shenorock | Shenorock | NY | New York | 36119 | Westchester | 41.3307 | -73.7409 | 2325 | 1281 | polygon | FALSE | FALSE | America/New_York | 3 | 10598 10587 | 1840004926 | [10 empty] | ShenorockNY
Bridgetown | Bridgetown | MS | Mississippi | 28033 | DeSoto | 34.8907 | -89.9069 | 2325 | 404 | polygon | FALSE | TRUE | America/Chicago | 3 | 38651 | 1840042496 | [10 empty] | BridgetownMS
West Belmar | West Belmar | NJ | New Jersey | 34025 | Monmouth | 40.1707 | -74.0376 | 2325 | 1913 | polygon | FALSE | FALSE | America/New_York | 3 | 7719 | 1840005453 | [10 empty] | West BelmarNJ
Winnsboro Mills | Winnsboro Mills | SC | South Carolina | 45039 | Fairfield | 34.3561 | -81.0709 | 2324 | 340 | polygon | FALSE | FALSE | America/New_York | 3 | 29180 | 1840013605 | [10 empty] | Winnsboro MillsSC
Campbell | Campbell | FL | Florida | 12097 | Osceola | 28.2603 | -81.4525 | 2323 | 476 | polygon | FALSE | FALSE | America/New_York | 3 | 34746 | 1840014137 | [10 empty] | CampbellFL
Fairlawn | Fairlawn | VA | Virginia | 51155 | Pulaski | 37.1476 | -80.5567 | 2322 | 285 | polygon | FALSE | FALSE | America/New_York | 3 | 24141 | 1840001721 | [10 empty] | FairlawnVA
Amboy | Amboy | IL | Illinois | 17103 | Lee | 41.7288 | -89.3686 | 2321 | 140 | polygon | FALSE | TRUE | America/Chicago | 3 | 61310 61021 | 1840007050 | [10 empty] | AmboyIL
Antlers | Antlers | OK | Oklahoma | 40127 | Pushmataha | 34.2325 | -95.6214 | 2321 | 328 | polygon | FALSE | TRUE | America/Chicago | 3 | 74523 | 1840019255 | [10 empty] | AntlersOK
Bethlehem | Bethlehem | WV | West Virginia | 54069 | Ohio | 40.0452 | -80.6898 | 2321 | 252 | polygon | FALSE | TRUE | America/New_York | 3 | 26003 | 1840005514 | [10 empty] | BethlehemWV
Kershaw | Kershaw | SC | South Carolina | 45057 | Lancaster | 34.5462 | -80.5872 | 2321 | 432 | polygon | FALSE | TRUE | America/New_York | 3 | 29067 | 1840016498 | [10 empty] | KershawSC
Weldon | Weldon | CA | California | 6029 | Kern | 35.6431 | -118.3103 | 2321 | 33 | polygon | FALSE | FALSE | America/Los_Angeles | 3 | 93283 93240 | 1840019145 | [10 empty] | WeldonCA
Lebanon South | Lebanon South | PA | Pennsylvania | 42075 | Lebanon | 40.328 | -76.4066 | 2320 | 1140 | polygon | FALSE | TRUE | America/New_York | 3 | 17042 | 1840073702 | [10 empty] | Lebanon SouthPA
South Paris | South Paris | ME | Maine | 23017 | Oxford | 44.219 | -70.5113 | 2319 | 231 | polygon | FALSE | FALSE | America/New_York | 3 | 4281 | 1840001583 | [10 empty] | South ParisME
Kiln | Kiln | MS | Mississippi | 28045 | Hancock | 30.4171 | -89.4322 | 2319 | 68 | polygon | FALSE | FALSE | America/Chicago | 3 | 39556 | 1840013949 | [10 empty] | KilnMS
Bath | Bath | MI | Michigan | 26037 | Clinton | 42.8202 | -84.4546 | 2319 | 156 | polygon | FALSE | FALSE | America/Detroit | 3 | 48808 | 1840024058 | [10 empty] | BathMI
Petersburg | Petersburg | IN | Indiana | 18125 | Pike | 38.4919 | -87.281 | 2317 | 609 | polygon | FALSE | TRUE | America/Indiana/Petersburg | 3 | 47567 | 1840009799 | [10 empty] | PetersburgIN
Pine Air | Pine Air | FL | Florida | 12099 | Palm Beach | 26.6588 | -80.1073 | 2317 | 2740 | polygon | FALSE | TRUE | America/New_York | 2 | 33406 | 1840042877 | [10 empty] | Pine AirFL
Shawnee Hills | Shawnee Hills | OH | Ohio | 39057 | Greene | 39.6515 | -83.7822 | 2316 | 333 | polygon | FALSE | FALSE | America/New_York | 3 | 45335 | 1840145757 | [10 empty] | Shawnee HillsOH
Richgrove | Richgrove | CA | California | 6107 | Tulare | 35.7966 | -119.1069 | 2316 | 1978 | polygon | FALSE | FALSE | America/Los_Angeles | 3 | 93261 | 1840019037 | [10 empty] | RichgroveCA
Flandreau | Flandreau | SD | South Dakota | 46101 | Moody | 44.0465 | -96.5984 | 2316 | 481 | polygon | FALSE | TRUE | America/Chicago | 3 | 57028 | 1840002534 | [10 empty] | FlandreauSD
La Blanca | La Blanca | TX | Texas | 48215 | Hidalgo | 26.3048 | -98.0286 | 2316 | 216 | polygon | FALSE | FALSE | America/Chicago | 3 | 78558 78543 78542 | 1840036257 | [10 empty] | La BlancaTX
Liberty City | Liberty City | TX | Texas | 48183 | Gregg | 32.4502 | -94.9438 | 2315 | 146 | polygon | FALSE | FALSE | America/Chicago | 3 | 75662 75647 | 1840019456 | [10 empty] | Liberty CityTX
Marshfield Hills | Marshfield Hills | MA | Massachusetts | 25023 | Plymouth | 42.1487 | -70.7315 | 2315 | 195 | polygon | FALSE | FALSE | America/New_York | 3 | 02050 02051 | 1840003208 | [10 empty] | Marshfield HillsMA
La Mesilla | La Mesilla | NM | New Mexico | 35039 | Rio Arriba | 35.9461 | -106.0719 | 2314 | 200 | polygon | FALSE | FALSE | America/Denver | 3 | 87532 | 1840024835 | [10 empty] | La MesillaNM
Riverview | Riverview | DE | Delaware | 10001 | Kent | 39.0293 | -75.5202 | 2314 | 247 | polygon | FALSE | FALSE | America/New_York | 3 | 19946 19943 | 1840028613 | [10 empty] | RiverviewDE
Portola | Portola | CA | California | 6063 | Plumas | 39.8241 | -120.4733 | 2313 | 137 | polygon | FALSE | TRUE | America/Los_Angeles | 3 | 96122 | 1840020177 | [10 empty] | PortolaCA
Coal Creek | Coal Creek | CO | Colorado | 8059 | Jefferson | 39.9071 | -105.3799 | 2313 | 95 | polygon | FALSE | FALSE | America/Denver | 3 | 80403 | 1840152096 | [10 empty] | Coal CreekCO
Panhandle | Panhandle | TX | Texas | 48065 | Carson | 35.346 | -101.3804 | 2312 | 420 | polygon | FALSE | TRUE | America/Chicago | 3 | 79068 | 1840022745 | [10 empty] | PanhandleTX
Hazen | Hazen | ND | North Dakota | 38057 | Mercer | 47.299 | -101.626 | 2311 | 672 | polygon | FALSE | TRUE | America/North_Dakota/Beulah | 3 | 58545 | 1840000143 | [10 empty] | HazenND
Anahola | Anahola | HI | Hawaii | 15007 | Kauai | 22.1455 | -159.3151 | 2311 | 242 | polygon | FALSE | FALSE | Pacific/Honolulu | 3 | 96703 96746 | 1840023211 | [10 empty] | AnaholaHI
Twain Harte | Twain Harte | CA | California | 6109 | Tuolumne | 38.0384 | -120.234 | 2311 | 241 | polygon | FALSE | FALSE | America/Los_Angeles | 3 | 95370 95383 | 1840018882 | [10 empty] | Twain HarteCA
Wilberforce | Wilberforce | OH | Ohio | 39057 | Greene | 39.7151 | -83.8848 | 2311 | 289 | polygon | FALSE | FALSE | America/New_York | 3 | 45385 45384 | 1840007311 | [10 empty] | WilberforceOH
Ferrum | Ferrum | VA | Virginia | 51067 | Franklin | 36.9313 | -80.0149 | 2310 | 97 | polygon | FALSE | FALSE | America/New_York | 3 | 24088 | 1840006473 | [10 empty] | FerrumVA
Nedrow | Nedrow | NY | New York | 36067 | Onondaga | 42.9779 | -76.1417 | 2310 | 929 | polygon | FALSE | FALSE | America/New_York | 3 | 13205 13120 | 1840004314 | [10 empty] | NedrowNY
Mascot | Mascot | TN | Tennessee | 47093 | Knox | 36.0673 | -83.765 | 2310 | 128 | polygon | FALSE | FALSE | America/New_York | 3 | 37924 37806 | 1840013374 | [10 empty] | MascotTN
Harrisburg | Harrisburg | AR | Arkansas | 5111 | Poinsett | 35.5637 | -90.7216 | 2309 | 368 | polygon | FALSE | TRUE | America/Chicago | 3 | 72432 | 1840013426 | [10 empty] | HarrisburgAR
Churchill | Churchill | OH | Ohio | 39155 | Trumbull | 41.1692 | -80.666 | 2309 | 348 | polygon | FALSE | FALSE | America/New_York | 3 | 44420 44505 | 1840004904 | [10 empty] | ChurchillOH
Star Valley | Star Valley | AZ | Arizona | 4007 | Gila | 34.2611 | -111.2197 | 2308 | 24 | polygon | FALSE | TRUE | America/Phoenix | 3 | 85541 | 1840022858 | [10 empty] | Star ValleyAZ
Idalou | Idalou | TX | Texas | 48303 | Lubbock | 33.6624 | -101.6838 | 2308 | 882 | polygon | FALSE | TRUE | America/Chicago | 3 | 79329 | 1840019337 | [10 empty] | IdalouTX
Navassa | Navassa | NC | North Carolina | 37019 | Brunswick | 34.2831 | -78.029 | 2306 | 66 | polygon | FALSE | TRUE | America/New_York | 3 | 28451 | 1840016687 | [10 empty] | NavassaNC
Junction City | Junction City | KY | Kentucky | 21021 | Boyle | 37.5854 | -84.7903 | 2306 | 446 | polygon | FALSE | TRUE | America/New_York | 3 | 40422 40440 | 1840014356 | [10 empty] | Junction CityKY
West Union | West Union | IA | Iowa | 19065 | Fayette | 42.9588 | -91.8132 | 2305 | 320 | polygon | FALSE | TRUE | America/Chicago | 3 | 52175 | 1840000390 | [10 empty] | West UnionIA
Mason | Mason | TX | Texas | 48319 | Mason | 30.748 | -99.2288 | 2305 | 243 | polygon | FALSE | TRUE | America/Chicago | 3 | 76856 | 1840020872 | [10 empty] | MasonTX
Hollandale | Hollandale | MS | Mississippi | 28151 | Washington | 33.1761 | -90.8529 | 2304 | 401 | polygon | FALSE | TRUE | America/Chicago | 3 | 38748 | 1840014830 | [10 empty] | HollandaleMS
Whetstone | Whetstone | AZ | Arizona | 4003 | Cochise | 31.7011 | -110.3398 | 2304 | 74 | polygon | FALSE | FALSE | America/Phoenix | 3 | 85616 | 1840027991 | [10 empty] | WhetstoneAZ
Burley | Burley | WA | Washington | 53035 | Kitsap | 47.4166 | -122.6377 | 2304 | 187 | polygon | FALSE | FALSE | America/Los_Angeles | 3 | 98359 98367 98322 | 1840023793 | [10 empty] | BurleyWA
Red Lodge | Red Lodge | MT | Montana | 30009 | Carbon | 45.1933 | -109.2501 | 2303 | 327 | polygon | FALSE | TRUE | America/Denver | 3 | 59068 | 1840019946 | [10 empty] | Red LodgeMT
Bronson | Bronson | MI | Michigan | 26023 | Branch | 41.8727 | -85.1914 | 2303 | 650 | polygon | FALSE | TRUE | America/Detroit | 3 | 49028 | 1840003249 | [10 empty] | BronsonMI
Fowler | Fowler | IN | Indiana | 18007 | Benton | 40.617 | -87.3184 | 2302 | 633 | polygon | FALSE | TRUE | America/Indiana/Indianapolis | 3 | 47944 | 1840010379 | [10 empty] | FowlerIN
Tool | Tool | TX | Texas | 48213 | Henderson | 32.2803 | -96.1725 | 2302 | 247 | polygon | FALSE | TRUE | America/Chicago | 3 | 75143 | 1840022111 | [10 empty] | ToolTX
Canton | Canton | MO | Missouri | 29111 | Lewis | 40.1295 | -91.5266 | 2302 | 389 | polygon | FALSE | TRUE | America/Chicago | 3 | 63435 | 1840007258 | [10 empty] | CantonMO
Honaunau-Napoopoo | Honaunau-Napoopoo | HI | Hawaii | 15001 | Hawaii | 19.4538 | -155.8588 | 2300 | 23 | polygon | FALSE | TRUE | Pacific/Honolulu | 3 | 96704 96726 | 1840075010 | [10 empty] | Honaunau-NapoopooHI
Milton | Milton | LA | Louisiana | 22055 | Lafayette | 30.1122 | -92.071 | 2299 | 191 | polygon | FALSE | FALSE | America/Chicago | 3 | 70592 70508 70558 | 1840025123 | [10 empty] | MiltonLA
Pequot Lakes | Pequot Lakes | MN | Minnesota | 27035 | Crow Wing | 46.5875 | -94.2983 | 2299 | 54 | polygon | FALSE | TRUE | America/Chicago | 3 | 56472 | 1840008845 | [10 empty] | Pequot LakesMN
Hull | Hull | IA | Iowa | 19167 | Sioux | 43.1894 | -96.1342 | 2299 | 636 | polygon | FALSE | TRUE | America/Chicago | 3 | 51239 | 1840006873 | [10 empty] | HullIA
Anson | Anson | TX | Texas | 48253 | Jones | 32.755 | -99.8962 | 2297 | 321 | polygon | FALSE | TRUE | America/Chicago | 3 | 79501 | 1840019446 | [10 empty] | AnsonTX
Bridgeport | Bridgeport | AL | Alabama | 1071 | Jackson | 34.9495 | -85.7243 | 2297 | 204 | polygon | FALSE | TRUE | America/Chicago | 3 | 35740 | 1840001007 | [10 empty] | BridgeportAL
Wrightsville | Wrightsville | PA | Pennsylvania | 42133 | York | 40.0239 | -76.5311 | 2296 | 1352 | polygon | FALSE | TRUE | America/New_York | 3 | 17368 | 1840001470 | [10 empty] | WrightsvillePA
Old Saybrook Center | Old Saybrook Center | CT | Connecticut | 9007 | Middlesex | 41.2918 | -72.3682 | 2296 | 449 | polygon | FALSE | TRUE | America/New_York | 3 | 6475 | 1840073303 | [10 empty] | Old Saybrook CenterCT
Gibsonia | Gibsonia | PA | Pennsylvania | 42003 | Allegheny | 40.6322 | -79.9684 | 2296 | 230 | polygon | FALSE | FALSE | America/New_York | 3 | 15044 | 1840026467 | [10 empty] | GibsoniaPA
Romoland | Romoland | CA | California | 6065 | Riverside | 33.7648 | -117.1572 | 2295 | 335 | polygon | FALSE | FALSE | America/Los_Angeles | 3 | 92585 | 1840019289 | [10 empty] | RomolandCA
Terrace Park | Terrace Park | OH | Ohio | 39061 | Hamilton | 39.1585 | -84.3112 | 2295 | 746 | polygon | FALSE | TRUE | America/New_York | 3 | 45174 | 1840001616 | [10 empty] | Terrace ParkOH
Salmon Brook | Salmon Brook | CT | Connecticut | 9003 | Hartford | 41.9567 | -72.7931 | 2294 | 295 | polygon | FALSE | FALSE | America/New_York | 3 | 6035 | 1840028599 | [10 empty] | Salmon BrookCT
Orchard Hills | Orchard Hills | PA | Pennsylvania | 42005 | Armstrong | 40.5849 | -79.5416 | 2294 | 224 | polygon | FALSE | FALSE | America/New_York | 3 | 15613 | 1840005183 | [10 empty] | Orchard HillsPA
Woodland Beach | Woodland Beach | MI | Michigan | 26115 | Monroe | 41.9418 | -83.3141 | 2294 | 1703 | polygon | FALSE | FALSE | America/Detroit | 3 | 48162 | 1840007676 | [10 empty] | Woodland BeachMI
Redington Shores | Redington Shores | FL | Florida | 12103 | Pinellas | 27.8293 | -82.8278 | 2293 | 2683 | polygon | FALSE | TRUE | America/New_York | 2 | 33708 33730 | 1840018295 | [10 empty] | Redington ShoresFL
Pine Ridge at Crestwood | Pine Ridge at Crestwood | NJ | New Jersey | 34029 | Ocean | 39.9585 | -74.3169 | 2293 | 560 | polygon | FALSE | FALSE | America/New_York | 3 | 8759 | 1840033484 | [10 empty] | Pine Ridge at CrestwoodNJ
Santo Domingo Pueblo | Santo Domingo Pueblo | NM | New Mexico | 35043 | Sandoval | 35.5174 | -106.367 | 2292 | 434 | polygon | FALSE | FALSE | America/Denver | 3 | 87052 | 1840019069 | [10 empty] | Santo Domingo PuebloNM
Lincoln Park | Lincoln Park | NY | New York | 36111 | Ulster | 41.9559 | -74.0016 | 2291 | 616 | polygon | FALSE | FALSE | America/New_York | 3 | 12401 | 1840004720 | [10 empty] | Lincoln ParkNY
Arnold | Arnold | CA | California | 6009 | Calaveras | 38.2423 | -120.3547 | 2291 | 59 | polygon | FALSE | FALSE | America/Los_Angeles | 3 | 95223 | 1840017590 | [10 empty] | ArnoldCA
Johnsonburg | Johnsonburg | PA | Pennsylvania | 42047 | Elk | 41.4913 | -78.6791 | 2291 | 306 | polygon | FALSE | TRUE | America/New_York | 3 | 15845 | 1840000616 | [10 empty] | JohnsonburgPA
Weedpatch | Weedpatch | CA | California | 6029 | Kern | 35.2369 | -118.9123 | 2291 | 248 | polygon | FALSE | FALSE | America/Los_Angeles | 3 | 93307 93241 | 1840019144 | [10 empty] | WeedpatchCA
Clinton | Clinton | MI | Michigan | 26091 | Lenawee | 42.0699 | -83.9687 | 2290 | 482 | polygon | FALSE | TRUE | America/Detroit | 3 | 49236 | 1840011372 | [10 empty] | ClintonMI
Parsons | Parsons | TN | Tennessee | 47039 | Decatur | 35.6512 | -88.1231 | 2290 | 218 | polygon | FALSE | TRUE | America/Chicago | 3 | 38363 | 1840014520 | [10 empty] | ParsonsTN
Gumlog | Gumlog | GA | Georgia | 13119 | Franklin | 34.4952 | -83.0975 | 2287 | 65 | polygon | FALSE | FALSE | America/New_York | 3 | 30553 30557 | 1840029455 | [10 empty] | GumlogGA
Rainier | Rainier | WA | Washington | 53067 | Thurston | 46.8917 | -122.6867 | 2287 | 509 | polygon | FALSE | TRUE | America/Los_Angeles | 3 | 98576 | 1840021147 | [10 empty] | RainierWA
Texanna | Texanna | OK | Oklahoma | 40091 | McIntosh | 35.3572 | -95.5047 | 2286 | 22 | polygon | FALSE | FALSE | America/Chicago | 3 | 74426 74432 | 1840019158 | [10 empty] | TexannaOK
Croswell | Croswell | MI | Michigan | 26151 | Sanilac | 43.2736 | -82.6177 | 2286 | 383 | polygon | FALSE | TRUE | America/Detroit | 3 | 48422 | 1840002700 | [10 empty] | CroswellMI
Wellston | Wellston | MO | Missouri | 29189 | St. Louis | 38.675 | -90.2941 | 2285 | 952 | polygon | FALSE | TRUE | America/Chicago | 3 | 63133 | 1840010745 | [10 empty] | WellstonMO
Poth | Poth | TX | Texas | 48493 | Wilson | 29.0726 | -98.0809 | 2284 | 278 | polygon | FALSE | TRUE | America/Chicago | 3 | 78147 | 1840022241 | [10 empty] | PothTX
Oceana | Oceana | WV | West Virginia | 54109 | Wyoming | 37.6927 | -81.6324 | 2284 | 359 | polygon | FALSE | TRUE | America/New_York | 3 | 24870 | 1840006382 | [10 empty] | OceanaWV
Slippery Rock University | Slippery Rock University | PA | Pennsylvania | 42019 | Butler | 41.0647 | -80.0419 | 2284 | 1601 | polygon | FALSE | TRUE | America/New_York | 3 | 16057 | 1840043348 | [10 empty] | Slippery Rock UniversityPA
Greenport West | Greenport West | NY | New York | 36103 | Suffolk | 41.1022 | -72.3759 | 2283 | 274 | polygon | FALSE | TRUE | America/New_York | 3 | 11944 | 1840073684 | [10 empty] | Greenport WestNY
Sag Harbor | Sag Harbor | NY | New York | 36103 | Suffolk | 40.997 | -72.2892 | 2283 | 488 | polygon | FALSE | TRUE | America/New_York | 3 | 11963 | 1840005133 | [10 empty] | Sag HarborNY
Ludowici | Ludowici | GA | Georgia | 13183 | Long | 31.7096 | -81.7457 | 2283 | 378 | polygon | FALSE | TRUE | America/New_York | 3 | 31316 | 1840015848 | [10 empty] | LudowiciGA
Carnation | Carnation | WA | Washington | 53033 | King | 47.6442 | -121.9041 | 2282 | 767 | polygon | FALSE | TRUE | America/Los_Angeles | 3 | 98014 | 1840018421 | [10 empty] | CarnationWA
Vernonia | Vernonia | OR | Oregon | 41009 | Columbia | 45.8611 | -123.1834 | 2281 | 535 | polygon | FALSE | TRUE | America/Los_Angeles | 3 | 97064 | 1840021187 | [10 empty] | VernoniaOR
BoquerÃ³n | Boqueron | PR | Puerto Rico | 72023 | Cabo Rojo | 18.034 | -67.1715 | 2280 | 881 | polygon | FALSE | FALSE | America/Puerto_Rico | 3 | 622 | 1630035624 | [10 empty] | BoquerÃ³nPR
Brice Prairie | Brice Prairie | WI | Wisconsin | 55063 | La Crosse | 43.9375 | -91.3074 | 2280 | 191 | polygon | FALSE | FALSE | America/Chicago | 3 | 54650 | 1840004158 | [10 empty] | Brice PrairieWI
Ina | Ina | IL | Illinois | 17081 | Jefferson | 38.1499 | -88.904 | 2279 | 365 | polygon | FALSE | TRUE | America/Chicago | 3 | 62846 | 1840012912 | [10 empty] | InaIL
Hughesville | Hughesville | MD | Maryland | 24017 | Charles | 38.5376 | -76.7748 | 2279 | 78 | polygon | FALSE | FALSE | America/New_York | 3 | 20637 | 1840006174 | [10 empty] | HughesvilleMD
Brogden | Brogden | NC | North Carolina | 37191 | Wayne | 35.2961 | -78.025 | 2279 | 397 | polygon | FALSE | FALSE | America/New_York | 3 | 28333 | 1840013431 | [10 empty] | BrogdenNC
Trowbridge Park | Trowbridge Park | MI | Michigan | 26103 | Marquette | 46.5565 | -87.4417 | 2278 | 634 | polygon | FALSE | FALSE | America/Detroit | 3 | 49855 | 1840006571 | [10 empty] | Trowbridge ParkMI
East Sonora | East Sonora | CA | California | 6109 | Tuolumne | 37.9777 | -120.341 | 2278 | 355 | polygon | FALSE | FALSE | America/Los_Angeles | 3 | 95370 | 1840017599 | [10 empty] | East SonoraCA
North Spearfish | North Spearfish | SD | South Dakota | 46081 | Lawrence | 44.5123 | -103.8955 | 2278 | 284 | polygon | FALSE | TRUE | America/Denver | 3 | 57783 | 1840073768 | [10 empty] | North SpearfishSD
Denmark | Denmark | WI | Wisconsin | 55009 | Brown | 44.3493 | -87.8313 | 2277 | 446 | polygon | FALSE | TRUE | America/Chicago | 3 | 54208 | 1840002347 | [10 empty] | DenmarkWI
Carlin | Carlin | NV | Nevada | 32007 | Elko | 40.719 | -116.108 | 2277 | 84 | polygon | FALSE | TRUE | America/Los_Angeles | 3 | 89822 | 1840018706 | [10 empty] | CarlinNV
Alamo | Alamo | TN | Tennessee | 47033 | Crockett | 35.783 | -89.1168 | 2277 | 400 | polygon | FALSE | TRUE | America/Chicago | 3 | 38001 | 1840015368 | [10 empty] | AlamoTN
Cass City | Cass City | MI | Michigan | 26157 | Tuscola | 43.6007 | -83.1767 | 2276 | 497 | polygon | FALSE | TRUE | America/Detroit | 3 | 48726 | 1840010049 | [10 empty] | Cass CityMI
Tazewell | Tazewell | TN | Tennessee | 47025 | Claiborne | 36.4625 | -83.567 | 2276 | 202 | polygon | FALSE | TRUE | America/New_York | 3 | 37879 | 1840016021 | [10 empty] | TazewellTN
Guin | Guin | AL | Alabama | 1093 | Marion | 33.9832 | -87.9023 | 2275 | 58 | polygon | FALSE | TRUE | America/Chicago | 3 | 35563 | 1840013640 | [10 empty] | GuinAL
Pablo | Pablo | MT | Montana | 30047 | Lake | 47.6035 | -114.1059 | 2274 | 181 | polygon | FALSE | FALSE | America/Denver | 3 | 59855 59864 59860 | 1840018394 | [10 empty] | PabloMT
Egypt | Egypt | PA | Pennsylvania | 42077 | Lehigh | 40.6858 | -75.5334 | 2273 | 606 | polygon | FALSE | FALSE | America/New_York | 3 | 18052 | 1840026406 | [10 empty] | EgyptPA
Redfield | Redfield | SD | South Dakota | 46115 | Spink | 44.8725 | -98.5186 | 2273 | 455 | polygon | FALSE | TRUE | America/Chicago | 3 | 57469 | 1840002120 | [10 empty] | RedfieldSD
Sleepy Hollow | Sleepy Hollow | CA | California | 6041 | Marin | 38.012 | -122.5877 | 2273 | 293 | polygon | FALSE | FALSE | America/Los_Angeles | 3 | 94960 | 1840140381 | [10 empty] | Sleepy HollowCA
Oakhurst | Oakhurst | OK | Oklahoma | 40143 | Tulsa | 36.0828 | -96.0641 | 2272 | 158 | polygon | FALSE | FALSE | America/Chicago | 3 | 74050 74131 74107 74157 | 1840019074 | [10 empty] | OakhurstOK
Geistown | Geistown | PA | Pennsylvania | 42021 | Cambria | 40.2935 | -78.8727 | 2271 | 827 | polygon | FALSE | TRUE | America/New_York | 3 | 15904 | 1840001114 | [10 empty] | GeistownPA
Belcourt | Belcourt | ND | North Dakota | 38079 | Rolette | 48.8417 | -99.7447 | 2270 | 150 | polygon | FALSE | FALSE | America/Chicago | 3 | 58316 | 1840003990 | [10 empty] | BelcourtND
Calabash | Calabash | NC | North Carolina | 37019 | Brunswick | 33.8945 | -78.5571 | 2270 | 262 | polygon | FALSE | TRUE | America/New_York | 3 | 28467 28468 | 1840015580 | [10 empty] | CalabashNC
Walton Hills | Walton Hills | OH | Ohio | 39035 | Cuyahoga | 41.3662 | -81.5554 | 2269 | 129 | polygon | FALSE | TRUE | America/New_York | 3 | 44146 | 1840003418 | [10 empty] | Walton HillsOH
Herington | Herington | KS | Kansas | 20041 | Dickinson | 38.6863 | -96.8667 | 2268 | 181 | polygon | FALSE | TRUE | America/Chicago | 3 | 67449 | 1840001630 | [10 empty] | HeringtonKS
Greensboro | Greensboro | AL | Alabama | 1065 | Hale | 32.7014 | -87.595 | 2268 | 368 | polygon | FALSE | TRUE | America/Chicago | 3 | 36744 | 1840006442 | [10 empty] | GreensboroAL
Brinckerhoff | Brinckerhoff | NY | New York | 36027 | Dutchess | 41.5511 | -73.8696 | 2267 | 781 | polygon | FALSE | FALSE | America/New_York | 3 | 12524 | 1840004740 | [10 empty] | BrinckerhoffNY
Quail Ridge | Quail Ridge | FL | Florida | 12101 | Pasco | 28.3451 | -82.5535 | 2267 | 223 | polygon | FALSE | TRUE | America/New_York | 3 | 34610 | 1840039089 | [10 empty] | Quail RidgeFL
Skyline Acres | Skyline Acres | OH | Ohio | 39061 | Hamilton | 39.2276 | -84.5665 | 2266 | 1347 | polygon | FALSE | FALSE | America/New_York | 3 | 45231 | 1840034134 | [10 empty] | Skyline AcresOH
Mayer | Mayer | MN | Minnesota | 27019 | Carver | 44.8868 | -93.8904 | 2266 | 637 | polygon | FALSE | TRUE | America/Chicago | 3 | 55360 | 1840007847 | [10 empty] | MayerMN
Aguas Claras | Aguas Claras | PR | Puerto Rico | 72037 | Ceiba | 18.2447 | -65.6662 | 2266 | 319 | polygon | FALSE | FALSE | America/Puerto_Rico | 3 | 735 | 1630023722 | [10 empty] | Aguas ClarasPR
Clearlake Oaks | Clearlake Oaks | CA | California | 6033 | Lake | 39.0218 | -122.6593 | 2265 | 442 | polygon | FALSE | FALSE | America/Los_Angeles | 3 | 95423 | 1840017545 | [10 empty] | Clearlake OaksCA
Center | Center | CO | Colorado | 8109 | Saguache | 37.7512 | -106.1105 | 2264 | 1011 | polygon | FALSE | TRUE | America/Denver | 3 | 81125 | 1840022517 | [10 empty] | CenterCO
Fairdale | Fairdale | PA | Pennsylvania | 42059 | Greene | 39.8901 | -79.968 | 2264 | 605 | polygon | FALSE | FALSE | America/New_York | 3 | 15320 | 1840000716 | [10 empty] | FairdalePA
Rangely | Rangely | CO | Colorado | 8103 | Rio Blanco | 40.0861 | -108.7794 | 2263 | 203 | polygon | FALSE | TRUE | America/Denver | 3 | 81648 | 1840021417 | [10 empty] | RangelyCO
Fort Polk North | Fort Polk North | LA | Louisiana | 22115 | Vernon | 31.1031 | -93.1793 | 2263 | 104 | polygon | TRUE | TRUE | America/Chicago | 3 | 71459 71446 | 1840073836 | [10 empty] | Fort Polk NorthLA
Belmond | Belmond | IA | Iowa | 19197 | Wright | 42.8466 | -93.6084 | 2263 | 306 | polygon | FALSE | TRUE | America/Chicago | 3 | 50421 | 1840006905 | [10 empty] | BelmondIA
Wilson-Conococheague | Wilson-Conococheague | MD | Maryland | 24043 | Washington | 39.653 | -77.8306 | 2263 | 185 | polygon | FALSE | TRUE | America/New_York | 3 | 21722 21740 | 1840073739 | [10 empty] | Wilson-ConococheagueMD
Durant | Durant | MS | Mississippi | 28051 | Holmes | 33.0799 | -89.8566 | 2262 | 389 | polygon | FALSE | TRUE | America/Chicago | 3 | 39063 | 1840013775 | [10 empty] | DurantMS
Utica | Utica | OH | Ohio | 39089 | Licking | 40.2335 | -82.441 | 2260 | 499 | polygon | FALSE | TRUE | America/New_York | 3 | 43080 | 1840012332 | [10 empty] | UticaOH
Tunica Resorts | Tunica Resorts | MS | Mississippi | 28143 | Tunica | 34.8298 | -90.3218 | 2260 | 29 | polygon | FALSE | FALSE | America/Chicago | 3 | 38664 | 1840032567 | [10 empty] | Tunica ResortsMS
Poplar-Cotton Center | Poplar-Cotton Center | CA | California | 6107 | Tulare | 36.0564 | -119.1493 | 2259 | 679 | polygon | FALSE | TRUE | America/Los_Angeles | 3 | 93257 93258 | 1840074566 | [10 empty] | Poplar-Cotton CenterCA
Waterloo | Waterloo | IN | Indiana | 18033 | DeKalb | 41.4328 | -85.0347 | 2259 | 412 | polygon | FALSE | TRUE | America/Indiana/Indianapolis | 3 | 46793 | 1840010250 | [10 empty] | WaterlooIN
West Wareham | West Wareham | MA | Massachusetts | 25023 | Plymouth | 41.79 | -70.755 | 2259 | 233 | polygon | FALSE | FALSE | America/New_York | 3 | 2576 | 1840003202 | [10 empty] | West WarehamMA
Mitchellville | Mitchellville | IA | Iowa | 19153 | Polk | 41.668 | -93.3629 | 2258 | 373 | polygon | FALSE | TRUE | America/Chicago | 3 | 50169 | 1840008169 | [10 empty] | MitchellvilleIA
Zion | Zion | PA | Pennsylvania | 42027 | Centre | 40.9167 | -77.6908 | 2258 | 302 | polygon | FALSE | FALSE | America/New_York | 3 | 16823 | 1840005170 | [10 empty] | ZionPA
Escatawpa | Escatawpa | MS | Mississippi | 28059 | Jackson | 30.4912 | -88.5495 | 2257 | 130 | polygon | FALSE | FALSE | America/Chicago | 3 | 39562 | 1840013105 | [10 empty] | EscatawpaMS
Spencer | Spencer | IN | Indiana | 18119 | Owen | 39.2862 | -86.7726 | 2256 | 546 | polygon | FALSE | TRUE | America/Indiana/Indianapolis | 3 | 47460 | 1840010655 | [10 empty] | SpencerIN
Splendora | Splendora | TX | Texas | 48339 | Montgomery | 30.2324 | -95.1616 | 2255 | 286 | polygon | FALSE | TRUE | America/Chicago | 3 | 77372 | 1840022174 | [10 empty] | SplendoraTX
Ogdensburg | Ogdensburg | NJ | New Jersey | 34037 | Sussex | 41.0769 | -74.5973 | 2255 | 395 | polygon | FALSE | TRUE | America/New_York | 3 | 7439 | 1840000787 | [10 empty] | OgdensburgNJ
Oak Hills | Oak Hills | PA | Pennsylvania | 42019 | Butler | 40.8263 | -79.9152 | 2255 | 259 | polygon | FALSE | FALSE | America/New_York | 3 | 16002 16001 | 1840035432 | [10 empty] | Oak HillsPA
Westby | Westby | WI | Wisconsin | 55123 | Vernon | 43.653 | -90.8584 | 2255 | 324 | polygon | FALSE | TRUE | America/Chicago | 3 | 54667 | 1840002689 | [10 empty] | WestbyWI
Alpha | Alpha | NJ | New Jersey | 34041 | Warren | 40.6598 | -75.1571 | 2255 | 518 | polygon | FALSE | TRUE | America/New_York | 3 | 8865 | 1840003572 | [10 empty] | AlphaNJ
Four Oaks | Four Oaks | NC | North Carolina | 37101 | Johnston | 35.4454 | -78.4164 | 2254 | 380 | polygon | FALSE | TRUE | America/New_York | 3 | 27524 | 1840016291 | [10 empty] | Four OaksNC
Westmorland | Westmorland | CA | California | 6025 | Imperial | 33.0389 | -115.6223 | 2254 | 1474 | polygon | FALSE | TRUE | America/Los_Angeles | 3 | 92281 | 1840022001 | [10 empty] | WestmorlandCA
Oyster Bay Cove | Oyster Bay Cove | NY | New York | 36059 | Nassau | 40.857 | -73.5037 | 2254 | 207 | polygon | FALSE | TRUE | America/New_York | 3 | 11791 11771 | 1840005317 | [10 empty] | Oyster Bay CoveNY
Madelia | Madelia | MN | Minnesota | 27165 | Watonwan | 44.0482 | -94.4198 | 2254 | 572 | polygon | FALSE | TRUE | America/Chicago | 3 | 56062 | 1840008992 | [10 empty] | MadeliaMN
Aliceville | Aliceville | AL | Alabama | 1107 | Pickens | 33.1237 | -88.1594 | 2254 | 190 | polygon | FALSE | TRUE | America/Chicago | 3 | 35442 | 1840013758 | [10 empty] | AlicevilleAL
Honalo | Honalo | HI | Hawaii | 15001 | Hawaii | 19.5787 | -155.902 | 2254 | 29 | polygon | FALSE | FALSE | Pacific/Honolulu | 3 | 96725 | 1840023195 | [10 empty] | HonaloHI
New Market | New Market | VA | Virginia | 51171 | Shenandoah | 38.6459 | -78.6709 | 2253 | 430 | polygon | FALSE | TRUE | America/New_York | 3 | 22844 | 1840006003 | [10 empty] | New MarketVA
Fredonia | Fredonia | WI | Wisconsin | 55089 | Ozaukee | 43.4715 | -87.9489 | 2253 | 407 | polygon | FALSE | TRUE | America/Chicago | 3 | 53004 53021 | 1840002822 | [10 empty] | FredoniaWI
Grove City | Grove City | FL | Florida | 12015 | Charlotte | 26.9071 | -82.3258 | 2253 | 642 | polygon | FALSE | FALSE | America/New_York | 3 | 34224 | 1840014196 | [10 empty] | Grove CityFL
Watsontown | Watsontown | PA | Pennsylvania | 42097 | Northumberland | 41.085 | -76.8646 | 2252 | 1235 | polygon | FALSE | TRUE | America/New_York | 3 | 17777 | 1840000853 | [10 empty] | WatsontownPA
Janesville | Janesville | MN | Minnesota | 27161 | Waseca | 44.1214 | -93.7107 | 2252 | 496 | polygon | FALSE | TRUE | America/Chicago | 3 | 56048 | 1840007915 | [10 empty] | JanesvilleMN
Tompkinsville | Tompkinsville | KY | Kentucky | 21171 | Monroe | 36.7012 | -85.6927 | 2252 | 264 | polygon | FALSE | TRUE | America/Chicago | 3 | 42167 | 1840015272 | [10 empty] | TompkinsvilleKY
Meeker | Meeker | CO | Colorado | 8103 | Rio Blanco | 40.05 | -107.8949 | 2252 | 245 | polygon | FALSE | TRUE | America/Denver | 3 | 81641 | 1840022427 | [10 empty] | MeekerCO
Seneca | Seneca | IL | Illinois | 17099 | LaSalle | 41.3207 | -88.5889 | 2251 | 133 | polygon | FALSE | TRUE | America/Chicago | 3 | 60450 61360 | 1840011539 | [10 empty] | SenecaIL
Aptos Hills-Larkin Valley | Aptos Hills-Larkin Valley | CA | California | 6087 | Santa Cruz | 36.9606 | -121.8341 | 2251 | 93 | polygon | FALSE | TRUE | America/Los_Angeles | 3 | 95076 95003 | 1840036659 | [10 empty] | Aptos Hills-Larkin ValleyCA
Hunter | Hunter | OH | Ohio | 39165 | Warren | 39.4947 | -84.2903 | 2251 | 534 | polygon | FALSE | FALSE | America/New_York | 3 | 45005 | 1840034373 | [10 empty] | HunterOH
Willamina | Willamina | OR | Oregon | 41071 | Yamhill | 45.0786 | -123.4847 | 2250 | 915 | polygon | FALSE | TRUE | America/Los_Angeles | 3 | 97396 | 1840021221 | [10 empty] | WillaminaOR
Lamoni | Lamoni | IA | Iowa | 19053 | Decatur | 40.6202 | -93.9307 | 2249 | 219 | polygon | FALSE | TRUE | America/Chicago | 3 | 50140 | 1840001004 | [10 empty] | LamoniIA
Lakeside | Lakeside | MT | Montana | 30029 | Flathead | 48.0182 | -114.2274 | 2249 | 61 | polygon | FALSE | FALSE | America/Denver | 3 | 59922 | 1840017300 | [10 empty] | LakesideMT
Los Prados | Los Prados | PR | Puerto Rico | 72025 | Caguas | 18.233 | -66.0619 | 2249 | 3519 | polygon | FALSE | TRUE | America/Puerto_Rico | 2 | 727 | 1630025219 | [10 empty] | Los PradosPR
Lineville | Lineville | AL | Alabama | 1027 | Clay | 33.313 | -85.7508 | 2249 | 89 | polygon | FALSE | TRUE | America/Chicago | 3 | 36266 | 1840008076 | [10 empty] | LinevilleAL
Paia | Paia | HI | Hawaii | 15009 | Maui | 20.9062 | -156.3678 | 2249 | 141 | polygon | FALSE | FALSE | Pacific/Honolulu | 3 | 96779 | 1840029539 | [10 empty] | PaiaHI
Keokea | Keokea | HI | Hawaii | 15009 | Maui | 20.7211 | -156.3624 | 2248 | 47 | polygon | FALSE | FALSE | Pacific/Honolulu | 3 | 96790 | 1840029506 | [10 empty] | KeokeaHI
Falconer | Falconer | NY | New York | 36013 | Chautauqua | 42.119 | -79.1973 | 2247 | 793 | polygon | FALSE | TRUE | America/New_York | 3 | 14733 | 1840004564 | [10 empty] | FalconerNY
Ferdinand | Ferdinand | IN | Indiana | 18037 | Dubois | 38.2269 | -86.8631 | 2247 | 379 | polygon | FALSE | TRUE | America/Indiana/Vincennes | 3 | 47532 | 1840010801 | [10 empty] | FerdinandIN
Lisbon | Lisbon | IA | Iowa | 19113 | Linn | 41.9205 | -91.3917 | 2247 | 405 | polygon | FALSE | TRUE | America/Chicago | 3 | 52253 | 1840009144 | [10 empty] | LisbonIA
Spring Mount | Spring Mount | PA | Pennsylvania | 42091 | Montgomery | 40.2755 | -75.4651 | 2247 | 1296 | polygon | FALSE | FALSE | America/New_York | 3 | 19473 19478 | 1840005468 | [10 empty] | Spring MountPA
Colstrip | Colstrip | MT | Montana | 30087 | Rosebud | 45.8943 | -106.628 | 2246 | 214 | polygon | FALSE | TRUE | America/Denver | 3 | 59327 59323 | 1840018466 | [10 empty] | ColstripMT
Shingletown | Shingletown | CA | California | 6089 | Shasta | 40.5035 | -121.86 | 2246 | 35 | polygon | FALSE | FALSE | America/Los_Angeles | 3 | 96088 | 1840018728 | [10 empty] | ShingletownCA
Fairmount | Fairmount | TN | Tennessee | 47065 | Hamilton | 35.1844 | -85.3302 | 2245 | 193 | polygon | FALSE | FALSE | America/Chicago | 3 | 37377 | 1840013075 | [10 empty] | FairmountTN
Los Llanos | Los Llanos | PR | Puerto Rico | 72043 | Coamo | 18.0579 | -66.4092 | 2244 | 1098 | polygon | FALSE | FALSE | America/Puerto_Rico | 3 | 769 | 1630023663 | [10 empty] | Los LlanosPR
Laughlin AFB | Laughlin AFB | TX | Texas | 48465 | Val Verde | 29.3568 | -100.7829 | 2244 | 135 | polygon | TRUE | TRUE | America/Chicago | 3 | 78843 78840 | 1840037090 | [10 empty] | Laughlin AFBTX
Leadville North | Leadville North | CO | Colorado | 8065 | Lake | 39.26 | -106.3112 | 2244 | 353 | polygon | FALSE | TRUE | America/Denver | 3 | 80461 | 1840074311 | [10 empty] | Leadville NorthCO
Franklinton | Franklinton | NC | North Carolina | 37069 | Franklin | 36.1011 | -78.4523 | 2241 | 540 | polygon | FALSE | TRUE | America/New_York | 3 | 27525 | 1840016118 | [10 empty] | FranklintonNC
Vista Center | Vista Center | NJ | New Jersey | 34029 | Ocean | 40.1584 | -74.3227 | 2241 | 257 | polygon | FALSE | FALSE | America/New_York | 3 | 8527 | 1840033475 | [10 empty] | Vista CenterNJ
Phoenix | Phoenix | NY | New York | 36075 | Oswego | 43.2316 | -76.2961 | 2241 | 739 | polygon | FALSE | TRUE | America/New_York | 3 | 13135 | 1840004193 | [10 empty] | PhoenixNY
Lake Hamilton | Lake Hamilton | AR | Arkansas | 5051 | Garland | 34.4269 | -93.0887 | 2240 | 444 | polygon | FALSE | FALSE | America/Chicago | 3 | 71913 | 1840013588 | [10 empty] | Lake HamiltonAR
La Porte City | La Porte City | IA | Iowa | 19013 | Black Hawk | 42.3138 | -92.1914 | 2240 | 338 | polygon | FALSE | TRUE | America/Chicago | 3 | 50651 | 1840008064 | [10 empty] | La Porte CityIA
Newtown | Newtown | PA | Pennsylvania | 42017 | Bucks | 40.229 | -74.9324 | 2240 | 1562 | polygon | FALSE | TRUE | America/New_York | 3 | 18940 | 1840001329 | [10 empty] | NewtownPA
Winsted | Winsted | MN | Minnesota | 27085 | McLeod | 44.9574 | -94.0498 | 2240 | 457 | polygon | FALSE | TRUE | America/Chicago | 3 | 55395 | 1840010006 | [10 empty] | WinstedMN
Grand Canyon Village | Grand Canyon Village | AZ | Arizona | 4005 | Coconino | 36.0492 | -112.1566 | 2239 | 64 | polygon | FALSE | TRUE | America/Phoenix | 3 | 86023 | 1840074025 | [10 empty] | Grand Canyon VillageAZ
York | York | AL | Alabama | 1119 | Sumter | 32.4998 | -88.2938 | 2239 | 125 | polygon | FALSE | TRUE | America/Chicago | 3 | 36925 | 1840015778 | [10 empty] | YorkAL
Mulberry | Mulberry | NC | North Carolina | 37193 | Wilkes | 36.2257 | -81.1653 | 2239 | 169 | polygon | FALSE | FALSE | America/New_York | 3 | 28659 | 1840013340 | [10 empty] | MulberryNC
East Berwick | East Berwick | PA | Pennsylvania | 42079 | Luzerne | 41.0657 | -76.2208 | 2239 | 952 | polygon | FALSE | FALSE | America/New_York | 3 | 18603 | 1840034938 | [10 empty] | East BerwickPA
Garfield | Garfield | TX | Texas | 48453 | Travis | 30.1961 | -97.5514 | 2239 | 72 | polygon | FALSE | FALSE | America/Chicago | 3 | 78617 | 1840018233 | [10 empty] | GarfieldTX
Plattsburg | Plattsburg | MO | Missouri | 29049 | Clinton | 39.5644 | -94.4615 | 2238 | 239 | polygon | FALSE | TRUE | America/Chicago | 3 | 64477 | 1840009557 | [10 empty] | PlattsburgMO
Chesaning | Chesaning | MI | Michigan | 26145 | Saginaw | 43.1851 | -84.12 | 2238 | 280 | polygon | FALSE | TRUE | America/Detroit | 3 | 48616 | 1840010053 | [10 empty] | ChesaningMI
Royal City | Royal City | WA | Washington | 53025 | Grant | 46.9019 | -119.6208 | 2237 | 742 | polygon | FALSE | TRUE | America/Los_Angeles | 3 | 99357 | 1840019816 | [10 empty] | Royal CityWA
Westbrook Center | Westbrook Center | CT | Connecticut | 9007 | Middlesex | 41.2811 | -72.4424 | 2237 | 511 | polygon | FALSE | TRUE | America/New_York | 3 | 6498 | 1840073313 | [10 empty] | Westbrook CenterCT
La Fermina | La Fermina | PR | Puerto Rico | 72069 | Humacao | 18.1744 | -65.8527 | 2236 | 882 | polygon | FALSE | FALSE | America/Puerto_Rico | 3 | 00771 00791 | 1630023729 | [10 empty] | La FerminaPR
Holden | Holden | MO | Missouri | 29101 | Johnson | 38.7136 | -93.9895 | 2236 | 358 | polygon | FALSE | TRUE | America/Chicago | 3 | 64040 | 1840007434 | [10 empty] | HoldenMO
West Dennis | West Dennis | MA | Massachusetts | 25001 | Barnstable | 41.6666 | -70.1656 | 2236 | 264 | polygon | FALSE | FALSE | America/New_York | 3 | 02670 02660 | 1840003244 | [10 empty] | West DennisMA
Jefferson | Jefferson | MD | Maryland | 24021 | Frederick | 39.3661 | -77.5409 | 2235 | 411 | polygon | FALSE | FALSE | America/New_York | 3 | 21755 | 1840024451 | [10 empty] | JeffersonMD
Sugarcreek | Sugarcreek | OH | Ohio | 39157 | Tuscarawas | 40.5076 | -81.6409 | 2234 | 227 | polygon | FALSE | TRUE | America/New_York | 3 | 44681 | 1840012098 | [10 empty] | SugarcreekOH
Oakwood | Oakwood | PA | Pennsylvania | 42073 | Lawrence | 41.0112 | -80.3793 | 2233 | 328 | polygon | FALSE | FALSE | America/New_York | 3 | 16101 | 1840005190 | [10 empty] | OakwoodPA
Buchanan | Buchanan | NY | New York | 36119 | Westchester | 41.2643 | -73.9465 | 2232 | 629 | polygon | FALSE | TRUE | America/New_York | 3 | 10511 | 1840004950 | [10 empty] | BuchananNY
Jackson | Jackson | KY | Kentucky | 21025 | Breathitt | 37.5589 | -83.3782 | 2230 | 298 | polygon | FALSE | TRUE | America/New_York | 3 | 41339 | 1840014357 | [10 empty] | JacksonKY
Park Falls | Park Falls | WI | Wisconsin | 55099 | Price | 45.9348 | -90.4463 | 2230 | 235 | polygon | FALSE | TRUE | America/Chicago | 3 | 54552 | 1840002010 | [10 empty] | Park FallsWI
North Prairie | North Prairie | WI | Wisconsin | 55133 | Waukesha | 42.9357 | -88.4038 | 2228 | 314 | polygon | FALSE | TRUE | America/Chicago | 3 | 53153 | 1840003026 | [10 empty] | North PrairieWI
Hope | Hope | IN | Indiana | 18005 | Bartholomew | 39.2993 | -85.766 | 2228 | 906 | polygon | FALSE | TRUE | America/Indiana/Indianapolis | 3 | 47246 | 1840010669 | [10 empty] | HopeIN
Drum Point | Drum Point | MD | Maryland | 24009 | Calvert | 38.3325 | -76.4295 | 2227 | 516 | polygon | FALSE | FALSE | America/New_York | 3 | 20657 | 1840026724 | [10 empty] | Drum PointMD
Sky Valley | Sky Valley | CA | California | 6065 | Riverside | 33.8912 | -116.3551 | 2227 | 35 | polygon | FALSE | FALSE | America/Los_Angeles | 3 | 92241 | 1840025034 | [10 empty] | Sky ValleyCA
Uniontown | Uniontown | AL | Alabama | 1105 | Perry | 32.449 | -87.4958 | 2227 | 56 | polygon | FALSE | TRUE | America/Chicago | 3 | 36786 | 1840016959 | [10 empty] | UniontownAL
Weimar | Weimar | TX | Texas | 48089 | Colorado | 29.7 | -96.7773 | 2226 | 371 | polygon | FALSE | TRUE | America/Chicago | 3 | 78962 | 1840022211 | [10 empty] | WeimarTX
Guyton | Guyton | GA | Georgia | 13103 | Effingham | 32.3408 | -81.4226 | 2226 | 268 | polygon | FALSE | TRUE | America/New_York | 3 | 31312 | 1840013823 | [10 empty] | GuytonGA
Sewall's Point | Sewall's Point | FL | Florida | 12085 | Martin | 27.1971 | -80.1982 | 2226 | 729 | polygon | FALSE | TRUE | America/New_York | 3 | 34996 34958 | 1840018304 | [10 empty] | Sewall's PointFL
Centerburg | Centerburg | OH | Ohio | 39083 | Knox | 40.3039 | -82.6979 | 2226 | 890 | polygon | FALSE | TRUE | America/New_York | 3 | 43011 | 1840010420 | [10 empty] | CenterburgOH
Columbia | Columbia | CA | California | 6109 | Tuolumne | 38.0333 | -120.4097 | 2226 | 144 | polygon | FALSE | FALSE | America/Los_Angeles | 3 | 95310 95370 | 1840017597 | [10 empty] | ColumbiaCA
Elwood | Elwood | IL | Illinois | 17197 | Will | 41.4118 | -88.1347 | 2226 | 62 | polygon | FALSE | TRUE | America/Chicago | 3 | 60421 | 1840011485 | [10 empty] | ElwoodIL
Fredonia | Fredonia | KS | Kansas | 20205 | Wilson | 37.5328 | -95.8223 | 2225 | 353 | polygon | FALSE | TRUE | America/Chicago | 3 | 66736 | 1840001693 | [10 empty] | FredoniaKS
Pulaski | Pulaski | NY | New York | 36075 | Oswego | 43.5653 | -76.1267 | 2225 | 242 | polygon | FALSE | TRUE | America/New_York | 3 | 13142 | 1840004194 | [10 empty] | PulaskiNY
Southworth | Southworth | WA | Washington | 53035 | Kitsap | 47.5126 | -122.5298 | 2224 | 254 | polygon | FALSE | FALSE | America/Los_Angeles | 3 | 98366 98384 98386 | 1840023800 | [10 empty] | SouthworthWA
Brownsville | Brownsville | PA | Pennsylvania | 42051 | Fayette | 40.0188 | -79.891 | 2224 | 879 | polygon | FALSE | TRUE | America/New_York | 3 | 15417 | 1840001500 | [10 empty] | BrownsvillePA
Farmington | Farmington | IL | Illinois | 17057 | Fulton | 40.697 | -90.0024 | 2223 | 570 | polygon | FALSE | TRUE | America/Chicago | 3 | 61531 | 1840008330 | [10 empty] | FarmingtonIL
Hennessey | Hennessey | OK | Oklahoma | 40073 | Kingfisher | 36.1056 | -97.8989 | 2223 | 231 | polygon | FALSE | TRUE | America/Chicago | 3 | 73742 | 1840021680 | [10 empty] | HennesseyOK
Mount Pleasant | Mount Pleasant | NC | North Carolina | 37025 | Cabarrus | 35.3771 | -80.4497 | 2222 | 258 | polygon | FALSE | TRUE | America/New_York | 3 | 28124 28025 | 1840016363 | [10 empty] | Mount PleasantNC
Dolan Springs | Dolan Springs | AZ | Arizona | 4015 | Mohave | 35.5905 | -114.2852 | 2222 | 14 | polygon | FALSE | FALSE | America/Phoenix | 3 | 86441 | 1840019744 | [10 empty] | Dolan SpringsAZ
Boron | Boron | CA | California | 6029 | Kern | 35.0164 | -117.6659 | 2221 | 62 | polygon | FALSE | FALSE | America/Los_Angeles | 3 | 93516 93596 | 1840017811 | [10 empty] | BoronCA
Union | Union | OR | Oregon | 41061 | Union | 45.2089 | -117.8679 | 2221 | 344 | polygon | FALSE | TRUE | America/Los_Angeles | 3 | 97883 | 1840021200 | [10 empty] | UnionOR
North Eagle Butte | North Eagle Butte | SD | South Dakota | 46041 | Dewey | 45.0169 | -101.2365 | 2220 | 94 | polygon | FALSE | FALSE | America/Denver | 3 | 57625 | 1840004020 | [10 empty] | North Eagle ButteSD
Grenelefe | Grenelefe | FL | Florida | 12105 | Polk | 28.0579 | -81.5538 | 2220 | 201 | polygon | FALSE | TRUE | America/New_York | 3 | 33844 | 1840038904 | [10 empty] | GrenelefeFL
Baldwin | Baldwin | LA | Louisiana | 22101 | St. Mary | 29.8388 | -91.5522 | 2219 | 266 | polygon | FALSE | TRUE | America/Chicago | 3 | 70514 70538 | 1840015941 | [10 empty] | BaldwinLA
Cleona | Cleona | PA | Pennsylvania | 42075 | Lebanon | 40.3385 | -76.477 | 2219 | 1020 | polygon | FALSE | TRUE | America/New_York | 3 | 17046 17042 | 1840001344 | [10 empty] | CleonaPA
Henderson | Henderson | GA | Georgia | 13051 | Chatham | 32.0103 | -81.2656 | 2219 | 491 | polygon | FALSE | FALSE | America/New_York | 3 | 31419 | 1840137955 | [10 empty] | HendersonGA
Lumberton | Lumberton | MS | Mississippi | 28073 | Lamar | 31.0064 | -89.4592 | 2218 | 120 | polygon | FALSE | TRUE | America/Chicago | 3 | 39455 | 1840015873 | [10 empty] | LumbertonMS
Gibbsboro | Gibbsboro | NJ | New Jersey | 34007 | Camden | 39.8332 | -74.9657 | 2218 | 397 | polygon | FALSE | TRUE | America/New_York | 3 | 8026 | 1840003776 | [10 empty] | GibbsboroNJ
Woodsfield | Woodsfield | OH | Ohio | 39111 | Monroe | 39.7631 | -81.1169 | 2217 | 424 | polygon | FALSE | TRUE | America/New_York | 3 | 43793 | 1840012523 | [10 empty] | WoodsfieldOH
Central | Central | TN | Tennessee | 47019 | Carter | 36.3289 | -82.294 | 2217 | 243 | polygon | FALSE | FALSE | America/New_York | 3 | 37601 | 1840013312 | [10 empty] | CentralTN
Gates Mills | Gates Mills | OH | Ohio | 39035 | Cuyahoga | 41.5316 | -81.41 | 2217 | 95 | polygon | FALSE | TRUE | America/New_York | 3 | 44040 | 1840000603 | [10 empty] | Gates MillsOH
Cape Neddick | Cape Neddick | ME | Maine | 23031 | York | 43.1706 | -70.622 | 2217 | 229 | polygon | FALSE | FALSE | America/New_York | 3 | 03909 03910 | 1840002665 | [10 empty] | Cape NeddickME
Fort Pierre | Fort Pierre | SD | South Dakota | 46117 | Stanley | 44.368 | -100.3831 | 2217 | 274 | polygon | FALSE | TRUE | America/Chicago | 3 | 57532 | 1840002303 | [10 empty] | Fort PierreSD
San Felipe Pueblo | San Felipe Pueblo | NM | New Mexico | 35043 | Sandoval | 35.4338 | -106.425 | 2217 | 71 | polygon | FALSE | FALSE | America/Denver | 3 | 87001 | 1840033699 | [10 empty] | San Felipe PuebloNM
Soulsbyville | Soulsbyville | CA | California | 6109 | Tuolumne | 37.9917 | -120.2617 | 2216 | 284 | polygon | FALSE | FALSE | America/Los_Angeles | 3 | 95372 | 1840018878 | [10 empty] | SoulsbyvilleCA
Jonesville | Jonesville | NC | North Carolina | 37197 | Yadkin | 36.2336 | -80.8351 | 2215 | 296 | polygon | FALSE | TRUE | America/New_York | 3 | 28642 | 1840016110 | [10 empty] | JonesvilleNC
Jonesville | Jonesville | MI | Michigan | 26059 | Hillsdale | 41.9785 | -84.6656 | 2215 | 306 | polygon | FALSE | TRUE | America/Detroit | 3 | 49250 | 1840011378 | [10 empty] | JonesvilleMI
Amelia | Amelia | LA | Louisiana | 22101 | St. Mary | 29.6645 | -91.1072 | 2215 | 339 | polygon | FALSE | FALSE | America/Chicago | 3 | 70380 70340 | 1840014016 | [10 empty] | AmeliaLA
Chesterland | Chesterland | OH | Ohio | 39055 | Geauga | 41.5213 | -81.3363 | 2215 | 195 | polygon | FALSE | FALSE | America/New_York | 3 | 44026 | 1840004823 | [10 empty] | ChesterlandOH
Oak Hill | Oak Hill | FL | Florida | 12127 | Volusia | 28.8784 | -80.8351 | 2214 | 127 | polygon | FALSE | TRUE | America/New_York | 3 | 32759 | 1840015074 | [10 empty] | Oak HillFL
South Fulton | South Fulton | TN | Tennessee | 47131 | Obion | 36.4931 | -88.8835 | 2214 | 252 | polygon | FALSE | TRUE | America/Chicago | 3 | 38257 | 1840015279 | [10 empty] | South FultonTN
Eatonville | Eatonville | FL | Florida | 12095 | Orange | 28.6166 | -81.3907 | 2213 | 864 | polygon | FALSE | TRUE | America/New_York | 3 | 32751 32810 | 1840017237 | [10 empty] | EatonvilleFL
Green Meadows | Green Meadows | OH | Ohio | 39023 | Clark | 39.8672 | -83.9454 | 2213 | 1074 | polygon | FALSE | FALSE | America/New_York | 3 | 45323 | 1840034385 | [10 empty] | Green MeadowsOH
Vincent | Vincent | AL | Alabama | 1117 | Shelby | 33.3848 | -86.4086 | 2213 | 41 | polygon | FALSE | TRUE | America/Chicago | 3 | 35178 | 1840016848 | [10 empty] | VincentAL
Magnolia | Magnolia | MS | Mississippi | 28113 | Pike | 31.1619 | -90.467 | 2212 | 139 | polygon | FALSE | TRUE | America/Chicago | 3 | 39652 39648 39632 | 1840015876 | [10 empty] | MagnoliaMS
Bridgman | Bridgman | MI | Michigan | 26021 | Berrien | 41.9396 | -86.5652 | 2212 | 295 | polygon | FALSE | TRUE | America/Detroit | 3 | 49106 | 1840003216 | [10 empty] | BridgmanMI
New Llano | New Llano | LA | Louisiana | 22115 | Vernon | 31.097 | -93.2767 | 2212 | 319 | polygon | FALSE | TRUE | America/Chicago | 3 | 71446 71461 | 1840017111 | [10 empty] | New LlanoLA
Wenonah | Wenonah | NJ | New Jersey | 34015 | Gloucester | 39.7913 | -75.1486 | 2212 | 857 | polygon | FALSE | TRUE | America/New_York | 3 | 8090 | 1840001525 | [10 empty] | WenonahNJ
Hudson | Hudson | MI | Michigan | 26091 | Lenawee | 41.8569 | -84.3451 | 2210 | 389 | polygon | FALSE | TRUE | America/Detroit | 3 | 49247 | 1840003229 | [10 empty] | HudsonMI
East Quincy | East Quincy | CA | California | 6063 | Plumas | 39.9165 | -120.9189 | 2210 | 70 | polygon | FALSE | FALSE | America/Los_Angeles | 3 | 95971 | 1840017517 | [10 empty] | East QuincyCA
Henry | Henry | IL | Illinois | 17123 | Marshall | 41.1172 | -89.3569 | 2209 | 474 | polygon | FALSE | TRUE | America/Chicago | 3 | 61537 | 1840007162 | [10 empty] | HenryIL
Evarts | Evarts | KY | Kentucky | 21095 | Harlan | 36.8644 | -83.1926 | 2209 | 810 | polygon | FALSE | TRUE | America/New_York | 3 | 40828 | 1840013279 | [10 empty] | EvartsKY
Sterling | Sterling | KS | Kansas | 20159 | Rice | 38.2094 | -98.2063 | 2209 | 476 | polygon | FALSE | TRUE | America/Chicago | 3 | 67579 | 1840001663 | [10 empty] | SterlingKS
White River Junction | White River Junction | VT | Vermont | 50027 | Windsor | 43.6496 | -72.3239 | 2209 | 512 | polygon | FALSE | FALSE | America/New_York | 3 | 05001 05009 | 1840004162 | [10 empty] | White River JunctionVT
Holyoke | Holyoke | CO | Colorado | 8095 | Phillips | 40.582 | -102.2975 | 2208 | 345 | polygon | FALSE | TRUE | America/Denver | 3 | 80734 | 1840020164 | [10 empty] | HolyokeCO
West Terre Haute | West Terre Haute | IN | Indiana | 18167 | Vigo | 39.4638 | -87.4506 | 2208 | 1132 | polygon | FALSE | TRUE | America/Indiana/Indianapolis | 3 | 47885 | 1840010622 | [10 empty] | West Terre HauteIN
Hudson Bend | Hudson Bend | TX | Texas | 48453 | Travis | 30.4139 | -97.928 | 2208 | 213 | polygon | FALSE | FALSE | America/Chicago | 3 | 78734 | 1840018234 | [10 empty] | Hudson BendTX
Gaylord | Gaylord | MN | Minnesota | 27143 | Sibley | 44.5555 | -94.2123 | 2207 | 501 | polygon | FALSE | TRUE | America/Chicago | 3 | 55334 | 1840007865 | [10 empty] | GaylordMN
South Pottstown | South Pottstown | PA | Pennsylvania | 42029 | Chester | 40.2367 | -75.6599 | 2207 | 559 | polygon | FALSE | FALSE | America/New_York | 3 | 19465 | 1840005503 | [10 empty] | South PottstownPA
Elmwood Place | Elmwood Place | OH | Ohio | 39061 | Hamilton | 39.1855 | -84.489 | 2207 | 2596 | polygon | FALSE | TRUE | America/New_York | 2 | 45216 | 1840003816 | [10 empty] | Elmwood PlaceOH
Crimora | Crimora | VA | Virginia | 51015 | Augusta | 38.1618 | -78.8413 | 2207 | 280 | polygon | FALSE | FALSE | America/New_York | 3 | 22980 24431 | 1840006241 | [10 empty] | CrimoraVA
Olimpo | Olimpo | PR | Puerto Rico | 72057 | Guayama | 18.0026 | -66.1094 | 2206 | 2919 | polygon | FALSE | FALSE | America/Puerto_Rico | 2 | 784 | 1630023657 | [10 empty] | OlimpoPR
Dry Ridge | Dry Ridge | KY | Kentucky | 21081 | Grant | 38.6837 | -84.6006 | 2205 | 168 | polygon | FALSE | TRUE | America/New_York | 3 | 41035 | 1840013179 | [10 empty] | Dry RidgeKY
Liverpool | Liverpool | NY | New York | 36067 | Onondaga | 43.1061 | -76.2093 | 2204 | 1124 | polygon | FALSE | TRUE | America/New_York | 3 | 13088 | 1840004322 | [10 empty] | LiverpoolNY
Fox Lake Hills | Fox Lake Hills | IL | Illinois | 17097 | Lake | 42.4128 | -88.1271 | 2204 | 679 | polygon | FALSE | FALSE | America/Chicago | 3 | 60046 | 1840004637 | [10 empty] | Fox Lake HillsIL
Lake Village | Lake Village | AR | Arkansas | 5017 | Chicot | 33.3299 | -91.2847 | 2203 | 334 | polygon | FALSE | TRUE | America/Chicago | 3 | 71653 | 1840014821 | [10 empty] | Lake VillageAR
North Plains | North Plains | OR | Oregon | 41067 | Washington | 45.5974 | -122.9946 | 2203 | 772 | polygon | FALSE | TRUE | America/Los_Angeles | 3 | 97133 | 1840019933 | [10 empty] | North PlainsOR
Wynnewood | Wynnewood | OK | Oklahoma | 40049 | Garvin | 34.6442 | -97.1627 | 2203 | 579 | polygon | FALSE | TRUE | America/Chicago | 3 | 73098 | 1840021855 | [10 empty] | WynnewoodOK
St. George | St. George | SC | South Carolina | 45035 | Dorchester | 33.186 | -80.5794 | 2202 | 298 | polygon | FALSE | TRUE | America/New_York | 3 | 29477 | 1840018042 | [10 empty] | St. GeorgeSC
Shinnecock Hills | Shinnecock Hills | NY | New York | 36103 | Suffolk | 40.8878 | -72.4554 | 2202 | 301 | polygon | FALSE | FALSE | America/New_York | 3 | 11968 | 1840005096 | [10 empty] | Shinnecock HillsNY
Windham | Windham | OH | Ohio | 39133 | Portage | 41.2375 | -81.0373 | 2202 | 413 | polygon | FALSE | TRUE | America/New_York | 3 | 44288 | 1840011676 | [10 empty] | WindhamOH
Cimarron | Cimarron | KS | Kansas | 20069 | Gray | 37.8097 | -100.3454 | 2201 | 737 | polygon | FALSE | TRUE | America/Chicago | 3 | 67835 | 1840007558 | [10 empty] | CimarronKS
Long Valley | Long Valley | NJ | New Jersey | 34027 | Morris | 40.7826 | -74.7777 | 2201 | 186 | polygon | FALSE | FALSE | America/New_York | 3 | 7853 | 1840005197 | [10 empty] | Long ValleyNJ
Cecil-Bishop | Cecil-Bishop | PA | Pennsylvania | 42125 | Washington | 40.3184 | -80.1933 | 2201 | 334 | polygon | FALSE | TRUE | America/New_York | 3 | 15317 15057 15321 | 1840035078 | [10 empty] | Cecil-BishopPA
Moorhead | Moorhead | MS | Mississippi | 28133 | Sunflower | 33.4494 | -90.5063 | 2201 | 614 | polygon | FALSE | TRUE | America/Chicago | 3 | 38761 | 1840014772 | [10 empty] | MoorheadMS
Arthur | Arthur | IL | Illinois | 17041 | Douglas | 39.7143 | -88.4695 | 2200 | 645 | polygon | FALSE | TRUE | America/Chicago | 3 | 61911 | 1840012506 | [10 empty] | ArthurIL
Lavonia | Lavonia | GA | Georgia | 13119 | Franklin | 34.434 | -83.1081 | 2200 | 187 | polygon | FALSE | TRUE | America/New_York | 3 | 30553 | 1840014692 | [10 empty] | LavoniaGA
Lovettsville | Lovettsville | VA | Virginia | 51107 | Loudoun | 39.2736 | -77.6399 | 2198 | 1031 | polygon | FALSE | TRUE | America/New_York | 3 | 20180 | 1840005873 | [10 empty] | LovettsvilleVA
De Leon | De Leon | TX | Texas | 48093 | Comanche | 32.1114 | -98.5351 | 2198 | 378 | polygon | FALSE | TRUE | America/Chicago | 3 | 76444 | 1840019511 | [10 empty] | De LeonTX
Hawley | Hawley | MN | Minnesota | 27027 | Clay | 46.877 | -96.318 | 2198 | 345 | polygon | FALSE | TRUE | America/Chicago | 3 | 56549 | 1840006635 | [10 empty] | HawleyMN
Madison Center | Madison Center | CT | Connecticut | 9009 | New Haven | 41.2794 | -72.6003 | 2197 | 414 | polygon | FALSE | TRUE | America/New_York | 3 | 6443 | 1840073297 | [10 empty] | Madison CenterCT
Brewster Hill | Brewster Hill | NY | New York | 36079 | Putnam | 41.4228 | -73.6069 | 2196 | 974 | polygon | FALSE | FALSE | America/New_York | 3 | 10509 | 1840004888 | [10 empty] | Brewster HillNY
Valle Vista | Valle Vista | AZ | Arizona | 4015 | Mohave | 35.4109 | -113.8627 | 2195 | 70 | polygon | FALSE | TRUE | America/Phoenix | 3 | 86401 | 1840075499 | [10 empty] | Valle VistaAZ
Ball Ground | Ball Ground | GA | Georgia | 13057 | Cherokee | 34.3426 | -84.3634 | 2195 | 133 | polygon | FALSE | TRUE | America/New_York | 3 | 30107 | 1840013623 | [10 empty] | Ball GroundGA
Monserrate | Monserrate | PR | Puerto Rico | 72145 | Vega Baja | 18.4367 | -66.3579 | 2193 | 1217 | polygon | FALSE | FALSE | America/Puerto_Rico | 3 | 693 | 1630035523 | [10 empty] | MonserratePR
Kingston | Kingston | WA | Washington | 53035 | Kitsap | 47.8014 | -122.4989 | 2193 | 453 | polygon | FALSE | FALSE | America/Los_Angeles | 3 | 98346 | 1840017338 | [10 empty] | KingstonWA
Palmas del Mar | Palmas del Mar | PR | Puerto Rico | 72069 | Humacao | 18.0924 | -65.8005 | 2192 | 282 | polygon | FALSE | FALSE | America/Puerto_Rico | 3 | 791 | 1630027040 | [10 empty] | Palmas del MarPR
CorazÃ³n | Corazon | PR | Puerto Rico | 72057 | Guayama | 17.994 | -66.0832 | 2191 | 1525 | polygon | FALSE | FALSE | America/Puerto_Rico | 3 | 784 | 1630035653 | [10 empty] | CorazÃ³nPR
Fremont | Fremont | IN | Indiana | 18151 | Steuben | 41.728 | -84.9396 | 2190 | 272 | polygon | FALSE | TRUE | America/Detroit | 3 | 46737 | 1840010204 | [10 empty] | FremontIN
Waskom | Waskom | TX | Texas | 48203 | Harrison | 32.4766 | -94.0646 | 2190 | 315 | polygon | FALSE | TRUE | America/Chicago | 3 | 75692 | 1840022073 | [10 empty] | WaskomTX
Blackville | Blackville | SC | South Carolina | 45011 | Barnwell | 33.3552 | -81.2835 | 2189 | 94 | polygon | FALSE | TRUE | America/New_York | 3 | 29817 | 1840015723 | [10 empty] | BlackvilleSC
Fairfield Bay | Fairfield Bay | AR | Arkansas | 5141 | Van Buren | 35.605 | -92.2658 | 2189 | 55 | polygon | FALSE | TRUE | America/Chicago | 3 | 72088 | 1840013414 | [10 empty] | Fairfield BayAR
Lyons | Lyons | CO | Colorado | 8013 | Boulder | 40.2231 | -105.2692 | 2189 | 627 | polygon | FALSE | TRUE | America/Denver | 3 | 80540 | 1840022423 | [10 empty] | LyonsCO
Crystal Lake | Crystal Lake | CT | Connecticut | 9013 | Tolland | 41.9343 | -72.3756 | 2188 | 108 | polygon | FALSE | FALSE | America/New_York | 3 | 6029 | 1840000506 | [10 empty] | Crystal LakeCT
Ravensworth | Ravensworth | VA | Virginia | 51059 | Fairfax | 38.8032 | -77.2223 | 2188 | 954 | polygon | FALSE | FALSE | America/New_York | 3 | 22151 22160 | 1840024581 | [10 empty] | RavensworthVA
Murphys | Murphys | CA | California | 6009 | Calaveras | 38.1447 | -120.4348 | 2188 | 81 | polygon | FALSE | FALSE | America/Los_Angeles | 3 | 95247 | 1840018865 | [10 empty] | MurphysCA
Lemont | Lemont | PA | Pennsylvania | 42027 | Centre | 40.812 | -77.8161 | 2188 | 666 | polygon | FALSE | FALSE | America/New_York | 3 | 16851 16801 | 1840005164 | [10 empty] | LemontPA
Belleair Bluffs | Belleair Bluffs | FL | Florida | 12103 | Pinellas | 27.9198 | -82.8192 | 2187 | 1833 | polygon | FALSE | TRUE | America/New_York | 3 | 33770 | 1840014147 | [10 empty] | Belleair BluffsFL
Old Brookville | Old Brookville | NY | New York | 36059 | Nassau | 40.8332 | -73.604 | 2187 | 212 | polygon | FALSE | TRUE | America/New_York | 3 | 11545 11548 | 1840005315 | [10 empty] | Old BrookvilleNY
Chiefland | Chiefland | FL | Florida | 12075 | Levy | 29.4923 | -82.8682 | 2186 | 125 | polygon | FALSE | TRUE | America/New_York | 3 | 32626 32644 | 1840015066 | [10 empty] | ChieflandFL
Old Orchard | Old Orchard | PA | Pennsylvania | 42095 | Northampton | 40.6575 | -75.2609 | 2185 | 1156 | polygon | FALSE | FALSE | America/New_York | 3 | 18045 | 1840035433 | [10 empty] | Old OrchardPA
Arial | Arial | SC | South Carolina | 45077 | Pickens | 34.8462 | -82.6404 | 2185 | 180 | polygon | FALSE | FALSE | America/New_York | 3 | 29640 | 1840013525 | [10 empty] | ArialSC
Lexington | Lexington | OK | Oklahoma | 40027 | Cleveland | 35.0179 | -97.3345 | 2185 | 352 | polygon | FALSE | TRUE | America/Chicago | 3 | 73051 | 1840020448 | [10 empty] | LexingtonOK
Pine Beach | Pine Beach | NJ | New Jersey | 34029 | Ocean | 39.9359 | -74.17 | 2184 | 1325 | polygon | FALSE | TRUE | America/New_York | 3 | 8741 | 1840001484 | [10 empty] | Pine BeachNJ
Parkwood | Parkwood | CA | California | 6039 | Madera | 36.9293 | -120.0482 | 2183 | 1206 | polygon | FALSE | FALSE | America/Los_Angeles | 3 | 93637 | 1840028394 | [10 empty] | ParkwoodCA
Pink | Pink | OK | Oklahoma | 40125 | Pottawatomie | 35.2327 | -97.1002 | 2181 | 23 | polygon | FALSE | TRUE | America/Chicago | 3 | 74852 74873 | 1840022765 | [10 empty] | PinkOK
Marionville | Marionville | MO | Missouri | 29109 | Lawrence | 37.0021 | -93.6362 | 2181 | 469 | polygon | FALSE | TRUE | America/Chicago | 3 | 65705 | 1840008779 | [10 empty] | MarionvilleMO
Ashford | Ashford | AL | Alabama | 1069 | Houston | 31.1858 | -85.2359 | 2181 | 135 | polygon | FALSE | TRUE | America/Chicago | 3 | 36312 | 1840000737 | [10 empty] | AshfordAL
Glendale | Glendale | OH | Ohio | 39061 | Hamilton | 39.2707 | -84.4586 | 2181 | 512 | polygon | FALSE | TRUE | America/New_York | 3 | 45246 | 1840003819 | [10 empty] | GlendaleOH
Tullytown | Tullytown | PA | Pennsylvania | 42017 | Bucks | 40.1401 | -74.8107 | 2181 | 554 | polygon | FALSE | TRUE | America/New_York | 3 | 19054 19055 19007 | 1840001316 | [10 empty] | TullytownPA
Rio Verde | Rio Verde | AZ | Arizona | 4013 | Maricopa | 33.7278 | -111.674 | 2180 | 194 | polygon | FALSE | FALSE | America/Phoenix | 3 | 85263 | 1840019308 | [10 empty] | Rio VerdeAZ
Erwinville | Erwinville | LA | Louisiana | 22121 | West Baton Rouge | 30.5427 | -91.3913 | 2180 | 105 | polygon | FALSE | FALSE | America/Chicago | 3 | 70767 | 1840026009 | [10 empty] | ErwinvilleLA
Hoschton | Hoschton | GA | Georgia | 13157 | Jackson | 34.0853 | -83.7593 | 2180 | 174 | polygon | FALSE | TRUE | America/New_York | 3 | 30548 | 1840014722 | [10 empty] | HoschtonGA
Amherst | Amherst | VA | Virginia | 51009 | Amherst | 37.5816 | -79.0509 | 2180 | 171 | polygon | FALSE | TRUE | America/New_York | 3 | 24521 | 1840006373 | [10 empty] | AmherstVA
North Conway | North Conway | NH | New Hampshire | 33003 | Carroll | 44.0524 | -71.1247 | 2179 | 197 | polygon | FALSE | FALSE | America/New_York | 3 | 03860 03847 | 1840002222 | [10 empty] | North ConwayNH
Pierre Part | Pierre Part | LA | Louisiana | 22007 | Assumption | 29.9555 | -91.2074 | 2179 | 273 | polygon | FALSE | FALSE | America/Chicago | 3 | 70339 | 1840014012 | [10 empty] | Pierre PartLA
Earle | Earle | AR | Arkansas | 5035 | Crittenden | 35.2734 | -90.4642 | 2179 | 259 | polygon | FALSE | TRUE | America/Chicago | 3 | 72331 | 1840013462 | [10 empty] | EarleAR
Spring Grove | Spring Grove | PA | Pennsylvania | 42133 | York | 39.8809 | -76.8641 | 2178 | 1073 | polygon | FALSE | TRUE | America/New_York | 3 | 17362 | 1840001464 | [10 empty] | Spring GrovePA
Ranchos de Taos | Ranchos de Taos | NM | New Mexico | 35055 | Taos | 36.3619 | -105.6016 | 2178 | 238 | polygon | FALSE | FALSE | America/Denver | 3 | 87557 87571 | 1840019011 | [10 empty] | Ranchos de TaosNM
East Uniontown | East Uniontown | PA | Pennsylvania | 42051 | Fayette | 39.896 | -79.6976 | 2176 | 420 | polygon | FALSE | FALSE | America/New_York | 3 | 15401 | 1840035421 | [10 empty] | East UniontownPA
Pine Island Center | Pine Island Center | FL | Florida | 12071 | Lee | 26.6351 | -82.1253 | 2175 | 192 | polygon | FALSE | FALSE | America/New_York | 3 | 33922 | 1840014223 | [10 empty] | Pine Island CenterFL
Upper Nyack | Upper Nyack | NY | New York | 36087 | Rockland | 41.1143 | -73.9057 | 2175 | 687 | polygon | FALSE | TRUE | America/New_York | 3 | 10960 | 1840004988 | [10 empty] | Upper NyackNY
Croom | Croom | MD | Maryland | 24033 | Prince George's | 38.7458 | -76.7555 | 2174 | 24 | polygon | FALSE | FALSE | America/New_York | 3 | 20613 20772 20775 | 1840024543 | [10 empty] | CroomMD
Cibecue | Cibecue | AZ | Arizona | 4017 | Navajo | 34.0333 | -110.4854 | 2173 | 140 | polygon | FALSE | FALSE | America/Phoenix | 3 | 85911 | 1840017654 | [10 empty] | CibecueAZ
Boles Acres | Boles Acres | NM | New Mexico | 35035 | Otero | 32.8196 | -105.9782 | 2173 | 68 | polygon | FALSE | FALSE | America/Denver | 3 | 88311 88310 | 1840018038 | [10 empty] | Boles AcresNM
Polo | Polo | IL | Illinois | 17141 | Ogle | 41.9847 | -89.579 | 2171 | 628 | polygon | FALSE | TRUE | America/Chicago | 3 | 61064 | 1840009178 | [10 empty] | PoloIL
Newkirk | Newkirk | OK | Oklahoma | 40071 | Kay | 36.8816 | -97.0554 | 2170 | 635 | polygon | FALSE | TRUE | America/Chicago | 3 | 74647 | 1840020344 | [10 empty] | NewkirkOK
Lakeshore | Lakeshore | LA | Louisiana | 22073 | Ouachita | 32.535 | -92.0328 | 2170 | 982 | polygon | FALSE | FALSE | America/Chicago | 3 | 71203 | 1840031019 | [10 empty] | LakeshoreLA
Creston | Creston | OH | Ohio | 39169 | Wayne | 40.9769 | -81.8998 | 2170 | 385 | polygon | FALSE | TRUE | America/New_York | 3 | 44217 | 1840011892 | [10 empty] | CrestonOH
Cordova | Cordova | AK | Alaska | 2261 | Valdez-Cordova | 60.5348 | -145.6092 | 2169 | 13 | polygon | FALSE | TRUE | America/Anchorage | 3 | 99574 | 1840023402 | [10 empty] | CordovaAK
Wells | Wells | MN | Minnesota | 27043 | Faribault | 43.7432 | -93.7278 | 2169 | 428 | polygon | FALSE | TRUE | America/Chicago | 3 | 56097 | 1840010043 | [10 empty] | WellsMN
South Fallsburg | South Fallsburg | NY | New York | 36105 | Sullivan | 41.7218 | -74.635 | 2168 | 140 | polygon | FALSE | FALSE | America/New_York | 3 | 12779 12747 12733 | 1840004788 | [10 empty] | South FallsburgNY
Kearny | Kearny | AZ | Arizona | 4021 | Pinal | 33.0564 | -110.9074 | 2168 | 310 | polygon | FALSE | TRUE | America/Phoenix | 3 | 85137 | 1840022000 | [10 empty] | KearnyAZ
Cheney | Cheney | KS | Kansas | 20173 | Sedgwick | 37.6353 | -97.7797 | 2167 | 360 | polygon | FALSE | TRUE | America/Chicago | 3 | 67025 | 1840007565 | [10 empty] | CheneyKS
Schofield | Schofield | WI | Wisconsin | 55073 | Marathon | 44.9149 | -89.6148 | 2166 | 407 | polygon | FALSE | TRUE | America/Chicago | 3 | 54476 | 1840002173 | [10 empty] | SchofieldWI
Jellico | Jellico | TN | Tennessee | 47013 | Campbell | 36.5651 | -84.1355 | 2165 | 134 | polygon | FALSE | TRUE | America/New_York | 3 | 37762 37847 | 1840036119 | [10 empty] | JellicoTN
Adamsville | Adamsville | TN | Tennessee | 47109 | McNairy | 35.2563 | -88.3862 | 2164 | 118 | polygon | FALSE | TRUE | America/Chicago | 3 | 38310 | 1840015462 | [10 empty] | AdamsvilleTN
Pymatuning Central | Pymatuning Central | PA | Pennsylvania | 42039 | Crawford | 41.5855 | -80.4795 | 2163 | 51 | polygon | FALSE | TRUE | America/New_York | 3 | 16424 16134 | 1840035155 | [10 empty] | Pymatuning CentralPA
Shiner | Shiner | TX | Texas | 48285 | Lavaca | 29.4332 | -97.1734 | 2162 | 338 | polygon | FALSE | TRUE | America/Chicago | 3 | 77984 | 1840022230 | [10 empty] | ShinerTX
Whitney | Whitney | TX | Texas | 48217 | Hill | 31.952 | -97.3192 | 2162 | 448 | polygon | FALSE | TRUE | America/Chicago | 3 | 76692 | 1840023105 | [10 empty] | WhitneyTX
Bethel Island | Bethel Island | CA | California | 6013 | Contra Costa | 38.0288 | -121.6404 | 2161 | 158 | polygon | FALSE | FALSE | America/Los_Angeles | 3 | 94511 | 1840017610 | [10 empty] | Bethel IslandCA
Chinchilla | Chinchilla | PA | Pennsylvania | 42069 | Lackawanna | 41.4846 | -75.666 | 2161 | 333 | polygon | FALSE | FALSE | America/New_York | 3 | 18411 | 1840026296 | [10 empty] | ChinchillaPA
Spencerville | Spencerville | OH | Ohio | 39003 | Allen | 40.7079 | -84.3526 | 2161 | 864 | polygon | FALSE | TRUE | America/New_York | 3 | 45887 | 1840011956 | [10 empty] | SpencervilleOH
Corralitos | Corralitos | CA | California | 6087 | Santa Cruz | 36.9941 | -121.7892 | 2160 | 92 | polygon | FALSE | FALSE | America/Los_Angeles | 3 | 95076 | 1840017647 | [10 empty] | CorralitosCA
Rockwell | Rockwell | NC | North Carolina | 37159 | Rowan | 35.5538 | -80.4072 | 2159 | 487 | polygon | FALSE | TRUE | America/New_York | 3 | 28138 | 1840017786 | [10 empty] | RockwellNC
Eagle | Eagle | WI | Wisconsin | 55133 | Waukesha | 42.879 | -88.4697 | 2159 | 599 | polygon | FALSE | TRUE | America/Chicago | 3 | 53119 | 1840003019 | [10 empty] | EagleWI
Spiro | Spiro | OK | Oklahoma | 40079 | Le Flore | 35.2412 | -94.623 | 2158 | 360 | polygon | FALSE | TRUE | America/Chicago | 3 | 74959 | 1840022774 | [10 empty] | SpiroOK
Messiah College | Messiah College | PA | Pennsylvania | 42041 | Cumberland | 40.1576 | -76.984 | 2158 | 2599 | polygon | FALSE | TRUE | America/New_York | 2 | 17055 17027 | 1840043363 | [10 empty] | Messiah CollegePA
Gassville | Gassville | AR | Arkansas | 5005 | Baxter | 36.285 | -92.4868 | 2158 | 242 | polygon | FALSE | TRUE | America/Chicago | 3 | 72635 | 1840013330 | [10 empty] | GassvilleAR
Patton Village | Patton Village | TX | Texas | 48339 | Montgomery | 30.1954 | -95.1643 | 2157 | 366 | polygon | FALSE | TRUE | America/Chicago | 3 | 77372 77357 | 1840020888 | [10 empty] | Patton VillageTX
Penndel | Penndel | PA | Pennsylvania | 42017 | Bucks | 40.1552 | -74.9147 | 2157 | 1993 | polygon | FALSE | TRUE | America/New_York | 3 | 19047 | 1840001308 | [10 empty] | PenndelPA
Union City | Union City | OK | Oklahoma | 40017 | Canadian | 35.4015 | -97.9047 | 2157 | 14 | polygon | FALSE | TRUE | America/Chicago | 3 | 73090 73036 | 1840022732 | [10 empty] | Union CityOK
Carlisle | Carlisle | AR | Arkansas | 5085 | Lonoke | 34.7947 | -91.7361 | 2156 | 171 | polygon | FALSE | TRUE | America/Chicago | 3 | 72024 | 1840014628 | [10 empty] | CarlisleAR
McAdoo | McAdoo | PA | Pennsylvania | 42107 | Schuylkill | 40.9009 | -75.9924 | 2156 | 2399 | polygon | FALSE | TRUE | America/New_York | 2 | 18237 | 1840003567 | [10 empty] | McAdooPA
Plainview | Plainview | TN | Tennessee | 47173 | Union | 36.1808 | -83.7931 | 2156 | 131 | polygon | FALSE | TRUE | America/New_York | 3 | 37779 37721 | 1840073879 | [10 empty] | PlainviewTN
Walden | Walden | TN | Tennessee | 47065 | Hamilton | 35.1635 | -85.3098 | 2156 | 235 | polygon | FALSE | TRUE | America/New_York | 3 | 37377 | 1840016375 | [10 empty] | WaldenTN
Helmetta | Helmetta | NJ | New Jersey | 34023 | Middlesex | 40.3777 | -74.4239 | 2155 | 1004 | polygon | FALSE | TRUE | America/New_York | 3 | 8828 | 1840003635 | [10 empty] | HelmettaNJ
Farmington | Farmington | MS | Mississippi | 28003 | Alcorn | 34.9224 | -88.4432 | 2155 | 130 | polygon | FALSE | TRUE | America/Chicago | 3 | 38834 | 1840016512 | [10 empty] | FarmingtonMS
Glendale | Glendale | MS | Mississippi | 28035 | Forrest | 31.368 | -89.3086 | 2155 | 510 | polygon | FALSE | FALSE | America/Chicago | 3 | 39401 | 1840025969 | [10 empty] | GlendaleMS
Garyville | Garyville | LA | Louisiana | 22095 | St. John the Baptist | 30.0688 | -90.6285 | 2155 | 58 | polygon | FALSE | FALSE | America/Chicago | 3 | 70076 70051 70084 | 1840013966 | [10 empty] | GaryvilleLA
Reed Creek | Reed Creek | GA | Georgia | 13147 | Hart | 34.4395 | -82.9103 | 2155 | 34 | polygon | FALSE | FALSE | America/New_York | 3 | 30643 | 1840013613 | [10 empty] | Reed CreekGA
Bottineau | Bottineau | ND | North Dakota | 38009 | Bottineau | 48.8248 | -100.4425 | 2154 | 632 | polygon | FALSE | TRUE | America/Chicago | 3 | 58318 | 1840000003 | [10 empty] | BottineauND
Ware Shoals | Ware Shoals | SC | South Carolina | 45047 | Greenwood | 34.3922 | -82.2421 | 2154 | 213 | polygon | FALSE | TRUE | America/New_York | 3 | 29692 | 1840016674 | [10 empty] | Ware ShoalsSC
Manchester | Manchester | MI | Michigan | 26161 | Washtenaw | 42.1484 | -84.0346 | 2154 | 389 | polygon | FALSE | TRUE | America/Detroit | 3 | 48158 | 1840011194 | [10 empty] | ManchesterMI
Freeland | Freeland | WA | Washington | 53029 | Island | 48.0185 | -122.5358 | 2154 | 214 | polygon | FALSE | FALSE | America/Los_Angeles | 3 | 98249 | 1840017317 | [10 empty] | FreelandWA
Brewster | Brewster | OH | Ohio | 39151 | Stark | 40.7135 | -81.5992 | 2153 | 366 | polygon | FALSE | TRUE | America/New_York | 3 | 44662 44613 | 1840010351 | [10 empty] | BrewsterOH
Townsend | Townsend | MT | Montana | 30007 | Broadwater | 46.3192 | -111.5197 | 2152 | 546 | polygon | FALSE | TRUE | America/Denver | 3 | 59644 | 1840021165 | [10 empty] | TownsendMT
Eglin AFB | Eglin AFB | FL | Florida | 12091 | Okaloosa | 30.4592 | -86.5499 | 2152 | 274 | polygon | TRUE | TRUE | America/Chicago | 3 | 32542 | 1840073828 | [10 empty] | Eglin AFBFL
New Ellenton | New Ellenton | SC | South Carolina | 45003 | Aiken | 33.4198 | -81.6825 | 2151 | 187 | polygon | FALSE | TRUE | America/New_York | 3 | 29809 29803 | 1840016797 | [10 empty] | New EllentonSC
New Glarus | New Glarus | WI | Wisconsin | 55045 | Green | 42.813 | -89.6337 | 2151 | 458 | polygon | FALSE | TRUE | America/Chicago | 3 | 53574 | 1840002466 | [10 empty] | New GlarusWI
Stonybrook | Stonybrook | PA | Pennsylvania | 42133 | York | 39.9798 | -76.6318 | 2151 | 518 | polygon | FALSE | FALSE | America/New_York | 3 | 17402 | 1840024352 | [10 empty] | StonybrookPA
Evansburg | Evansburg | PA | Pennsylvania | 42091 | Montgomery | 40.1899 | -75.4348 | 2151 | 551 | polygon | FALSE | FALSE | America/New_York | 3 | 19426 | 1840034955 | [10 empty] | EvansburgPA
Millville | Millville | UT | Utah | 49005 | Cache | 41.685 | -111.8212 | 2150 | 330 | polygon | FALSE | TRUE | America/Denver | 3 | 84321 84326 84332 | 1840020112 | [10 empty] | MillvilleUT
Lake Wazeecha | Lake Wazeecha | WI | Wisconsin | 55141 | Wood | 44.3709 | -89.7551 | 2150 | 220 | polygon | FALSE | FALSE | America/Chicago | 3 | 54494 | 1840004085 | [10 empty] | Lake WazeechaWI
Elmendorf | Elmendorf | TX | Texas | 48029 | Bexar | 29.258 | -98.3219 | 2150 | 135 | polygon | FALSE | TRUE | America/Chicago | 3 | 78112 | 1840020955 | [10 empty] | ElmendorfTX
Morris | Morris | AL | Alabama | 1073 | Jefferson | 33.7467 | -86.8037 | 2149 | 270 | polygon | FALSE | TRUE | America/Chicago | 3 | 35071 35116 | 1840016801 | [10 empty] | MorrisAL
Maple Lake | Maple Lake | MN | Minnesota | 27171 | Wright | 45.2334 | -94.0059 | 2148 | 369 | polygon | FALSE | TRUE | America/Chicago | 3 | 55358 | 1840008897 | [10 empty] | Maple LakeMN
Caryville | Caryville | TN | Tennessee | 47013 | Campbell | 36.3252 | -84.2198 | 2148 | 162 | polygon | FALSE | TRUE | America/New_York | 3 | 37766 37714 37847 37757 | 1840016024 | [10 empty] | CaryvilleTN
Laymantown | Laymantown | VA | Virginia | 51023 | Botetourt | 37.3628 | -79.8525 | 2148 | 283 | polygon | FALSE | FALSE | America/New_York | 3 | 24175 | 1840006377 | [10 empty] | LaymantownVA
Albany | Albany | IN | Indiana | 18035 | Delaware | 40.3056 | -85.2331 | 2148 | 418 | polygon | FALSE | TRUE | America/Indiana/Indianapolis | 3 | 47320 | 1840010461 | [10 empty] | AlbanyIN
Parma | Parma | ID | Idaho | 16027 | Canyon | 43.7863 | -116.9428 | 2147 | 767 | polygon | FALSE | TRUE | America/Boise | 3 | 83660 | 1840020043 | [10 empty] | ParmaID
Marlborough | Marlborough | MO | Missouri | 29189 | St. Louis | 38.5683 | -90.3393 | 2147 | 3644 | polygon | FALSE | TRUE | America/Chicago | 2 | 63119 63123 | 1840012823 | [10 empty] | MarlboroughMO
Berkeley Lake | Berkeley Lake | GA | Georgia | 13135 | Gwinnett | 33.9805 | -84.1839 | 2147 | 474 | polygon | FALSE | TRUE | America/New_York | 3 | 30071 30096 | 1840013677 | [10 empty] | Berkeley LakeGA
Barahona | Barahona | PR | Puerto Rico | 72101 | Morovis | 18.3523 | -66.4442 | 2147 | 1570 | polygon | FALSE | FALSE | America/Puerto_Rico | 3 | 687 | 1630023612 | [10 empty] | BarahonaPR
Morenci | Morenci | MI | Michigan | 26091 | Lenawee | 41.7226 | -84.2169 | 2147 | 391 | polygon | FALSE | TRUE | America/Detroit | 3 | 49256 | 1840003227 | [10 empty] | MorenciMI
Lewistown | Lewistown | IL | Illinois | 17057 | Fulton | 40.3968 | -90.1555 | 2146 | 414 | polygon | FALSE | TRUE | America/Chicago | 3 | 61542 | 1840008331 | [10 empty] | LewistownIL
Arlington | Arlington | MN | Minnesota | 27143 | Sibley | 44.6083 | -94.0766 | 2146 | 506 | polygon | FALSE | TRUE | America/Chicago | 3 | 55307 | 1840006776 | [10 empty] | ArlingtonMN
Chester | Chester | CA | California | 6063 | Plumas | 40.3017 | -121.2339 | 2145 | 113 | polygon | FALSE | FALSE | America/Los_Angeles | 3 | 96020 | 1840017516 | [10 empty] | ChesterCA
Cloverdale | Cloverdale | IN | Indiana | 18133 | Putnam | 39.5211 | -86.7995 | 2145 | 239 | polygon | FALSE | TRUE | America/Indiana/Indianapolis | 3 | 46120 | 1840009544 | [10 empty] | CloverdaleIN
Borrego Springs | Borrego Springs | CA | California | 6073 | San Diego | 33.241 | -116.3571 | 2145 | 19 | polygon | FALSE | FALSE | America/Los_Angeles | 3 | 92004 | 1840018017 | [10 empty] | Borrego SpringsCA
Rockport | Rockport | IN | Indiana | 18147 | Spencer | 37.8896 | -87.0542 | 2144 | 499 | polygon | FALSE | TRUE | America/Chicago | 3 | 47635 | 1840009848 | [10 empty] | RockportIN
Kingsbury | Kingsbury | NV | Nevada | 32005 | Douglas | 38.9909 | -119.8837 | 2144 | 37 | polygon | FALSE | FALSE | America/Los_Angeles | 3 | 89449 89411 | 1840033778 | [10 empty] | KingsburyNV
Long Beach | Long Beach | MD | Maryland | 24009 | Calvert | 38.4568 | -76.4737 | 2143 | 495 | polygon | FALSE | FALSE | America/New_York | 3 | 20685 | 1840026725 | [10 empty] | Long BeachMD
Toledo | Toledo | IA | Iowa | 19171 | Tama | 41.9902 | -92.5803 | 2143 | 359 | polygon | FALSE | TRUE | America/Chicago | 3 | 52342 | 1840010127 | [10 empty] | ToledoIA
Haverhill | Haverhill | FL | Florida | 12099 | Palm Beach | 26.6909 | -80.1217 | 2143 | 1308 | polygon | FALSE | TRUE | America/New_York | 3 | 33415 33417 | 1840015994 | [10 empty] | HaverhillFL
Lafourche Crossing | Lafourche Crossing | LA | Louisiana | 22057 | Lafourche | 29.7675 | -90.7697 | 2142 | 196 | polygon | FALSE | TRUE | America/Chicago | 3 | 70301 | 1840039417 | [10 empty] | Lafourche CrossingLA
Fannett | Fannett | TX | Texas | 48245 | Jefferson | 29.925 | -94.2389 | 2142 | 84 | polygon | FALSE | FALSE | America/Chicago | 3 | 77705 | 1840026033 | [10 empty] | FannettTX
Lakin | Lakin | KS | Kansas | 20093 | Kearny | 37.94 | -101.2585 | 2141 | 873 | polygon | FALSE | TRUE | America/Chicago | 3 | 67860 | 1840008668 | [10 empty] | LakinKS
Piketon | Piketon | OH | Ohio | 39131 | Pike | 39.0649 | -82.9985 | 2140 | 329 | polygon | FALSE | TRUE | America/New_York | 3 | 45661 | 1840012752 | [10 empty] | PiketonOH
Coaldale | Coaldale | PA | Pennsylvania | 42107 | Schuylkill | 40.8197 | -75.9161 | 2140 | 379 | polygon | FALSE | TRUE | America/New_York | 3 | 18218 | 1840002755 | [10 empty] | CoaldalePA
Lorenz Park | Lorenz Park | NY | New York | 36021 | Columbia | 42.2669 | -73.77 | 2140 | 462 | polygon | FALSE | FALSE | America/New_York | 3 | 12534 | 1840034053 | [10 empty] | Lorenz ParkNY
Clinton | Clinton | WI | Wisconsin | 55105 | Rock | 42.5574 | -88.8679 | 2140 | 576 | polygon | FALSE | TRUE | America/Chicago | 3 | 53525 | 1840002472 | [10 empty] | ClintonWI
Varnell | Varnell | GA | Georgia | 13313 | Whitfield | 34.9015 | -84.9645 | 2139 | 216 | polygon | FALSE | TRUE | America/New_York | 3 | 30756 30721 30710 | 1840015528 | [10 empty] | VarnellGA
Lipscomb | Lipscomb | AL | Alabama | 1073 | Jefferson | 33.4261 | -86.926 | 2139 | 703 | polygon | FALSE | TRUE | America/Chicago | 3 | 35020 | 1840015667 | [10 empty] | LipscombAL
Rising Sun | Rising Sun | IN | Indiana | 18115 | Ohio | 38.9531 | -84.8545 | 2139 | 549 | polygon | FALSE | TRUE | America/New_York | 3 | 47040 | 1840014664 | [10 empty] | Rising SunIN
Granby | Granby | CO | Colorado | 8049 | Grand | 40.0648 | -105.9194 | 2139 | 65 | polygon | FALSE | TRUE | America/Denver | 3 | 80478 80446 | 1840021407 | [10 empty] | GranbyCO
Cherryvale | Cherryvale | KS | Kansas | 20125 | Montgomery | 37.2694 | -95.554 | 2138 | 427 | polygon | FALSE | TRUE | America/Chicago | 3 | 67335 | 1840001706 | [10 empty] | CherryvaleKS
Malad City | Malad City | ID | Idaho | 16071 | Oneida | 42.1903 | -112.25 | 2137 | 502 | polygon | FALSE | TRUE | America/Boise | 3 | 83252 | 1840020093 | [10 empty] | Malad CityID
Ridgetop | Ridgetop | TN | Tennessee | 47147 | Robertson | 36.4045 | -86.7681 | 2137 | 272 | polygon | FALSE | TRUE | America/Chicago | 3 | 37072 37073 37152 | 1840014415 | [10 empty] | RidgetopTN
Howard Lake | Howard Lake | MN | Minnesota | 27171 | Wright | 45.0604 | -94.067 | 2136 | 444 | polygon | FALSE | TRUE | America/Chicago | 3 | 55349 55575 | 1840006709 | [10 empty] | Howard LakeMN
China Lake Acres | China Lake Acres | CA | California | 6029 | Kern | 35.6387 | -117.7667 | 2136 | 158 | polygon | FALSE | FALSE | America/Los_Angeles | 3 | 93555 | 1840028339 | [10 empty] | China Lake AcresCA
Aviston | Aviston | IL | Illinois | 17027 | Clinton | 38.6162 | -89.6087 | 2136 | 515 | polygon | FALSE | TRUE | America/Chicago | 3 | 62216 | 1840012851 | [10 empty] | AvistonIL
Santa Nella | Santa Nella | CA | California | 6047 | Merced | 37.1014 | -121.0153 | 2135 | 180 | polygon | FALSE | TRUE | America/Los_Angeles | 3 | 95322 | 1840076205 | [10 empty] | Santa NellaCA
Emajagua | Emajagua | PR | Puerto Rico | 72095 | Maunabo | 18.0015 | -65.8829 | 2134 | 969 | polygon | FALSE | FALSE | America/Puerto_Rico | 3 | 707 | 1630023699 | [10 empty] | EmajaguaPR
Dublin | Dublin | PA | Pennsylvania | 42017 | Bucks | 40.373 | -75.204 | 2133 | 1412 | polygon | FALSE | TRUE | America/New_York | 3 | 18917 | 1840001321 | [10 empty] | DublinPA
Wewahitchka | Wewahitchka | FL | Florida | 12045 | Gulf | 30.1148 | -85.1935 | 2133 | 123 | polygon | FALSE | TRUE | America/Chicago | 3 | 32465 | 1840015938 | [10 empty] | WewahitchkaFL
Montegut | Montegut | LA | Louisiana | 22109 | Terrebonne | 29.4656 | -90.5617 | 2133 | 196 | polygon | FALSE | FALSE | America/Chicago | 3 | 70377 | 1840014034 | [10 empty] | MontegutLA
Tavernier | Tavernier | FL | Florida | 12087 | Monroe | 25.0188 | -80.5132 | 2132 | 327 | polygon | FALSE | FALSE | America/New_York | 3 | 33070 | 1840014252 | [10 empty] | TavernierFL
Solomons | Solomons | MD | Maryland | 24009 | Calvert | 38.3373 | -76.4611 | 2132 | 413 | polygon | FALSE | FALSE | America/New_York | 3 | 20688 20629 | 1840006149 | [10 empty] | SolomonsMD
Wrightsville | Wrightsville | AR | Arkansas | 5119 | Pulaski | 34.6109 | -92.2136 | 2131 | 388 | polygon | FALSE | TRUE | America/Chicago | 3 | 72206 72183 | 1840015512 | [10 empty] | WrightsvilleAR
Brighton | Brighton | IL | Illinois | 17117 | Macoupin | 39.0405 | -90.1408 | 2131 | 428 | polygon | FALSE | TRUE | America/Chicago | 3 | 62012 | 1840010648 | [10 empty] | BrightonIL
Johnson City | Johnson City | TX | Texas | 48031 | Blanco | 30.2742 | -98.4063 | 2131 | 455 | polygon | FALSE | TRUE | America/Chicago | 3 | 78636 | 1840019595 | [10 empty] | Johnson CityTX
Liberty | Liberty | KY | Kentucky | 21045 | Casey | 37.3206 | -84.9285 | 2130 | 437 | polygon | FALSE | TRUE | America/New_York | 3 | 42539 | 1840015247 | [10 empty] | LibertyKY
Reinholds | Reinholds | PA | Pennsylvania | 42071 | Lancaster | 40.2697 | -76.1218 | 2129 | 892 | polygon | FALSE | FALSE | America/New_York | 3 | 17569 | 1840024344 | [10 empty] | ReinholdsPA
Owens Cross Roads | Owens Cross Roads | AL | Alabama | 1089 | Madison | 34.5845 | -86.4574 | 2129 | 99 | polygon | FALSE | TRUE | America/Chicago | 3 | 35763 | 1840016521 | [10 empty] | Owens Cross RoadsAL
Atlantis | Atlantis | FL | Florida | 12099 | Palm Beach | 26.5962 | -80.1031 | 2129 | 603 | polygon | FALSE | TRUE | America/New_York | 3 | 33462 | 1840014203 | [10 empty] | AtlantisFL
Elkton | Elkton | KY | Kentucky | 21219 | Todd | 36.8135 | -87.161 | 2129 | 325 | polygon | FALSE | TRUE | America/Chicago | 3 | 42220 | 1840013272 | [10 empty] | ElktonKY
Anchor Point | Anchor Point | AK | Alaska | 2122 | Kenai Peninsula | 59.7703 | -151.7052 | 2129 | 8 | polygon | FALSE | FALSE | America/Anchorage | 3 | 99556 | 1840023410 | [10 empty] | Anchor PointAK
Belford | Belford | NJ | New Jersey | 34025 | Monmouth | 40.4262 | -74.0803 | 2129 | 652 | polygon | FALSE | FALSE | America/New_York | 3 | 07718 07737 | 1840005439 | [10 empty] | BelfordNJ
Glenwood | Glenwood | AR | Arkansas | 5109 | Pike | 34.3279 | -93.5309 | 2128 | 92 | polygon | FALSE | TRUE | America/Chicago | 3 | 71943 | 1840013636 | [10 empty] | GlenwoodAR
Redgranite | Redgranite | WI | Wisconsin | 55137 | Waushara | 44.0513 | -89.1058 | 2128 | 347 | polygon | FALSE | TRUE | America/Chicago | 3 | 54970 | 1840002241 | [10 empty] | RedgraniteWI
North Beach Haven | North Beach Haven | NJ | New Jersey | 34029 | Ocean | 39.6008 | -74.2123 | 2128 | 452 | polygon | FALSE | FALSE | America/New_York | 3 | 8008 | 1840005532 | [10 empty] | North Beach HavenNJ
Rouses Point | Rouses Point | NY | New York | 36019 | Clinton | 44.9933 | -73.3633 | 2126 | 467 | polygon | FALSE | TRUE | America/New_York | 3 | 12979 | 1840004043 | [10 empty] | Rouses PointNY
Salt Creek Commons | Salt Creek Commons | IN | Indiana | 18127 | Porter | 41.5112 | -87.1412 | 2126 | 2205 | polygon | FALSE | TRUE | America/Chicago | 2 | 46385 | 1840043144 | [10 empty] | Salt Creek CommonsIN
Demorest | Demorest | GA | Georgia | 13137 | Habersham | 34.5648 | -83.5424 | 2125 | 365 | polygon | FALSE | TRUE | America/New_York | 3 | 30535 | 1840014662 | [10 empty] | DemorestGA
Orleans | Orleans | IN | Indiana | 18117 | Orange | 38.6615 | -86.4517 | 2125 | 479 | polygon | FALSE | TRUE | America/Indiana/Indianapolis | 3 | 47452 | 1840009657 | [10 empty] | OrleansIN
Palmer | Palmer | TX | Texas | 48139 | Ellis | 32.4259 | -96.6724 | 2123 | 263 | polygon | FALSE | TRUE | America/Chicago | 3 | 75152 | 1840023052 | [10 empty] | PalmerTX
Vineyard Haven | Vineyard Haven | MA | Massachusetts | 25007 | Dukes | 41.4565 | -70.6069 | 2123 | 664 | polygon | FALSE | FALSE | America/New_York | 3 | 2568 | 1840004895 | [10 empty] | Vineyard HavenMA
Tennille | Tennille | GA | Georgia | 13303 | Washington | 32.936 | -82.8134 | 2123 | 462 | polygon | FALSE | TRUE | America/New_York | 3 | 31089 | 1840015747 | [10 empty] | TennilleGA
Jasonville | Jasonville | IN | Indiana | 18055 | Greene | 39.162 | -87.1998 | 2122 | 658 | polygon | FALSE | TRUE | America/Indiana/Indianapolis | 3 | 47438 | 1840008551 | [10 empty] | JasonvilleIN
Council Grove | Council Grove | KS | Kansas | 20127 | Morris | 38.6623 | -96.4917 | 2121 | 399 | polygon | FALSE | TRUE | America/Chicago | 3 | 66846 | 1840001648 | [10 empty] | Council GroveKS
Cabin John | Cabin John | MD | Maryland | 24031 | Montgomery | 38.9743 | -77.1635 | 2121 | 694 | polygon | FALSE | FALSE | America/New_York | 3 | 20818 | 1840005828 | [10 empty] | Cabin JohnMD
Turner | Turner | OR | Oregon | 41047 | Marion | 44.8489 | -122.9517 | 2121 | 572 | polygon | FALSE | TRUE | America/Los_Angeles | 3 | 97392 | 1840021229 | [10 empty] | TurnerOR
Tremont | Tremont | IL | Illinois | 17179 | Tazewell | 40.5249 | -89.4902 | 2120 | 886 | polygon | FALSE | TRUE | America/Chicago | 3 | 61568 | 1840011994 | [10 empty] | TremontIL
Mason City | Mason City | IL | Illinois | 17125 | Mason | 40.2022 | -89.6974 | 2119 | 807 | polygon | FALSE | TRUE | America/Chicago | 3 | 62664 | 1840008357 | [10 empty] | Mason CityIL
Country Knolls | Country Knolls | NY | New York | 36091 | Saratoga | 42.9141 | -73.8062 | 2119 | 517 | polygon | FALSE | FALSE | America/New_York | 3 | 12019 | 1840034043 | [10 empty] | Country KnollsNY
Kahuku | Kahuku | HI | Hawaii | 15003 | Honolulu | 21.6793 | -157.9473 | 2119 | 849 | polygon | FALSE | FALSE | Pacific/Honolulu | 3 | 96731 | 1840029491 | [10 empty] | KahukuHI
Mount Jackson | Mount Jackson | VA | Virginia | 51171 | Shenandoah | 38.7394 | -78.6513 | 2118 | 221 | polygon | FALSE | TRUE | America/New_York | 3 | 22847 22842 | 1840006002 | [10 empty] | Mount JacksonVA
Welch | Welch | WV | West Virginia | 54047 | McDowell | 37.4455 | -81.5722 | 2117 | 105 | polygon | FALSE | TRUE | America/New_York | 3 | 24801 24895 | 1840006422 | [10 empty] | WelchWV
Jal | Jal | NM | New Mexico | 35025 | Lea | 32.1148 | -103.19 | 2117 | 169 | polygon | FALSE | TRUE | America/Denver | 3 | 88252 | 1840019342 | [10 empty] | JalNM
Cedar Grove | Cedar Grove | WI | Wisconsin | 55117 | Sheboygan | 43.5682 | -87.8243 | 2117 | 374 | polygon | FALSE | TRUE | America/Chicago | 3 | 53013 | 1840002624 | [10 empty] | Cedar GroveWI
Landisville | Landisville | PA | Pennsylvania | 42071 | Lancaster | 40.0902 | -76.4063 | 2117 | 640 | polygon | FALSE | FALSE | America/New_York | 3 | 17538 | 1840024340 | [10 empty] | LandisvillePA
Watchtower | Watchtower | NY | New York | 36111 | Ulster | 41.6371 | -74.2633 | 2117 | 1051 | polygon | FALSE | FALSE | America/New_York | 3 | 12589 | 1840026219 | [10 empty] | WatchtowerNY
Madison | Madison | NC | North Carolina | 37157 | Rockingham | 36.3868 | -79.975 | 2116 | 230 | polygon | FALSE | TRUE | America/New_York | 3 | 27025 | 1840016053 | [10 empty] | MadisonNC
Ciales | Ciales | PR | Puerto Rico | 72039 | Ciales | 18.3343 | -66.4704 | 2116 | 981 | polygon | FALSE | FALSE | America/Puerto_Rico | 3 | 638 | 1630023668 | [10 empty] | CialesPR
Vinita Park | Vinita Park | MO | Missouri | 29189 | St. Louis | 38.6888 | -90.3393 | 2116 | 1048 | polygon | FALSE | TRUE | America/Chicago | 3 | 63114 63130 | 1840010742 | [10 empty] | Vinita ParkMO
Ronan | Ronan | MT | Montana | 30047 | Lake | 47.5287 | -114.1005 | 2116 | 678 | polygon | FALSE | TRUE | America/Denver | 3 | 59864 | 1840019801 | [10 empty] | RonanMT
Maple Plain | Maple Plain | MN | Minnesota | 27053 | Hennepin | 45.0088 | -93.6618 | 2114 | 766 | polygon | FALSE | TRUE | America/Chicago | 3 | 55359 | 1840008924 | [10 empty] | Maple PlainMN
Hamilton City | Hamilton City | CA | California | 6021 | Glenn | 39.7422 | -122.0125 | 2113 | 2617 | polygon | FALSE | FALSE | America/Los_Angeles | 2 | 95951 | 1840017542 | [10 empty] | Hamilton CityCA
Arnold Line | Arnold Line | MS | Mississippi | 28073 | Lamar | 31.3372 | -89.3772 | 2113 | 490 | polygon | FALSE | FALSE | America/Chicago | 3 | 39402 | 1840025971 | [10 empty] | Arnold LineMS
Hertford | Hertford | NC | North Carolina | 37143 | Perquimans | 36.1813 | -76.4673 | 2113 | 285 | polygon | FALSE | TRUE | America/New_York | 3 | 27944 | 1840015311 | [10 empty] | HertfordNC
Stanfield | Stanfield | OR | Oregon | 41059 | Umatilla | 45.7849 | -119.219 | 2112 | 531 | polygon | FALSE | TRUE | America/Los_Angeles | 3 | 97875 | 1840021193 | [10 empty] | StanfieldOR
Huntington | Huntington | TX | Texas | 48005 | Angelina | 31.2803 | -94.5772 | 2111 | 296 | polygon | FALSE | TRUE | America/Chicago | 3 | 75949 | 1840020839 | [10 empty] | HuntingtonTX
East Missoula | East Missoula | MT | Montana | 30063 | Missoula | 46.8801 | -113.9401 | 2111 | 676 | polygon | FALSE | FALSE | America/Denver | 3 | 59802 | 1840018434 | [10 empty] | East MissoulaMT
Wilmerding | Wilmerding | PA | Pennsylvania | 42003 | Allegheny | 40.3942 | -79.8101 | 2111 | 1900 | polygon | FALSE | TRUE | America/New_York | 3 | 15148 | 1840001279 | [10 empty] | WilmerdingPA
Quitman | Quitman | MS | Mississippi | 28023 | Clarke | 32.0417 | -88.7202 | 2111 | 157 | polygon | FALSE | TRUE | America/Chicago | 3 | 39355 | 1840014920 | [10 empty] | QuitmanMS
Montz | Montz | LA | Louisiana | 22089 | St. Charles | 30.0168 | -90.4634 | 2111 | 377 | polygon | FALSE | FALSE | America/Chicago | 3 | 70068 | 1840013981 | [10 empty] | MontzLA
Unionville | Unionville | TN | Tennessee | 47003 | Bedford | 35.6118 | -86.5739 | 2109 | 90 | polygon | FALSE | FALSE | America/Chicago | 3 | 37160 37180 | 1840024945 | [10 empty] | UnionvilleTN
Horseshoe Bend | Horseshoe Bend | AR | Arkansas | 5065 | Izard | 36.2217 | -91.7396 | 2109 | 61 | polygon | FALSE | TRUE | America/Chicago | 3 | 72512 | 1840014476 | [10 empty] | Horseshoe BendAR
Breckinridge Center | Breckinridge Center | KY | Kentucky | 21225 | Union | 37.682 | -87.8656 | 2109 | 310 | polygon | FALSE | FALSE | America/Chicago | 3 | 42437 | 1840030812 | [10 empty] | Breckinridge CenterKY
Lake Lotawana | Lake Lotawana | MO | Missouri | 29095 | Jackson | 38.902 | -94.2626 | 2109 | 78 | polygon | FALSE | TRUE | America/Chicago | 3 | 64086 64034 | 1840008536 | [10 empty] | Lake LotawanaMO
Bell Canyon | Bell Canyon | CA | California | 6111 | Ventura | 34.2081 | -118.6876 | 2109 | 223 | polygon | FALSE | TRUE | America/Los_Angeles | 3 | 91307 | 1840042214 | [10 empty] | Bell CanyonCA
Hickman | Hickman | KY | Kentucky | 21075 | Fulton | 36.565 | -89.1837 | 2108 | 229 | polygon | FALSE | TRUE | America/Chicago | 3 | 42050 | 1840014420 | [10 empty] | HickmanKY
Kountze | Kountze | TX | Texas | 48199 | Hardin | 30.3724 | -94.3161 | 2108 | 205 | polygon | FALSE | TRUE | America/Chicago | 3 | 77625 | 1840020897 | [10 empty] | KountzeTX
West Hamburg | West Hamburg | PA | Pennsylvania | 42011 | Berks | 40.5524 | -76.002 | 2108 | 250 | polygon | FALSE | FALSE | America/New_York | 3 | 19526 | 1840035303 | [10 empty] | West HamburgPA
Pawnee | Pawnee | OK | Oklahoma | 40117 | Pawnee | 36.3363 | -96.8019 | 2106 | 368 | polygon | FALSE | TRUE | America/Chicago | 3 | 74058 | 1840020376 | [10 empty] | PawneeOK
Jamestown | Jamestown | TN | Tennessee | 47049 | Fentress | 36.4319 | -84.9341 | 2106 | 277 | polygon | FALSE | TRUE | America/Chicago | 3 | 38556 | 1840014429 | [10 empty] | JamestownTN
Williston Highlands | Williston Highlands | FL | Florida | 12075 | Levy | 29.3336 | -82.5357 | 2106 | 71 | polygon | FALSE | FALSE | America/New_York | 3 | 32696 32668 | 1840014037 | [10 empty] | Williston HighlandsFL
Eureka Springs | Eureka Springs | AR | Arkansas | 5015 | Carroll | 36.4105 | -93.745 | 2106 | 120 | polygon | FALSE | TRUE | America/Chicago | 3 | 72632 | 1840013321 | [10 empty] | Eureka SpringsAR
Helper | Helper | UT | Utah | 49007 | Carbon | 39.6898 | -110.8597 | 2105 | 449 | polygon | FALSE | TRUE | America/Denver | 3 | 84526 | 1840020200 | [10 empty] | HelperUT
Cudjoe Key | Cudjoe Key | FL | Florida | 12087 | Monroe | 24.6746 | -81.4986 | 2105 | 157 | polygon | FALSE | FALSE | America/New_York | 3 | 33042 | 1840029031 | [10 empty] | Cudjoe KeyFL
Conesus Lake | Conesus Lake | NY | New York | 36051 | Livingston | 42.7756 | -77.7135 | 2105 | 186 | polygon | FALSE | TRUE | America/New_York | 3 | 14454 14487 14480 14435 | 1840040222 | [10 empty] | Conesus LakeNY
Braddock | Braddock | PA | Pennsylvania | 42003 | Allegheny | 40.4018 | -79.8688 | 2105 | 1443 | polygon | FALSE | TRUE | America/New_York | 3 | 15104 | 1840001209 | [10 empty] | BraddockPA
Jonestown | Jonestown | TX | Texas | 48453 | Travis | 30.4754 | -97.9297 | 2105 | 126 | polygon | FALSE | TRUE | America/Chicago | 3 | 78641 78645 | 1840019591 | [10 empty] | JonestownTX
Belvedere | Belvedere | CA | California | 6041 | Marin | 37.8735 | -122.4662 | 2104 | 1564 | polygon | FALSE | TRUE | America/Los_Angeles | 3 | 94920 | 1840018890 | [10 empty] | BelvedereCA
Shinnston | Shinnston | WV | West Virginia | 54033 | Harrison | 39.3923 | -80.2989 | 2104 | 485 | polygon | FALSE | TRUE | America/New_York | 3 | 26431 | 1840005769 | [10 empty] | ShinnstonWV
San Juan Bautista | San Juan Bautista | CA | California | 6069 | San Benito | 36.8455 | -121.538 | 2104 | 1114 | polygon | FALSE | TRUE | America/Los_Angeles | 3 | 95045 | 1840021631 | [10 empty] | San Juan BautistaCA
Belville | Belville | NC | North Carolina | 37019 | Brunswick | 34.2194 | -77.9984 | 2103 | 484 | polygon | FALSE | TRUE | America/New_York | 3 | 28451 | 1840015578 | [10 empty] | BelvilleNC
East Helena | East Helena | MT | Montana | 30049 | Lewis and Clark | 46.585 | -111.9158 | 2103 | 202 | polygon | FALSE | TRUE | America/Denver | 3 | 59635 | 1840021111 | [10 empty] | East HelenaMT
Maysville | Maysville | GA | Georgia | 13011 | Banks | 34.2557 | -83.5521 | 2103 | 176 | polygon | FALSE | TRUE | America/New_York | 3 | 30558 | 1840016660 | [10 empty] | MaysvilleGA
Cumberland | Cumberland | WI | Wisconsin | 55005 | Barron | 45.5361 | -92.0289 | 2103 | 202 | polygon | FALSE | TRUE | America/Chicago | 3 | 54829 | 1840002072 | [10 empty] | CumberlandWI
Falmouth | Falmouth | KY | Kentucky | 21191 | Pendleton | 38.6708 | -84.331 | 2103 | 598 | polygon | FALSE | TRUE | America/New_York | 3 | 41040 | 1840013173 | [10 empty] | FalmouthKY
Angola | Angola | NY | New York | 36029 | Erie | 42.6379 | -79.0295 | 2101 | 572 | polygon | FALSE | TRUE | America/New_York | 3 | 14006 | 1840004395 | [10 empty] | AngolaNY
Smoke Rise | Smoke Rise | AL | Alabama | 1009 | Blount | 33.8789 | -86.824 | 2101 | 139 | polygon | FALSE | FALSE | America/Chicago | 3 | 35180 | 1840013654 | [10 empty] | Smoke RiseAL
Hanley Hills | Hanley Hills | MO | Missouri | 29189 | St. Louis | 38.6856 | -90.3249 | 2101 | 2226 | polygon | FALSE | TRUE | America/Chicago | 2 | 63114 63133 | 1840012817 | [10 empty] | Hanley HillsMO
Gila Bend | Gila Bend | AZ | Arizona | 4013 | Maricopa | 32.9662 | -112.7155 | 2100 | 12 | polygon | FALSE | TRUE | America/Phoenix | 3 | 85337 | 1840021946 | [10 empty] | Gila BendAZ
Westport | Westport | WA | Washington | 53027 | Grays Harbor | 46.8917 | -124.1118 | 2100 | 219 | polygon | FALSE | TRUE | America/Los_Angeles | 3 | 98595 | 1840021124 | [10 empty] | WestportWA
Bowdon | Bowdon | GA | Georgia | 13045 | Carroll | 33.5378 | -85.2539 | 2100 | 238 | polygon | FALSE | TRUE | America/New_York | 3 | 30108 | 1840013738 | [10 empty] | BowdonGA
Willow Springs | Willow Springs | MO | Missouri | 29091 | Howell | 36.9878 | -91.9621 | 2099 | 229 | polygon | FALSE | TRUE | America/Chicago | 3 | 65793 | 1840010888 | [10 empty] | Willow SpringsMO
New Boston | New Boston | OH | Ohio | 39145 | Scioto | 38.7516 | -82.9351 | 2099 | 725 | polygon | FALSE | TRUE | America/New_York | 3 | 45662 | 1840001645 | [10 empty] | New BostonOH
Poquonock Bridge | Poquonock Bridge | CT | Connecticut | 9011 | New London | 41.3379 | -72.0175 | 2098 | 603 | polygon | FALSE | FALSE | America/New_York | 3 | 6340 | 1840003354 | [10 empty] | Poquonock BridgeCT
Oakbrook Terrace | Oakbrook Terrace | IL | Illinois | 17043 | DuPage | 41.8539 | -87.9685 | 2098 | 639 | polygon | FALSE | TRUE | America/Chicago | 3 | 60181 | 1840008144 | [10 empty] | Oakbrook TerraceIL
Kure Beach | Kure Beach | NC | North Carolina | 37129 | New Hanover | 34.0003 | -77.9077 | 2098 | 920 | polygon | FALSE | TRUE | America/New_York | 3 | 28449 28428 | 1840016676 | [10 empty] | Kure BeachNC
Nisswa | Nisswa | MN | Minnesota | 27035 | Crow Wing | 46.5003 | -94.2977 | 2096 | 75 | polygon | FALSE | TRUE | America/Chicago | 3 | 56468 | 1840007740 | [10 empty] | NisswaMN
South Zanesville | South Zanesville | OH | Ohio | 39119 | Muskingum | 39.9036 | -82.0178 | 2095 | 1006 | polygon | FALSE | TRUE | America/New_York | 3 | 43701 | 1840012397 | [10 empty] | South ZanesvilleOH
North Pole | North Pole | AK | Alaska | 2090 | Fairbanks North Star | 64.753 | -147.36 | 2094 | 197 | polygon | FALSE | TRUE | America/Anchorage | 3 | 99705 | 1840023464 | [10 empty] | North PoleAK
Josephine | Josephine | TX | Texas | 48085 | Collin | 33.0618 | -96.3186 | 2094 | 447 | polygon | FALSE | TRUE | America/Chicago | 3 | 75173 75164 | 1840019399 | [10 empty] | JosephineTX
Manahawkin | Manahawkin | NJ | New Jersey | 34029 | Ocean | 39.6931 | -74.2493 | 2094 | 442 | polygon | FALSE | FALSE | America/New_York | 3 | 8050 | 1840005535 | [10 empty] | ManahawkinNJ
Chouteau | Chouteau | OK | Oklahoma | 40097 | Mayes | 36.1884 | -95.3362 | 2093 | 234 | polygon | FALSE | TRUE | America/Chicago | 3 | 74337 | 1840022667 | [10 empty] | ChouteauOK
Graysville | Graysville | AL | Alabama | 1073 | Jefferson | 33.6583 | -86.9674 | 2092 | 47 | polygon | FALSE | TRUE | America/Chicago | 3 | 35073 | 1840003493 | [10 empty] | GraysvilleAL
Malone | Malone | FL | Florida | 12063 | Jackson | 30.9589 | -85.1622 | 2092 | 264 | polygon | FALSE | TRUE | America/Chicago | 3 | 32445 | 1840017149 | [10 empty] | MaloneFL
Milford | Milford | NE | Nebraska | 31159 | Seward | 40.7722 | -97.0535 | 2090 | 992 | polygon | FALSE | TRUE | America/Chicago | 3 | 68405 | 1840008287 | [10 empty] | MilfordNE
Laguna Heights | Laguna Heights | TX | Texas | 48061 | Cameron | 26.081 | -97.2592 | 2090 | 5026 | polygon | FALSE | FALSE | America/Chicago | 2 | 78578 | 1840018326 | [10 empty] | Laguna HeightsTX
Williamsport | Williamsport | MD | Maryland | 24043 | Washington | 39.5974 | -77.818 | 2089 | 820 | polygon | FALSE | TRUE | America/New_York | 3 | 21795 | 1840005619 | [10 empty] | WilliamsportMD
Calwa | Calwa | CA | California | 6019 | Fresno | 36.7136 | -119.7607 | 2089 | 1421 | polygon | FALSE | FALSE | America/Los_Angeles | 3 | 93725 | 1840022562 | [10 empty] | CalwaCA
Essex Fells | Essex Fells | NJ | New Jersey | 34013 | Essex | 40.8271 | -74.2798 | 2088 | 572 | polygon | FALSE | TRUE | America/New_York | 3 | 7021 | 1840005355 | [10 empty] | Essex FellsNJ
Walnutport | Walnutport | PA | Pennsylvania | 42095 | Northampton | 40.7514 | -75.5955 | 2087 | 1066 | polygon | FALSE | TRUE | America/New_York | 3 | 18088 | 1840000982 | [10 empty] | WalnutportPA
Greenock | Greenock | PA | Pennsylvania | 42003 | Allegheny | 40.3125 | -79.8036 | 2087 | 756 | polygon | FALSE | FALSE | America/New_York | 3 | 15135 15047 | 1840026475 | [10 empty] | GreenockPA
Lame Deer | Lame Deer | MT | Montana | 30087 | Rosebud | 45.6176 | -106.6134 | 2086 | 14 | polygon | FALSE | FALSE | America/Denver | 3 | 59043 | 1840017373 | [10 empty] | Lame DeerMT
Greenfield | Greenfield | TN | Tennessee | 47183 | Weakley | 36.16 | -88.8036 | 2086 | 231 | polygon | FALSE | TRUE | America/Chicago | 3 | 38230 | 1840013316 | [10 empty] | GreenfieldTN
Geneva | Geneva | NE | Nebraska | 31059 | Fillmore | 40.5308 | -97.5974 | 2086 | 355 | polygon | FALSE | TRUE | America/Chicago | 3 | 68361 | 1840008333 | [10 empty] | GenevaNE
Gurdon | Gurdon | AR | Arkansas | 5019 | Clark | 33.9155 | -93.1544 | 2085 | 331 | polygon | FALSE | TRUE | America/Chicago | 3 | 71743 | 1840013639 | [10 empty] | GurdonAR
Marceline | Marceline | MO | Missouri | 29115 | Linn | 39.7167 | -92.9473 | 2085 | 245 | polygon | FALSE | TRUE | America/Chicago | 3 | 64658 | 1840008402 | [10 empty] | MarcelineMO
Granby | Granby | MO | Missouri | 29145 | Newton | 36.9181 | -94.2607 | 2085 | 181 | polygon | FALSE | TRUE | America/Chicago | 3 | 64844 | 1840008792 | [10 empty] | GranbyMO
Patterson Tract | Patterson Tract | CA | California | 6107 | Tulare | 36.3795 | -119.2956 | 2085 | 556 | polygon | FALSE | TRUE | America/Los_Angeles | 3 | 93291 | 1840042286 | [10 empty] | Patterson TractCA
Astatula | Astatula | FL | Florida | 12069 | Lake | 28.7065 | -81.7346 | 2085 | 257 | polygon | FALSE | TRUE | America/New_York | 3 | 34705 | 1840015952 | [10 empty] | AstatulaFL
New Eagle | New Eagle | PA | Pennsylvania | 42125 | Washington | 40.2064 | -79.9532 | 2085 | 792 | polygon | FALSE | TRUE | America/New_York | 3 | 15067 | 1840003662 | [10 empty] | New EaglePA
Fairbanks Ranch | Fairbanks Ranch | CA | California | 6073 | San Diego | 32.9919 | -117.1859 | 2085 | 158 | polygon | FALSE | FALSE | America/Los_Angeles | 3 | 92067 | 1840135662 | [10 empty] | Fairbanks RanchCA
Lake Holiday | Lake Holiday | VA | Virginia | 51069 | Frederick | 39.3092 | -78.3245 | 2084 | 237 | polygon | FALSE | TRUE | America/New_York | 3 | 22637 22625 | 1840043223 | [10 empty] | Lake HolidayVA
Versailles | Versailles | IN | Indiana | 18137 | Ripley | 39.0636 | -85.2564 | 2083 | 501 | polygon | FALSE | TRUE | America/Indiana/Indianapolis | 3 | 47042 | 1840014406 | [10 empty] | VersaillesIN
Cairo | Cairo | IL | Illinois | 17003 | Alexander | 37.0062 | -89.1819 | 2083 | 115 | polygon | FALSE | TRUE | America/Chicago | 3 | 62914 | 1840007633 | [10 empty] | CairoIL
Auburn | Auburn | MI | Michigan | 26017 | Bay | 43.6021 | -84.0757 | 2083 | 761 | polygon | FALSE | TRUE | America/Detroit | 3 | 48611 | 1840002582 | [10 empty] | AuburnMI
Houston | Houston | MO | Missouri | 29215 | Texas | 37.3212 | -91.9611 | 2082 | 220 | polygon | FALSE | TRUE | America/Chicago | 3 | 65483 | 1840007601 | [10 empty] | HoustonMO
Rockwell City | Rockwell City | IA | Iowa | 19025 | Calhoun | 42.3981 | -94.6289 | 2082 | 190 | polygon | FALSE | TRUE | America/Chicago | 3 | 50579 | 1840009120 | [10 empty] | Rockwell CityIA
Naples | Naples | UT | Utah | 49047 | Uintah | 40.4318 | -109.4913 | 2082 | 121 | polygon | FALSE | TRUE | America/Denver | 3 | 84078 | 1840020160 | [10 empty] | NaplesUT
Mineralwells | Mineralwells | WV | West Virginia | 54107 | Wood | 39.1807 | -81.513 | 2082 | 523 | polygon | FALSE | FALSE | America/New_York | 3 | 26150 | 1840005783 | [10 empty] | MineralwellsWV
Galesburg | Galesburg | MI | Michigan | 26077 | Kalamazoo | 42.2911 | -85.4182 | 2081 | 569 | polygon | FALSE | TRUE | America/Detroit | 3 | 49053 | 1840003184 | [10 empty] | GalesburgMI
Cabool | Cabool | MO | Missouri | 29215 | Texas | 37.1262 | -92.1032 | 2080 | 205 | polygon | FALSE | TRUE | America/Chicago | 3 | 65689 | 1840007600 | [10 empty] | CaboolMO
Horse Pasture | Horse Pasture | VA | Virginia | 51089 | Henry | 36.6313 | -79.9514 | 2080 | 83 | polygon | FALSE | FALSE | America/New_York | 3 | 24148 24165 24112 | 1840006555 | [10 empty] | Horse PastureVA
Cowarts | Cowarts | AL | Alabama | 1069 | Houston | 31.2041 | -85.3062 | 2079 | 107 | polygon | FALSE | TRUE | America/Chicago | 3 | 36303 36321 | 1840017131 | [10 empty] | CowartsAL
Spencerville | Spencerville | MD | Maryland | 24031 | Montgomery | 39.119 | -76.9828 | 2079 | 514 | polygon | FALSE | FALSE | America/New_York | 3 | 20868 20905 | 1840024492 | [10 empty] | SpencervilleMD
Columbus Grove | Columbus Grove | OH | Ohio | 39137 | Putnam | 40.9205 | -84.0598 | 2079 | 653 | polygon | FALSE | TRUE | America/New_York | 3 | 45830 | 1840011751 | [10 empty] | Columbus GroveOH
Fifth Street | Fifth Street | TX | Texas | 48157 | Fort Bend | 29.5982 | -95.5519 | 2079 | 1126 | polygon | FALSE | FALSE | America/Chicago | 3 | 77477 | 1840018264 | [10 empty] | Fifth StreetTX
Columbus | Columbus | MT | Montana | 30095 | Stillwater | 45.636 | -109.2488 | 2079 | 584 | polygon | FALSE | TRUE | America/Denver | 3 | 59019 | 1840022332 | [10 empty] | ColumbusMT
Honokaa | Honokaa | HI | Hawaii | 15001 | Hawaii | 20.0746 | -155.4656 | 2079 | 634 | polygon | FALSE | FALSE | Pacific/Honolulu | 3 | 96727 | 1840029483 | [10 empty] | HonokaaHI
Cambridge | Cambridge | IL | Illinois | 17073 | Henry | 41.2984 | -90.1907 | 2078 | 402 | polygon | FALSE | TRUE | America/Chicago | 3 | 61238 | 1840010243 | [10 empty] | CambridgeIL
Pecatonica | Pecatonica | IL | Illinois | 17201 | Winnebago | 42.3087 | -89.3577 | 2078 | 633 | polygon | FALSE | TRUE | America/Chicago | 3 | 61063 | 1840011125 | [10 empty] | PecatonicaIL
Tracy | Tracy | MN | Minnesota | 27083 | Lyon | 44.239 | -95.6153 | 2077 | 334 | polygon | FALSE | TRUE | America/Chicago | 3 | 56175 | 1840010020 | [10 empty] | TracyMN
Elsberry | Elsberry | MO | Missouri | 29113 | Lincoln | 39.1683 | -90.7879 | 2077 | 491 | polygon | FALSE | TRUE | America/Chicago | 3 | 63343 | 1840008540 | [10 empty] | ElsberryMO
Southmont | Southmont | PA | Pennsylvania | 42021 | Cambria | 40.3108 | -78.9327 | 2076 | 763 | polygon | FALSE | TRUE | America/New_York | 3 | 15905 | 1840001126 | [10 empty] | SouthmontPA
Ord | Ord | NE | Nebraska | 31175 | Valley | 41.5995 | -98.9169 | 2076 | 381 | polygon | FALSE | TRUE | America/Chicago | 3 | 68862 | 1840009254 | [10 empty] | OrdNE
River Heights | River Heights | UT | Utah | 49005 | Cache | 41.7219 | -111.8195 | 2076 | 1186 | polygon | FALSE | TRUE | America/Denver | 3 | 84321 | 1840020110 | [10 empty] | River HeightsUT
Seneca | Seneca | KS | Kansas | 20131 | Nemaha | 39.8376 | -96.0689 | 2075 | 484 | polygon | FALSE | TRUE | America/Chicago | 3 | 66538 | 1840000729 | [10 empty] | SenecaKS
Oakley | Oakley | KS | Kansas | 20109 | Logan | 39.1234 | -100.8451 | 2075 | 416 | polygon | FALSE | TRUE | America/Chicago | 3 | 67748 | 1840008471 | [10 empty] | OakleyKS
Fritz Creek | Fritz Creek | AK | Alaska | 2122 | Kenai Peninsula | 59.747 | -151.2884 | 2074 | 14 | polygon | FALSE | FALSE | America/Anchorage | 3 | 99603 | 1840023672 | [10 empty] | Fritz CreekAK
Coal Grove | Coal Grove | OH | Ohio | 39087 | Lawrence | 38.4976 | -82.6423 | 2074 | 421 | polygon | FALSE | TRUE | America/New_York | 3 | 45638 | 1840012837 | [10 empty] | Coal GroveOH
Morrisville | Morrisville | VT | Vermont | 50015 | Lamoille | 44.5583 | -72.5933 | 2073 | 409 | polygon | FALSE | TRUE | America/New_York | 3 | 5661 | 1840004080 | [10 empty] | MorrisvilleVT
Holcomb | Holcomb | KS | Kansas | 20055 | Finney | 37.9864 | -100.9937 | 2073 | 647 | polygon | FALSE | TRUE | America/Chicago | 3 | 67851 | 1840007523 | [10 empty] | HolcombKS
Weatherby Lake | Weatherby Lake | MO | Missouri | 29165 | Platte | 39.2365 | -94.696 | 2073 | 779 | polygon | FALSE | TRUE | America/Chicago | 3 | 64152 | 1840010642 | [10 empty] | Weatherby LakeMO
Stevensville | Stevensville | MT | Montana | 30081 | Ravalli | 46.511 | -114.0788 | 2072 | 617 | polygon | FALSE | TRUE | America/Denver | 3 | 59870 | 1840022324 | [10 empty] | StevensvilleMT
Lincoln Beach | Lincoln Beach | OR | Oregon | 41041 | Lincoln | 44.8746 | -124.031 | 2072 | 247 | polygon | FALSE | FALSE | America/Los_Angeles | 3 | 97341 97367 97388 | 1840018591 | [10 empty] | Lincoln BeachOR
New Haven | New Haven | MO | Missouri | 29071 | Franklin | 38.6048 | -91.2179 | 2072 | 249 | polygon | FALSE | TRUE | America/Chicago | 3 | 63068 | 1840008622 | [10 empty] | New HavenMO
Cardington | Cardington | OH | Ohio | 39117 | Morrow | 40.498 | -82.8937 | 2071 | 398 | polygon | FALSE | TRUE | America/New_York | 3 | 43315 | 1840010387 | [10 empty] | CardingtonOH
Blanco | Blanco | TX | Texas | 48031 | Blanco | 30.0987 | -98.4169 | 2071 | 229 | polygon | FALSE | TRUE | America/Chicago | 3 | 78606 | 1840019594 | [10 empty] | BlancoTX
Lyman | Lyman | WY | Wyoming | 56041 | Uinta | 41.3275 | -110.2975 | 2070 | 513 | polygon | FALSE | TRUE | America/Denver | 3 | 82937 | 1840021340 | [10 empty] | LymanWY
Anthony | Anthony | KS | Kansas | 20077 | Harper | 37.1573 | -98.0408 | 2070 | 264 | polygon | FALSE | TRUE | America/Chicago | 3 | 67003 | 1840001709 | [10 empty] | AnthonyKS
Topton | Topton | PA | Pennsylvania | 42011 | Berks | 40.5032 | -75.7024 | 2069 | 1153 | polygon | FALSE | TRUE | America/New_York | 3 | 19562 | 1840001192 | [10 empty] | ToptonPA
Kirbyville | Kirbyville | TX | Texas | 48241 | Jasper | 30.6578 | -93.9001 | 2069 | 330 | polygon | FALSE | TRUE | America/Chicago | 3 | 75956 | 1840020856 | [10 empty] | KirbyvilleTX
Dolgeville | Dolgeville | NY | New York | 36043 | Herkimer | 43.1031 | -74.7749 | 2069 | 446 | polygon | FALSE | TRUE | America/New_York | 3 | 13329 | 1840004156 | [10 empty] | DolgevilleNY
Wellington | Wellington | TX | Texas | 48087 | Collingsworth | 34.8538 | -100.2141 | 2068 | 585 | polygon | FALSE | TRUE | America/Chicago | 3 | 79095 | 1840021822 | [10 empty] | WellingtonTX
Seneca Knolls | Seneca Knolls | NY | New York | 36067 | Onondaga | 43.12 | -76.2874 | 2068 | 642 | polygon | FALSE | FALSE | America/New_York | 3 | 13027 13209 | 1840034041 | [10 empty] | Seneca KnollsNY
Sac City | Sac City | IA | Iowa | 19161 | Sac | 42.4217 | -94.9979 | 2068 | 164 | polygon | FALSE | TRUE | America/Chicago | 3 | 50583 | 1840009113 | [10 empty] | Sac CityIA
Pegram | Pegram | TN | Tennessee | 47021 | Cheatham | 36.1037 | -87.0565 | 2068 | 110 | polygon | FALSE | TRUE | America/Chicago | 3 | 37143 | 1840016091 | [10 empty] | PegramTN
Robesonia | Robesonia | PA | Pennsylvania | 42011 | Berks | 40.3495 | -76.1391 | 2067 | 895 | polygon | FALSE | TRUE | America/New_York | 3 | 19551 | 1840001186 | [10 empty] | RobesoniaPA
Conway | Conway | PA | Pennsylvania | 42007 | Beaver | 40.6674 | -80.2411 | 2067 | 625 | polygon | FALSE | TRUE | America/New_York | 3 | 15027 | 1840001015 | [10 empty] | ConwayPA
Greensburg | Greensburg | KY | Kentucky | 21087 | Green | 37.2599 | -85.4966 | 2066 | 383 | polygon | FALSE | TRUE | America/Chicago | 3 | 42743 | 1840013243 | [10 empty] | GreensburgKY
Porter Heights | Porter Heights | TX | Texas | 48339 | Montgomery | 30.1501 | -95.3217 | 2066 | 247 | polygon | FALSE | FALSE | America/Chicago | 3 | 77365 | 1840019584 | [10 empty] | Porter HeightsTX
Glen Rock | Glen Rock | PA | Pennsylvania | 42133 | York | 39.7935 | -76.7307 | 2065 | 995 | polygon | FALSE | TRUE | America/New_York | 3 | 17327 | 1840001447 | [10 empty] | Glen RockPA
Fairplains | Fairplains | NC | North Carolina | 37193 | Wilkes | 36.1954 | -81.1559 | 2065 | 189 | polygon | FALSE | FALSE | America/New_York | 3 | 28659 | 1840013065 | [10 empty] | FairplainsNC
Shadybrook | Shadybrook | TX | Texas | 48073 | Cherokee | 32.1108 | -95.4212 | 2065 | 103 | polygon | FALSE | TRUE | America/Chicago | 3 | 75757 | 1840042635 | [10 empty] | ShadybrookTX
Drexel | Drexel | OH | Ohio | 39113 | Montgomery | 39.7382 | -84.2931 | 2064 | 364 | polygon | FALSE | FALSE | America/New_York | 3 | 45417 | 1840034253 | [10 empty] | DrexelOH
Colfax | Colfax | IA | Iowa | 19099 | Jasper | 41.68 | -93.2386 | 2064 | 337 | polygon | FALSE | TRUE | America/Chicago | 3 | 50054 | 1840007070 | [10 empty] | ColfaxIA
Stephens City | Stephens City | VA | Virginia | 51069 | Frederick | 39.0902 | -78.223 | 2063 | 328 | polygon | FALSE | TRUE | America/New_York | 3 | 22655 | 1840005777 | [10 empty] | Stephens CityVA
Pardeeville | Pardeeville | WI | Wisconsin | 55021 | Columbia | 43.5359 | -89.301 | 2063 | 414 | polygon | FALSE | TRUE | America/Chicago | 3 | 53954 | 1840002711 | [10 empty] | PardeevilleWI
Marshall | Marshall | VA | Virginia | 51061 | Fauquier | 38.8661 | -77.8453 | 2063 | 276 | polygon | FALSE | FALSE | America/New_York | 3 | 20198 20115 20116 | 1840024592 | [10 empty] | MarshallVA
Las MarÃ­as | Las Marias | PR | Puerto Rico | 72011 | AÃ±asco | 18.2928 | -67.145 | 2063 | 3216 | polygon | FALSE | FALSE | America/Puerto_Rico | 2 | 610 | 1630035501 | [10 empty] | Las MarÃ­asPR
Midway | Midway | PA | Pennsylvania | 42001 | Adams | 39.8039 | -77.0052 | 2062 | 1203 | polygon | FALSE | FALSE | America/New_York | 3 | 17331 17344 | 1840145546 | [10 empty] | MidwayPA
Midway | Midway | GA | Georgia | 13179 | Liberty | 31.8003 | -81.419 | 2061 | 123 | polygon | FALSE | TRUE | America/New_York | 3 | 31320 | 1840014929 | [10 empty] | MidwayGA
Cape Carteret | Cape Carteret | NC | North Carolina | 37031 | Carteret | 34.6973 | -77.0572 | 2061 | 315 | polygon | FALSE | TRUE | America/New_York | 3 | 28584 | 1840015498 | [10 empty] | Cape CarteretNC
McCamey | McCamey | TX | Texas | 48461 | Upton | 31.1325 | -102.22 | 2060 | 392 | polygon | FALSE | TRUE | America/Chicago | 3 | 79752 | 1840020829 | [10 empty] | McCameyTX
Olton | Olton | TX | Texas | 48279 | Lamb | 34.1802 | -102.137 | 2060 | 585 | polygon | FALSE | TRUE | America/Chicago | 3 | 79064 | 1840020540 | [10 empty] | OltonTX
New Stanton | New Stanton | PA | Pennsylvania | 42129 | Westmoreland | 40.2237 | -79.6086 | 2060 | 198 | polygon | FALSE | TRUE | America/New_York | 3 | 15672 15639 | 1840001152 | [10 empty] | New StantonPA
San Ysidro | San Ysidro | NM | New Mexico | 35013 | DoÃ±a Ana | 32.3568 | -106.8129 | 2060 | 300 | polygon | FALSE | FALSE | America/Denver | 3 | 88007 | 1840148458 | [10 empty] | San YsidroNM
Simmesport | Simmesport | LA | Louisiana | 22009 | Avoyelles | 30.9805 | -91.8143 | 2060 | 364 | polygon | FALSE | TRUE | America/Chicago | 3 | 71369 | 1840018188 | [10 empty] | SimmesportLA
Kohler | Kohler | WI | Wisconsin | 55117 | Sheboygan | 43.7364 | -87.7795 | 2059 | 149 | polygon | FALSE | TRUE | America/Chicago | 3 | 53081 53044 | 1840002620 | [10 empty] | KohlerWI
St. George | St. George | MO | Missouri | 29189 | St. Louis | 38.5376 | -90.312 | 2058 | 3295 | polygon | FALSE | FALSE | America/Chicago | 2 | 63123 | 1840141651 | [10 empty] | St. GeorgeMO
Jacksboro | Jacksboro | TN | Tennessee | 47013 | Campbell | 36.3352 | -84.1928 | 2058 | 307 | polygon | FALSE | TRUE | America/New_York | 3 | 37757 | 1840016023 | [10 empty] | JacksboroTN
Stratford | Stratford | TX | Texas | 48421 | Sherman | 36.3376 | -102.076 | 2057 | 344 | polygon | FALSE | TRUE | America/Chicago | 3 | 79084 | 1840021666 | [10 empty] | StratfordTX
Lake Summerset | Lake Summerset | IL | Illinois | 17201 | Winnebago | 42.4521 | -89.3984 | 2057 | 386 | polygon | FALSE | FALSE | America/Chicago | 3 | 61019 | 1840004634 | [10 empty] | Lake SummersetIL
Kerhonkson | Kerhonkson | NY | New York | 36111 | Ulster | 41.7797 | -74.2956 | 2057 | 150 | polygon | FALSE | FALSE | America/New_York | 3 | 12446 | 1840004718 | [10 empty] | KerhonksonNY
Burnt Store Marina | Burnt Store Marina | FL | Florida | 12071 | Lee | 26.7645 | -82.0507 | 2057 | 745 | polygon | FALSE | FALSE | America/New_York | 3 | 33955 | 1840028975 | [10 empty] | Burnt Store MarinaFL
Thorsby | Thorsby | AL | Alabama | 1021 | Chilton | 32.917 | -86.7203 | 2057 | 136 | polygon | FALSE | TRUE | America/Chicago | 3 | 35171 | 1840016920 | [10 empty] | ThorsbyAL
Wilsonville | Wilsonville | AL | Alabama | 1117 | Shelby | 33.2351 | -86.4882 | 2056 | 75 | polygon | FALSE | TRUE | America/Chicago | 3 | 35186 | 1840016850 | [10 empty] | WilsonvilleAL
Chevy Chase Village | Chevy Chase Village | MD | Maryland | 24031 | Montgomery | 38.9698 | -77.0793 | 2056 | 1891 | polygon | FALSE | TRUE | America/New_York | 3 | 20815 | 1840005854 | [10 empty] | Chevy Chase VillageMD
Bellerose Terrace | Bellerose Terrace | NY | New York | 36059 | Nassau | 40.7221 | -73.7252 | 2056 | 6349 | polygon | FALSE | FALSE | America/New_York | 2 | 11001 | 1840005231 | [10 empty] | Bellerose TerraceNY
Ganado | Ganado | TX | Texas | 48239 | Jackson | 29.0413 | -96.511 | 2055 | 681 | polygon | FALSE | TRUE | America/Chicago | 3 | 77962 | 1840020985 | [10 empty] | GanadoTX
Imperial | Imperial | NE | Nebraska | 31029 | Chase | 40.5145 | -101.6374 | 2055 | 262 | polygon | FALSE | TRUE | America/Denver | 3 | 69033 | 1840007214 | [10 empty] | ImperialNE
Three Forks | Three Forks | MT | Montana | 30031 | Gallatin | 45.89 | -111.5522 | 2055 | 544 | polygon | FALSE | TRUE | America/Denver | 3 | 59752 | 1840021184 | [10 empty] | Three ForksMT
Leonard | Leonard | TX | Texas | 48147 | Fannin | 33.383 | -96.2467 | 2054 | 345 | polygon | FALSE | TRUE | America/Chicago | 3 | 75452 | 1840020597 | [10 empty] | LeonardTX
Hale Center | Hale Center | TX | Texas | 48189 | Hale | 34.0662 | -101.8462 | 2054 | 552 | polygon | FALSE | TRUE | America/Chicago | 3 | 79041 | 1840020536 | [10 empty] | Hale CenterTX
Buena Vista | Buena Vista | GA | Georgia | 13197 | Marion | 32.3188 | -84.5177 | 2053 | 246 | polygon | FALSE | TRUE | America/New_York | 3 | 31803 | 1840013827 | [10 empty] | Buena VistaGA
Jermyn | Jermyn | PA | Pennsylvania | 42069 | Lackawanna | 41.5274 | -75.5455 | 2053 | 1000 | polygon | FALSE | TRUE | America/New_York | 3 | 18433 | 1840003382 | [10 empty] | JermynPA
Rosemount | Rosemount | OH | Ohio | 39145 | Scioto | 38.7812 | -82.9664 | 2053 | 137 | polygon | FALSE | FALSE | America/New_York | 3 | 45662 | 1840006054 | [10 empty] | RosemountOH
Postville | Postville | IA | Iowa | 19005 | Allamakee | 43.084 | -91.5683 | 2053 | 375 | polygon | FALSE | TRUE | America/Chicago | 3 | 52162 | 1840009039 | [10 empty] | PostvilleIA
Tigerville | Tigerville | SC | South Carolina | 45045 | Greenville | 35.0669 | -82.3695 | 2052 | 596 | polygon | FALSE | FALSE | America/New_York | 3 | 29690 29687 | 1840026953 | [10 empty] | TigervilleSC
Clancy | Clancy | MT | Montana | 30043 | Jefferson | 46.4493 | -112.0029 | 2052 | 20 | polygon | FALSE | FALSE | America/Denver | 3 | 59632 59634 | 1840017385 | [10 empty] | ClancyMT
Ida Grove | Ida Grove | IA | Iowa | 19093 | Ida | 42.3439 | -95.4732 | 2052 | 366 | polygon | FALSE | TRUE | America/Chicago | 3 | 51445 | 1840006957 | [10 empty] | Ida GroveIA
Lisbon | Lisbon | ND | North Dakota | 38073 | Ransom | 46.4385 | -97.6841 | 2051 | 345 | polygon | FALSE | TRUE | America/Chicago | 3 | 58054 | 1840000227 | [10 empty] | LisbonND
Yorktown | Yorktown | TX | Texas | 48123 | DeWitt | 28.9829 | -97.505 | 2050 | 458 | polygon | FALSE | TRUE | America/Chicago | 3 | 78164 | 1840022243 | [10 empty] | YorktownTX
West Branch | West Branch | MI | Michigan | 26129 | Ogemaw | 44.2736 | -84.2362 | 2050 | 517 | polygon | FALSE | TRUE | America/Detroit | 3 | 48661 | 1840000317 | [10 empty] | West BranchMI
Hinckley | Hinckley | IL | Illinois | 17037 | DeKalb | 41.7714 | -88.6397 | 2050 | 934 | polygon | FALSE | TRUE | America/Chicago | 3 | 60520 | 1840011337 | [10 empty] | HinckleyIL
Snow Hill | Snow Hill | MD | Maryland | 24047 | Worcester | 38.1654 | -75.3968 | 2050 | 261 | polygon | FALSE | TRUE | America/New_York | 3 | 21863 | 1840006260 | [10 empty] | Snow HillMD
McDonald | McDonald | PA | Pennsylvania | 42125 | Washington | 40.3701 | -80.2323 | 2050 | 1516 | polygon | FALSE | TRUE | America/New_York | 3 | 15057 | 1840001353 | [10 empty] | McDonaldPA
Bellevue | Bellevue | IL | Illinois | 17143 | Peoria | 40.6877 | -89.6732 | 2049 | 355 | polygon | FALSE | TRUE | America/Chicago | 3 | 61604 | 1840011921 | [10 empty] | BellevueIL
Newburgh Heights | Newburgh Heights | OH | Ohio | 39035 | Cuyahoga | 41.4509 | -81.6627 | 2049 | 1358 | polygon | FALSE | TRUE | America/New_York | 3 | 44105 | 1840003399 | [10 empty] | Newburgh HeightsOH
Bellport | Bellport | NY | New York | 36103 | Suffolk | 40.7547 | -72.9423 | 2047 | 552 | polygon | FALSE | TRUE | America/New_York | 3 | 11713 | 1840005144 | [10 empty] | BellportNY
Veedersburg | Veedersburg | IN | Indiana | 18045 | Fountain | 40.114 | -87.2568 | 2047 | 268 | polygon | FALSE | TRUE | America/Indiana/Indianapolis | 3 | 47987 | 1840010466 | [10 empty] | VeedersburgIN
Lawai | Lawai | HI | Hawaii | 15007 | Kauai | 21.9203 | -159.5006 | 2047 | 194 | polygon | FALSE | FALSE | Pacific/Honolulu | 3 | 96765 96756 96741 | 1840029518 | [10 empty] | LawaiHI
Raven | Raven | VA | Virginia | 51185 | Tazewell | 37.0937 | -81.8601 | 2046 | 120 | polygon | FALSE | FALSE | America/New_York | 3 | 24649 24612 24639 24640 | 1840006450 | [10 empty] | RavenVA
St. Croix Falls | St. Croix Falls | WI | Wisconsin | 55095 | Polk | 45.41 | -92.6268 | 2046 | 158 | polygon | FALSE | TRUE | America/Chicago | 3 | 54024 | 1840002058 | [10 empty] | St. Croix FallsWI
West End | West End | NY | New York | 36077 | Otsego | 42.4667 | -75.0969 | 2046 | 216 | polygon | FALSE | FALSE | America/New_York | 3 | 13820 | 1840034066 | [10 empty] | West EndNY
Cherokee | Cherokee | NC | North Carolina | 37173 | Swain | 35.486 | -83.3011 | 2046 | 65 | polygon | FALSE | FALSE | America/New_York | 3 | 28719 | 1840026949 | [10 empty] | CherokeeNC
Hanscom AFB | Hanscom AFB | MA | Massachusetts | 25017 | Middlesex | 42.4582 | -71.2793 | 2045 | 886 | polygon | TRUE | TRUE | America/New_York | 3 | 01730 01731 | 1840043425 | [10 empty] | Hanscom AFBMA
Troup | Troup | TX | Texas | 48423 | Smith | 32.145 | -95.1229 | 2044 | 321 | polygon | FALSE | TRUE | America/Chicago | 3 | 75789 | 1840022075 | [10 empty] | TroupTX
Hopwood | Hopwood | PA | Pennsylvania | 42051 | Fayette | 39.8773 | -79.7017 | 2043 | 418 | polygon | FALSE | FALSE | America/New_York | 3 | 15445 15401 | 1840005543 | [10 empty] | HopwoodPA
Esko | Esko | MN | Minnesota | 27017 | Carlton | 46.71 | -92.3721 | 2042 | 162 | polygon | FALSE | FALSE | America/Chicago | 3 | 55733 | 1840025266 | [10 empty] | EskoMN
Pearson | Pearson | GA | Georgia | 13003 | Atkinson | 31.297 | -82.8544 | 2042 | 235 | polygon | FALSE | TRUE | America/New_York | 3 | 31642 | 1840014971 | [10 empty] | PearsonGA
Ninety Six | Ninety Six | SC | South Carolina | 45047 | Greenwood | 34.1696 | -82.024 | 2042 | 438 | polygon | FALSE | TRUE | America/New_York | 3 | 29666 | 1840016675 | [10 empty] | Ninety SixSC
Aquebogue | Aquebogue | NY | New York | 36103 | Suffolk | 40.9425 | -72.6149 | 2042 | 207 | polygon | FALSE | FALSE | America/New_York | 3 | 11901 11931 | 1840005015 | [10 empty] | AquebogueNY
East McKeesport | East McKeesport | PA | Pennsylvania | 42003 | Allegheny | 40.3849 | -79.8073 | 2042 | 1901 | polygon | FALSE | TRUE | America/New_York | 3 | 15035 | 1840001225 | [10 empty] | East McKeesportPA
Afton | Afton | WY | Wyoming | 56023 | Lincoln | 42.7271 | -110.9315 | 2041 | 177 | polygon | FALSE | TRUE | America/Denver | 3 | 83110 | 1840021291 | [10 empty] | AftonWY
South Deerfield | South Deerfield | MA | Massachusetts | 25011 | Franklin | 42.4795 | -72.5947 | 2041 | 249 | polygon | FALSE | FALSE | America/New_York | 3 | 1373 | 1840004518 | [10 empty] | South DeerfieldMA
Gotha | Gotha | FL | Florida | 12095 | Orange | 28.5307 | -81.5191 | 2041 | 459 | polygon | FALSE | FALSE | America/New_York | 3 | 34734 34786 | 1840014081 | [10 empty] | GothaFL
Halstead | Halstead | KS | Kansas | 20079 | Harvey | 37.9999 | -97.5102 | 2041 | 577 | polygon | FALSE | TRUE | America/Chicago | 3 | 67056 | 1840001671 | [10 empty] | HalsteadKS
Lake Odessa | Lake Odessa | MI | Michigan | 26067 | Ionia | 42.7824 | -85.1374 | 2040 | 885 | polygon | FALSE | TRUE | America/Detroit | 3 | 48849 | 1840011016 | [10 empty] | Lake OdessaMI
North Beach | North Beach | MD | Maryland | 24009 | Calvert | 38.708 | -76.5347 | 2039 | 2390 | polygon | FALSE | TRUE | America/New_York | 2 | 20714 | 1840006152 | [10 empty] | North BeachMD
Erath | Erath | LA | Louisiana | 22113 | Vermilion | 29.9587 | -92.0371 | 2039 | 448 | polygon | FALSE | TRUE | America/Chicago | 3 | 70533 | 1840017211 | [10 empty] | ErathLA
Little River-Academy | Little River-Academy | TX | Texas | 48027 | Bell | 30.9876 | -97.3531 | 2038 | 411 | polygon | FALSE | TRUE | America/Chicago | 3 | 76554 | 1840003907 | [10 empty] | Little River-AcademyTX
Mountain Lake | Mountain Lake | MN | Minnesota | 27033 | Cottonwood | 43.9414 | -94.9273 | 2037 | 521 | polygon | FALSE | TRUE | America/Chicago | 3 | 56159 | 1840007917 | [10 empty] | Mountain LakeMN
Homosassa | Homosassa | FL | Florida | 12017 | Citrus | 28.7849 | -82.6079 | 2037 | 100 | polygon | FALSE | FALSE | America/New_York | 3 | 34448 34487 | 1840014059 | [10 empty] | HomosassaFL
Rafael GonzÃ¡lez | Rafael Gonzalez | PR | Puerto Rico | 72065 | Hatillo | 18.4264 | -66.7873 | 2037 | 1887 | polygon | FALSE | FALSE | America/Puerto_Rico | 3 | 659 | 1630035489 | [10 empty] | Rafael GonzÃ¡lezPR
Creola | Creola | AL | Alabama | 1097 | Mobile | 30.8903 | -88.01 | 2036 | 55 | polygon | FALSE | TRUE | America/Chicago | 3 | 36525 | 1840014988 | [10 empty] | CreolaAL
Fairview-Ferndale | Fairview-Ferndale | PA | Pennsylvania | 42097 | Northumberland | 40.7803 | -76.5754 | 2036 | 878 | polygon | FALSE | TRUE | America/New_York | 3 | 17866 | 1840073577 | [10 empty] | Fairview-FerndalePA
Washburn | Washburn | WI | Wisconsin | 55007 | Bayfield | 46.6769 | -90.9017 | 2036 | 201 | polygon | FALSE | TRUE | America/Chicago | 3 | 54891 | 1840003913 | [10 empty] | WashburnWI
Banks | Banks | OR | Oregon | 41067 | Washington | 45.6148 | -123.1064 | 2036 | 1094 | polygon | FALSE | TRUE | America/Los_Angeles | 3 | 97106 | 1840018555 | [10 empty] | BanksOR
Ocean Gate | Ocean Gate | NJ | New Jersey | 34029 | Ocean | 39.9268 | -74.135 | 2035 | 1746 | polygon | FALSE | TRUE | America/New_York | 3 | 8740 | 1840001493 | [10 empty] | Ocean GateNJ
North Corbin | North Corbin | KY | Kentucky | 21125 | Laurel | 36.9649 | -84.0973 | 2035 | 441 | polygon | FALSE | FALSE | America/New_York | 3 | 40701 | 1840013256 | [10 empty] | North CorbinKY
Estill Springs | Estill Springs | TN | Tennessee | 47051 | Franklin | 35.2753 | -86.1395 | 2034 | 177 | polygon | FALSE | TRUE | America/Chicago | 3 | 37330 | 1840016420 | [10 empty] | Estill SpringsTN
Gwinn | Gwinn | MI | Michigan | 26103 | Marquette | 46.2913 | -87.4372 | 2033 | 159 | polygon | FALSE | FALSE | America/Detroit | 3 | 49841 | 1840006567 | [10 empty] | GwinnMI
Seabrook Farms | Seabrook Farms | NJ | New Jersey | 34011 | Cumberland | 39.5015 | -75.219 | 2033 | 362 | polygon | FALSE | FALSE | America/New_York | 3 | 8302 | 1840005753 | [10 empty] | Seabrook FarmsNJ
West Hill | West Hill | OH | Ohio | 39155 | Trumbull | 41.23 | -80.5269 | 2033 | 529 | polygon | FALSE | FALSE | America/New_York | 3 | 44438 | 1840034224 | [10 empty] | West HillOH
Eddington | Eddington | PA | Pennsylvania | 42017 | Bucks | 40.0865 | -74.9445 | 2033 | 1419 | polygon | FALSE | FALSE | America/New_York | 3 | 19020 | 1840034945 | [10 empty] | EddingtonPA
Laurel Hollow | Laurel Hollow | NY | New York | 36059 | Nassau | 40.8541 | -73.4755 | 2033 | 265 | polygon | FALSE | TRUE | America/New_York | 3 | 11791 | 1840005302 | [10 empty] | Laurel HollowNY
Rouse | Rouse | CA | California | 6099 | Stanislaus | 37.6196 | -121.0084 | 2031 | 3289 | polygon | FALSE | TRUE | America/Los_Angeles | 2 | 95351 | 1840042936 | [10 empty] | RouseCA
Flying Hills | Flying Hills | PA | Pennsylvania | 42011 | Berks | 40.2787 | -75.9164 | 2030 | 1528 | polygon | FALSE | FALSE | America/New_York | 3 | 19607 | 1840035423 | [10 empty] | Flying HillsPA
Star City | Star City | AR | Arkansas | 5079 | Lincoln | 33.9408 | -91.84 | 2030 | 163 | polygon | FALSE | TRUE | America/Chicago | 3 | 71667 | 1840015611 | [10 empty] | Star CityAR
Bodfish | Bodfish | CA | California | 6029 | Kern | 35.5765 | -118.4764 | 2030 | 95 | polygon | FALSE | FALSE | America/Los_Angeles | 3 | 93205 | 1840017810 | [10 empty] | BodfishCA
Sea Isle City | Sea Isle City | NJ | New Jersey | 34009 | Cape May | 39.1523 | -74.6976 | 2029 | 355 | polygon | FALSE | TRUE | America/New_York | 3 | 8243 | 1840001596 | [10 empty] | Sea Isle CityNJ
Cuba City | Cuba City | WI | Wisconsin | 55043 | Grant | 42.6036 | -90.4316 | 2029 | 675 | polygon | FALSE | TRUE | America/Chicago | 3 | 53807 | 1840002974 | [10 empty] | Cuba CityWI
Hughesville | Hughesville | PA | Pennsylvania | 42081 | Lycoming | 41.239 | -76.7254 | 2029 | 1214 | polygon | FALSE | TRUE | America/New_York | 3 | 17737 | 1840000629 | [10 empty] | HughesvillePA
Kahoka | Kahoka | MO | Missouri | 29045 | Clark | 40.4236 | -91.7187 | 2028 | 500 | polygon | FALSE | TRUE | America/Chicago | 3 | 63445 | 1840008343 | [10 empty] | KahokaMO
Oakwood Hills | Oakwood Hills | IL | Illinois | 17111 | McHenry | 42.2478 | -88.2401 | 2028 | 719 | polygon | FALSE | TRUE | America/Chicago | 3 | 60013 | 1840011141 | [10 empty] | Oakwood HillsIL
Jonestown | Jonestown | PA | Pennsylvania | 42075 | Lebanon | 40.4129 | -76.4807 | 2028 | 1235 | polygon | FALSE | TRUE | America/New_York | 3 | 17038 | 1840001346 | [10 empty] | JonestownPA
Volga | Volga | SD | South Dakota | 46011 | Brookings | 44.3232 | -96.9223 | 2028 | 821 | polygon | FALSE | TRUE | America/Chicago | 3 | 57071 | 1840002504 | [10 empty] | VolgaSD
Pennville | Pennville | PA | Pennsylvania | 42133 | York | 39.788 | -76.9906 | 2028 | 1069 | polygon | FALSE | FALSE | America/New_York | 3 | 17331 | 1840035148 | [10 empty] | PennvillePA
Woodlands | Woodlands | CA | California | 6079 | San Luis Obispo | 35.0289 | -120.5524 | 2028 | 473 | polygon | FALSE | TRUE | America/Los_Angeles | 3 | 93444 | 1840038491 | [10 empty] | WoodlandsCA
Rankin | Rankin | PA | Pennsylvania | 42003 | Allegheny | 40.411 | -79.8811 | 2027 | 1790 | polygon | FALSE | TRUE | America/New_York | 3 | 15104 | 1840001257 | [10 empty] | RankinPA
Pojoaque | Pojoaque | NM | New Mexico | 35049 | Santa Fe | 35.8962 | -106.0105 | 2027 | 179 | polygon | FALSE | FALSE | America/Denver | 3 | 87506 | 1840019101 | [10 empty] | PojoaqueNM
North York | North York | PA | Pennsylvania | 42133 | York | 39.978 | -76.7309 | 2027 | 2566 | polygon | FALSE | TRUE | America/New_York | 2 | 17404 | 1840001459 | [10 empty] | North YorkPA
Beresford | Beresford | SD | South Dakota | 46127 | Union | 43.0797 | -96.7802 | 2026 | 438 | polygon | FALSE | TRUE | America/Chicago | 3 | 57004 | 1840003079 | [10 empty] | BeresfordSD
Lexington | Lexington | IL | Illinois | 17113 | McLean | 40.647 | -88.7841 | 2026 | 382 | polygon | FALSE | TRUE | America/Chicago | 3 | 61753 | 1840008326 | [10 empty] | LexingtonIL
Jarales | Jarales | NM | New Mexico | 35061 | Valencia | 34.6147 | -106.7631 | 2026 | 89 | polygon | FALSE | FALSE | America/Denver | 3 | 87002 87023 | 1840017904 | [10 empty] | JaralesNM
Hurlock | Hurlock | MD | Maryland | 24019 | Dorchester | 38.6268 | -75.864 | 2024 | 292 | polygon | FALSE | TRUE | America/New_York | 3 | 21643 | 1840006164 | [10 empty] | HurlockMD
Mannington | Mannington | WV | West Virginia | 54049 | Marion | 39.5274 | -80.3409 | 2023 | 714 | polygon | FALSE | TRUE | America/New_York | 3 | 26582 | 1840005733 | [10 empty] | ManningtonWV
Columbia City | Columbia City | OR | Oregon | 41009 | Columbia | 45.895 | -122.8115 | 2022 | 995 | polygon | FALSE | TRUE | America/Los_Angeles | 3 | 97018 | 1840018513 | [10 empty] | Columbia CityOR
Vinton | Vinton | TX | Texas | 48141 | El Paso | 31.9597 | -106.5935 | 2022 | 284 | polygon | FALSE | TRUE | America/Denver | 3 | 79821 | 1840023112 | [10 empty] | VintonTX
Leipsic | Leipsic | OH | Ohio | 39137 | Putnam | 41.1096 | -83.9674 | 2022 | 211 | polygon | FALSE | TRUE | America/New_York | 3 | 45856 | 1840011749 | [10 empty] | LeipsicOH
Hamlin | Hamlin | TX | Texas | 48253 | Jones | 32.8898 | -100.1329 | 2021 | 147 | polygon | FALSE | TRUE | America/Chicago | 3 | 79520 | 1840020726 | [10 empty] | HamlinTX
Tyler Run | Tyler Run | PA | Pennsylvania | 42133 | York | 39.9304 | -76.7011 | 2021 | 807 | polygon | FALSE | TRUE | America/New_York | 3 | 17403 | 1840040532 | [10 empty] | Tyler RunPA
Kiefer | Kiefer | OK | Oklahoma | 40037 | Creek | 35.9439 | -96.0527 | 2020 | 326 | polygon | FALSE | TRUE | America/Chicago | 3 | 74041 | 1840021694 | [10 empty] | KieferOK
Pine Level | Pine Level | NC | North Carolina | 37101 | Johnston | 35.503 | -78.2494 | 2019 | 453 | polygon | FALSE | TRUE | America/New_York | 3 | 27576 27577 27568 | 1840016293 | [10 empty] | Pine LevelNC
Kemah | Kemah | TX | Texas | 48167 | Galveston | 29.5307 | -95.0194 | 2019 | 423 | polygon | FALSE | TRUE | America/Chicago | 3 | 77565 | 1840019666 | [10 empty] | KemahTX
Haynesville | Haynesville | LA | Louisiana | 22027 | Claiborne | 32.9667 | -93.1376 | 2019 | 161 | polygon | FALSE | TRUE | America/Chicago | 3 | 71038 | 1840015772 | [10 empty] | HaynesvilleLA
East Cleveland | East Cleveland | TN | Tennessee | 47011 | Bradley | 35.1525 | -84.8541 | 2019 | 623 | polygon | FALSE | FALSE | America/New_York | 3 | 37311 | 1840036031 | [10 empty] | East ClevelandTN
Mangonia Park | Mangonia Park | FL | Florida | 12099 | Palm Beach | 26.7586 | -80.0761 | 2018 | 1041 | polygon | FALSE | TRUE | America/New_York | 3 | 33407 | 1840017262 | [10 empty] | Mangonia ParkFL
South Temple | South Temple | PA | Pennsylvania | 42011 | Berks | 40.399 | -75.9224 | 2018 | 2325 | polygon | FALSE | FALSE | America/New_York | 2 | 19560 | 1840035203 | [10 empty] | South TemplePA
Valencia | Valencia | NM | New Mexico | 35061 | Valencia | 34.8053 | -106.6869 | 2018 | 392 | polygon | FALSE | FALSE | America/Denver | 3 | 87031 | 1840019193 | [10 empty] | ValenciaNM
Easton | Easton | CA | California | 6019 | Fresno | 36.6524 | -119.7908 | 2018 | 258 | polygon | FALSE | FALSE | America/Los_Angeles | 3 | 93706 93725 | 1840017633 | [10 empty] | EastonCA
Southwest Greensburg | Southwest Greensburg | PA | Pennsylvania | 42129 | Westmoreland | 40.292 | -79.5477 | 2018 | 1988 | polygon | FALSE | TRUE | America/New_York | 3 | 15601 | 1840001161 | [10 empty] | Southwest GreensburgPA
Jemez Pueblo | Jemez Pueblo | NM | New Mexico | 35043 | Sandoval | 35.6068 | -106.7332 | 2018 | 381 | polygon | FALSE | FALSE | America/Denver | 3 | 87024 | 1840033696 | [10 empty] | Jemez PuebloNM
Sigourney | Sigourney | IA | Iowa | 19107 | Keokuk | 41.3341 | -92.2045 | 2017 | 356 | polygon | FALSE | TRUE | America/Chicago | 3 | 52591 52562 | 1840009284 | [10 empty] | SigourneyIA
Woodville | Woodville | OH | Ohio | 39143 | Sandusky | 41.451 | -83.364 | 2016 | 577 | polygon | FALSE | TRUE | America/New_York | 3 | 43469 | 1840011602 | [10 empty] | WoodvilleOH
Troy | Troy | TX | Texas | 48027 | Bell | 31.2 | -97.3019 | 2016 | 167 | polygon | FALSE | TRUE | America/Chicago | 3 | 76579 | 1840022155 | [10 empty] | TroyTX
Walla Walla East | Walla Walla East | WA | Washington | 53071 | Walla Walla | 46.0517 | -118.3024 | 2015 | 599 | polygon | FALSE | TRUE | America/Los_Angeles | 3 | 99362 | 1840074693 | [10 empty] | Walla Walla EastWA
Sparks | Sparks | GA | Georgia | 13075 | Cook | 31.1693 | -83.4405 | 2013 | 196 | polygon | FALSE | TRUE | America/New_York | 3 | 31647 | 1840018187 | [10 empty] | SparksGA
Sharpsburg | Sharpsburg | NC | North Carolina | 37127 | Nash | 35.8663 | -77.8306 | 2013 | 764 | polygon | FALSE | TRUE | America/New_York | 3 | 27878 | 1840017746 | [10 empty] | SharpsburgNC
Shelby | Shelby | MI | Michigan | 26127 | Oceana | 43.6114 | -86.3648 | 2012 | 473 | polygon | FALSE | TRUE | America/Detroit | 3 | 49455 | 1840010959 | [10 empty] | ShelbyMI
Memphis | Memphis | TX | Texas | 48191 | Hall | 34.7268 | -100.5417 | 2012 | 346 | polygon | FALSE | TRUE | America/Chicago | 3 | 79245 | 1840020523 | [10 empty] | MemphisTX
Hillsboro Beach | Hillsboro Beach | FL | Florida | 12011 | Broward | 26.2837 | -80.0796 | 2012 | 2124 | polygon | FALSE | TRUE | America/New_York | 2 | 33062 | 1840017270 | [10 empty] | Hillsboro BeachFL
El MangÃ³ | El Mango | PR | Puerto Rico | 72077 | Juncos | 18.2345 | -65.8751 | 2011 | 1542 | polygon | FALSE | FALSE | America/Puerto_Rico | 3 | 777 | 1630035662 | [10 empty] | El MangÃ³PR
Ellis | Ellis | KS | Kansas | 20051 | Ellis | 38.9346 | -99.5568 | 2011 | 469 | polygon | FALSE | TRUE | America/Chicago | 3 | 67637 | 1840001627 | [10 empty] | EllisKS
Rainier | Rainier | OR | Oregon | 41009 | Columbia | 46.0768 | -122.9404 | 2010 | 190 | polygon | FALSE | TRUE | America/Los_Angeles | 3 | 97048 | 1840019908 | [10 empty] | RainierOR
Seeley | Seeley | CA | California | 6025 | Imperial | 32.7899 | -115.6842 | 2010 | 585 | polygon | FALSE | FALSE | America/Los_Angeles | 3 | 92243 92273 | 1840019376 | [10 empty] | SeeleyCA
St. Paris | St. Paris | OH | Ohio | 39021 | Champaign | 40.127 | -83.9644 | 2010 | 479 | polygon | FALSE | TRUE | America/New_York | 3 | 43072 | 1840012333 | [10 empty] | St. ParisOH
Crow Agency | Crow Agency | MT | Montana | 30003 | Big Horn | 45.6026 | -107.4591 | 2010 | 106 | polygon | FALSE | FALSE | America/Denver | 3 | 59022 | 1840017405 | [10 empty] | Crow AgencyMT
Seymour | Seymour | MO | Missouri | 29225 | Webster | 37.1485 | -92.7694 | 2010 | 280 | polygon | FALSE | TRUE | America/Chicago | 3 | 65746 | 1840009896 | [10 empty] | SeymourMO
Hildebran | Hildebran | NC | North Carolina | 37023 | Burke | 35.7181 | -81.4211 | 2010 | 274 | polygon | FALSE | TRUE | America/New_York | 3 | 28637 | 1840016230 | [10 empty] | HildebranNC
Lathrop | Lathrop | MO | Missouri | 29049 | Clinton | 39.5512 | -94.3286 | 2010 | 442 | polygon | FALSE | TRUE | America/Chicago | 3 | 64465 | 1840008445 | [10 empty] | LathropMO
Collinsville | Collinsville | AL | Alabama | 1049 | DeKalb | 34.267 | -85.8652 | 2009 | 198 | polygon | FALSE | TRUE | America/Chicago | 3 | 35961 | 1840016553 | [10 empty] | CollinsvilleAL
Auberry | Auberry | CA | California | 6019 | Fresno | 37.0755 | -119.4901 | 2009 | 40 | polygon | FALSE | FALSE | America/Los_Angeles | 3 | 93602 | 1840017628 | [10 empty] | AuberryCA
Tonopah | Tonopah | NV | Nevada | 32023 | Nye | 38.0996 | -117.2482 | 2009 | 47 | polygon | FALSE | FALSE | America/Los_Angeles | 3 | 89049 | 1840018822 | [10 empty] | TonopahNV
El Valle de Arroyo Seco | El Valle de Arroyo Seco | NM | New Mexico | 35049 | Santa Fe | 35.9526 | -106.0262 | 2009 | 149 | polygon | FALSE | FALSE | America/Denver | 3 | 87532 | 1840033711 | [10 empty] | El Valle de Arroyo SecoNM
Arcanum | Arcanum | OH | Ohio | 39037 | Darke | 39.9923 | -84.5543 | 2008 | 609 | polygon | FALSE | TRUE | America/New_York | 3 | 45304 | 1840012245 | [10 empty] | ArcanumOH
Roman Forest | Roman Forest | TX | Texas | 48339 | Montgomery | 30.1813 | -95.1548 | 2006 | 355 | polygon | FALSE | TRUE | America/Chicago | 3 | 77357 | 1840022178 | [10 empty] | Roman ForestTX
Kechi | Kechi | KS | Kansas | 20173 | Sedgwick | 37.8234 | -97.289 | 2005 | 128 | polygon | FALSE | TRUE | America/Chicago | 3 | 67067 67147 | 1840008707 | [10 empty] | KechiKS
Pelican Bay | Pelican Bay | TX | Texas | 48439 | Tarrant | 32.9227 | -97.5189 | 2005 | 1155 | polygon | FALSE | TRUE | America/Chicago | 3 | 76020 | 1840020704 | [10 empty] | Pelican BayTX
Eupora | Eupora | MS | Mississippi | 28155 | Webster | 33.5436 | -89.2766 | 2005 | 231 | polygon | FALSE | TRUE | America/Chicago | 3 | 39744 | 1840013746 | [10 empty] | EuporaMS
Springfield | Springfield | MN | Minnesota | 27015 | Brown | 44.2372 | -94.9819 | 2004 | 412 | polygon | FALSE | TRUE | America/Chicago | 3 | 56087 | 1840008971 | [10 empty] | SpringfieldMN
Goliad | Goliad | TX | Texas | 48175 | Goliad | 28.6708 | -97.3916 | 2004 | 494 | polygon | FALSE | TRUE | America/Chicago | 3 | 77963 | 1840020993 | [10 empty] | GoliadTX
Copeland | Copeland | OK | Oklahoma | 40041 | Delaware | 36.6571 | -94.8204 | 2003 | 105 | polygon | FALSE | FALSE | America/Chicago | 3 | 74331 74344 | 1840034532 | [10 empty] | CopelandOK
Level Plains | Level Plains | AL | Alabama | 1045 | Dale | 31.3071 | -85.7687 | 2002 | 251 | polygon | FALSE | TRUE | America/Chicago | 3 | 36330 36322 | 1840017083 | [10 empty] | Level PlainsAL
Albany | Albany | KY | Kentucky | 21053 | Clinton | 36.6906 | -85.1353 | 2002 | 339 | polygon | FALSE | TRUE | America/Chicago | 3 | 42602 | 1840013289 | [10 empty] | AlbanyKY
Flora | Flora | IN | Indiana | 18015 | Carroll | 40.5455 | -86.5226 | 2002 | 673 | polygon | FALSE | TRUE | America/Indiana/Indianapolis | 3 | 46929 46913 | 1840010381 | [10 empty] | FloraIN
Eyota | Eyota | MN | Minnesota | 27109 | Olmsted | 43.9883 | -92.2321 | 2001 | 457 | polygon | FALSE | TRUE | America/Chicago | 3 | 55934 | 1840007916 | [10 empty] | EyotaMN
Napavine | Napavine | WA | Washington | 53041 | Lewis | 46.5842 | -122.9006 | 2001 | 267 | polygon | FALSE | TRUE | America/Los_Angeles | 3 | 98565 98532 | 1840019884 | [10 empty] | NapavineWA
Shorewood Hills | Shorewood Hills | WI | Wisconsin | 55025 | Dane | 43.0788 | -89.4467 | 2001 | 958 | polygon | FALSE | TRUE | America/Chicago | 3 | 53705 53792 53791 | 1840002900 | [10 empty] | Shorewood HillsWI
Laton | Laton | CA | California | 6019 | Fresno | 36.4338 | -119.6916 | 2000 | 398 | polygon | FALSE | FALSE | America/Los_Angeles | 3 | 93242 | 1840017637 | [10 empty] | LatonCA
Girard | Girard | IL | Illinois | 17117 | Macoupin | 39.4466 | -89.7821 | 2000 | 826 | polygon | FALSE | TRUE | America/Chicago | 3 | 62640 | 1840008490 | [10 empty] | GirardIL
Jonesville | Jonesville | LA | Louisiana | 22025 | Catahoula | 31.6238 | -91.83 | 2000 | 402 | polygon | FALSE | TRUE | America/Chicago | 3 | 71343 | 1840017052 | [10 empty] | JonesvilleLA
Wapello | Wapello | IA | Iowa | 19115 | Louisa | 41.1771 | -91.1881 | 1999 | 596 | polygon | FALSE | TRUE | America/Chicago | 3 | 52653 | 1840010282 | [10 empty] | WapelloIA
Choctaw Lake | Choctaw Lake | OH | Ohio | 39097 | Madison | 39.9609 | -83.4874 | 1999 | 743 | polygon | FALSE | FALSE | America/New_York | 3 | 43140 | 1840034381 | [10 empty] | Choctaw LakeOH
Edgerton | Edgerton | OH | Ohio | 39171 | Williams | 41.4494 | -84.75 | 1999 | 447 | polygon | FALSE | TRUE | America/New_York | 3 | 43517 | 1840011520 | [10 empty] | EdgertonOH
Port Allegany | Port Allegany | PA | Pennsylvania | 42083 | McKean | 41.8149 | -78.2768 | 1998 | 426 | polygon | FALSE | TRUE | America/New_York | 3 | 16743 | 1840000528 | [10 empty] | Port AlleganyPA
Taft Heights | Taft Heights | CA | California | 6029 | Kern | 35.1337 | -119.4711 | 1998 | 2607 | polygon | FALSE | FALSE | America/Los_Angeles | 2 | 93268 | 1840019150 | [10 empty] | Taft HeightsCA
Valley View | Valley View | OH | Ohio | 39035 | Cuyahoga | 41.3832 | -81.6067 | 1997 | 141 | polygon | FALSE | TRUE | America/New_York | 3 | 44125 | 1840003417 | [10 empty] | Valley ViewOH
Fern Acres | Fern Acres | HI | Hawaii | 15001 | Hawaii | 19.5082 | -155.0785 | 1997 | 113 | polygon | FALSE | FALSE | Pacific/Honolulu | 3 | 96771 | 1840029570 | [10 empty] | Fern AcresHI
FrÃ¡nquez | Franquez | PR | Puerto Rico | 72101 | Morovis | 18.3401 | -66.4276 | 1996 | 2145 | polygon | FALSE | FALSE | America/Puerto_Rico | 2 | 687 | 1630035480 | [10 empty] | FrÃ¡nquezPR
Enterprise | Enterprise | OR | Oregon | 41063 | Wallowa | 45.4258 | -117.2789 | 1996 | 525 | polygon | FALSE | TRUE | America/Los_Angeles | 3 | 97828 | 1840019919 | [10 empty] | EnterpriseOR
South Greensburg | South Greensburg | PA | Pennsylvania | 42129 | Westmoreland | 40.2783 | -79.5473 | 1996 | 1090 | polygon | FALSE | TRUE | America/New_York | 3 | 15601 | 1840001160 | [10 empty] | South GreensburgPA
Wickerham Manor-Fisher | Wickerham Manor-Fisher | PA | Pennsylvania | 42125 | Washington | 40.1771 | -79.9079 | 1995 | 363 | polygon | FALSE | TRUE | America/New_York | 3 | 15063 15022 | 1840073738 | [10 empty] | Wickerham Manor-FisherPA
Bethlehem Village | Bethlehem Village | CT | Connecticut | 9005 | Litchfield | 41.6401 | -73.2031 | 1995 | 98 | polygon | FALSE | TRUE | America/New_York | 3 | 6751 | 1840073556 | [10 empty] | Bethlehem VillageCT
Judsonia | Judsonia | AR | Arkansas | 5145 | White | 35.277 | -91.6411 | 1994 | 266 | polygon | FALSE | TRUE | America/Chicago | 3 | 72081 | 1840014554 | [10 empty] | JudsoniaAR
Wedgefield | Wedgefield | SC | South Carolina | 45085 | Sumter | 33.8829 | -80.5157 | 1994 | 90 | polygon | FALSE | FALSE | America/New_York | 3 | 29168 | 1840013670 | [10 empty] | WedgefieldSC
Ossun | Ossun | LA | Louisiana | 22055 | Lafayette | 30.2834 | -92.107 | 1993 | 226 | polygon | FALSE | FALSE | America/Chicago | 3 | 70520 70583 70507 | 1840025124 | [10 empty] | OssunLA
Cooper | Cooper | TX | Texas | 48119 | Delta | 33.3716 | -95.6912 | 1993 | 526 | polygon | FALSE | TRUE | America/Chicago | 3 | 75432 | 1840019356 | [10 empty] | CooperTX
Burnham | Burnham | PA | Pennsylvania | 42087 | Mifflin | 40.6353 | -77.5632 | 1993 | 731 | polygon | FALSE | TRUE | America/New_York | 3 | 17009 | 1840003589 | [10 empty] | BurnhamPA
Salem | Salem | AR | Arkansas | 5125 | Saline | 34.631 | -92.5608 | 1993 | 246 | polygon | FALSE | FALSE | America/Chicago | 3 | 72019 | 1840150803 | [10 empty] | SalemAR
Trail Creek | Trail Creek | IN | Indiana | 18091 | LaPorte | 41.6963 | -86.8555 | 1992 | 632 | polygon | FALSE | TRUE | America/Chicago | 3 | 46360 | 1840010201 | [10 empty] | Trail CreekIN
South Roxana | South Roxana | IL | Illinois | 17119 | Madison | 38.812 | -90.0611 | 1991 | 357 | polygon | FALSE | TRUE | America/Chicago | 3 | 62087 62025 | 1840012805 | [10 empty] | South RoxanaIL
Martorell | Martorell | PR | Puerto Rico | 72151 | Yabucoa | 18.0729 | -65.8976 | 1991 | 841 | polygon | FALSE | FALSE | America/Puerto_Rico | 3 | 767 | 1630023679 | [10 empty] | MartorellPR
Preston | Preston | TX | Texas | 48181 | Grayson | 33.8671 | -96.6596 | 1991 | 152 | polygon | FALSE | FALSE | America/Chicago | 3 | 75076 | 1840025870 | [10 empty] | PrestonTX
Roanoke | Roanoke | IL | Illinois | 17203 | Woodford | 40.7969 | -89.2023 | 1990 | 819 | polygon | FALSE | TRUE | America/Chicago | 3 | 61561 | 1840011944 | [10 empty] | RoanokeIL
Leechburg | Leechburg | PA | Pennsylvania | 42005 | Armstrong | 40.6303 | -79.6022 | 1989 | 1748 | polygon | FALSE | TRUE | America/New_York | 3 | 15656 | 1840003520 | [10 empty] | LeechburgPA
Saugerties South | Saugerties South | NY | New York | 36111 | Ulster | 42.0614 | -73.9506 | 1989 | 806 | polygon | FALSE | TRUE | America/New_York | 3 | 12477 | 1840035216 | [10 empty] | Saugerties SouthNY
Bertsch-Oceanview | Bertsch-Oceanview | CA | California | 6015 | Del Norte | 41.7524 | -124.1594 | 1988 | 144 | polygon | FALSE | TRUE | America/Los_Angeles | 3 | 95531 | 1840036786 | [10 empty] | Bertsch-OceanviewCA
Belmont | Belmont | MS | Mississippi | 28141 | Tishomingo | 34.5046 | -88.208 | 1988 | 162 | polygon | FALSE | TRUE | America/Chicago | 3 | 38827 38847 | 1840015516 | [10 empty] | BelmontMS
Tome | Tome | NM | New Mexico | 35061 | Valencia | 34.7397 | -106.723 | 1988 | 155 | polygon | FALSE | FALSE | America/Denver | 3 | 87031 87060 | 1840026966 | [10 empty] | TomeNM
Beverly Hills | Beverly Hills | TX | Texas | 48309 | McLennan | 31.5224 | -97.1563 | 1987 | 1165 | polygon | FALSE | TRUE | America/Chicago | 3 | 76711 | 1840019532 | [10 empty] | Beverly HillsTX
Kenilworth | Kenilworth | PA | Pennsylvania | 42029 | Chester | 40.2242 | -75.6418 | 1987 | 449 | polygon | FALSE | FALSE | America/New_York | 3 | 19465 | 1840035042 | [10 empty] | KenilworthPA
Willow | Willow | AK | Alaska | 2170 | Matanuska-Susitna | 61.8157 | -149.753 | 1987 | 1 | polygon | FALSE | FALSE | America/Anchorage | 3 | 99688 | 1840023377 | [10 empty] | WillowAK
Carlisle | Carlisle | KY | Kentucky | 21181 | Nicholas | 38.3162 | -84.0333 | 1986 | 577 | polygon | FALSE | TRUE | America/New_York | 3 | 40311 | 1840014290 | [10 empty] | CarlisleKY
Mason Neck | Mason Neck | VA | Virginia | 51059 | Fairfax | 38.6556 | -77.1819 | 1986 | 55 | polygon | FALSE | TRUE | America/New_York | 3 | 22079 | 1840041817 | [10 empty] | Mason NeckVA
Piperton | Piperton | TN | Tennessee | 47047 | Fayette | 35.0512 | -89.6091 | 1986 | 28 | polygon | FALSE | TRUE | America/Chicago | 3 | 38017 | 1840014596 | [10 empty] | PipertonTN
Liberty | Liberty | IN | Indiana | 18161 | Union | 39.6349 | -84.926 | 1986 | 894 | polygon | FALSE | TRUE | America/Indiana/Indianapolis | 3 | 47353 | 1840013860 | [10 empty] | LibertyIN
Aitkin | Aitkin | MN | Minnesota | 27001 | Aitkin | 46.5289 | -93.7067 | 1985 | 296 | polygon | FALSE | TRUE | America/Chicago | 3 | 56431 | 1840006638 | [10 empty] | AitkinMN
Sussex | Sussex | NJ | New Jersey | 34037 | Sussex | 41.2095 | -74.6079 | 1985 | 1292 | polygon | FALSE | TRUE | America/New_York | 3 | 7461 | 1840000789 | [10 empty] | SussexNJ
Lake Mills | Lake Mills | IA | Iowa | 19189 | Winnebago | 43.4169 | -93.5321 | 1984 | 284 | polygon | FALSE | TRUE | America/Chicago | 3 | 50450 | 1840007954 | [10 empty] | Lake MillsIA
Batavia | Batavia | OH | Ohio | 39025 | Clermont | 39.0815 | -84.1718 | 1983 | 262 | polygon | FALSE | TRUE | America/New_York | 3 | 45103 | 1840012704 | [10 empty] | BataviaOH
Mattawan | Mattawan | MI | Michigan | 26159 | Van Buren | 42.2165 | -85.7858 | 1982 | 200 | polygon | FALSE | TRUE | America/Detroit | 3 | 49071 | 1840011207 | [10 empty] | MattawanMI
Shavertown | Shavertown | PA | Pennsylvania | 42079 | Luzerne | 41.3188 | -75.9405 | 1981 | 628 | polygon | FALSE | FALSE | America/New_York | 3 | 18708 | 1840026334 | [10 empty] | ShavertownPA
Carrington | Carrington | ND | North Dakota | 38031 | Foster | 47.4521 | -99.1304 | 1980 | 329 | polygon | FALSE | TRUE | America/Chicago | 3 | 58421 | 1840000138 | [10 empty] | CarringtonND
Ogden | Ogden | IA | Iowa | 19015 | Boone | 42.0395 | -94.0283 | 1979 | 558 | polygon | FALSE | TRUE | America/Chicago | 3 | 50212 | 1840008120 | [10 empty] | OgdenIA
South Bloomfield | South Bloomfield | OH | Ohio | 39129 | Pickaway | 39.717 | -82.9931 | 1979 | 194 | polygon | FALSE | TRUE | America/New_York | 3 | 43103 | 1840012558 | [10 empty] | South BloomfieldOH
Churubusco | Churubusco | IN | Indiana | 18183 | Whitley | 41.231 | -85.3197 | 1979 | 729 | polygon | FALSE | TRUE | America/Indiana/Indianapolis | 3 | 46723 | 1840009318 | [10 empty] | ChurubuscoIN
Hayden | Hayden | CO | Colorado | 8107 | Routt | 40.4851 | -107.2391 | 1979 | 232 | polygon | FALSE | TRUE | America/Denver | 3 | 81639 | 1840021375 | [10 empty] | HaydenCO
Springerville | Springerville | AZ | Arizona | 4001 | Apache | 34.156 | -109.2989 | 1978 | 66 | polygon | FALSE | TRUE | America/Phoenix | 3 | 85938 | 1840022616 | [10 empty] | SpringervilleAZ
Epworth | Epworth | IA | Iowa | 19061 | Dubuque | 42.4465 | -90.9313 | 1978 | 430 | polygon | FALSE | TRUE | America/Chicago | 3 | 52045 | 1840008045 | [10 empty] | EpworthIA
Grill | Grill | PA | Pennsylvania | 42011 | Berks | 40.3 | -75.9344 | 1978 | 983 | polygon | FALSE | FALSE | America/New_York | 3 | 19607 | 1840034998 | [10 empty] | GrillPA
Yorklyn | Yorklyn | PA | Pennsylvania | 42133 | York | 39.9929 | -76.6428 | 1977 | 1697 | polygon | FALSE | FALSE | America/New_York | 3 | 17402 | 1840035301 | [10 empty] | YorklynPA
Aberdeen | Aberdeen | ID | Idaho | 16011 | Bingham | 42.9441 | -112.8384 | 1977 | 741 | polygon | FALSE | TRUE | America/Boise | 3 | 83210 | 1840018647 | [10 empty] | AberdeenID
Cave Junction | Cave Junction | OR | Oregon | 41033 | Josephine | 42.1672 | -123.6474 | 1977 | 422 | polygon | FALSE | TRUE | America/Los_Angeles | 3 | 97523 | 1840018681 | [10 empty] | Cave JunctionOR
Maunawili | Maunawili | HI | Hawaii | 15003 | Honolulu | 21.3667 | -157.7713 | 1977 | 417 | polygon | FALSE | FALSE | Pacific/Honolulu | 3 | 96734 | 1840029526 | [10 empty] | MaunawiliHI
Varnville | Varnville | SC | South Carolina | 45049 | Hampton | 32.8521 | -81.0802 | 1976 | 199 | polygon | FALSE | TRUE | America/New_York | 3 | 29944 | 1840016928 | [10 empty] | VarnvilleSC
Moorefield Station | Moorefield Station | VA | Virginia | 51107 | Loudoun | 38.9981 | -77.4971 | 1976 | 671 | polygon | FALSE | FALSE | America/New_York | 3 | 20148 | 1840041846 | [10 empty] | Moorefield StationVA
Battle Ground | Battle Ground | IN | Indiana | 18157 | Tippecanoe | 40.5076 | -86.8527 | 1975 | 747 | polygon | FALSE | TRUE | America/Indiana/Indianapolis | 3 | 47906 47920 | 1840009424 | [10 empty] | Battle GroundIN
Minonk | Minonk | IL | Illinois | 17203 | Woodford | 40.9104 | -89.0381 | 1974 | 317 | polygon | FALSE | TRUE | America/Chicago | 3 | 61760 | 1840008295 | [10 empty] | MinonkIL
Slayton | Slayton | MN | Minnesota | 27101 | Murray | 43.9902 | -95.7578 | 1974 | 390 | polygon | FALSE | TRUE | America/Chicago | 3 | 56172 | 1840008982 | [10 empty] | SlaytonMN
Loveland Park | Loveland Park | OH | Ohio | 39165 | Warren | 39.2943 | -84.2636 | 1974 | 665 | polygon | FALSE | FALSE | America/New_York | 3 | 45140 45039 | 1840034078 | [10 empty] | Loveland ParkOH
Livingston | Livingston | LA | Louisiana | 22063 | Livingston | 30.4953 | -90.7467 | 1974 | 236 | polygon | FALSE | TRUE | America/Chicago | 3 | 70754 | 1840017184 | [10 empty] | LivingstonLA
Camden | Camden | OH | Ohio | 39135 | Preble | 39.6374 | -84.6445 | 1973 | 613 | polygon | FALSE | TRUE | America/New_York | 3 | 45311 | 1840010585 | [10 empty] | CamdenOH
Badin | Badin | NC | North Carolina | 37167 | Stanly | 35.4072 | -80.1184 | 1973 | 420 | polygon | FALSE | TRUE | America/New_York | 3 | 28127 28009 | 1840015438 | [10 empty] | BadinNC
Lofall | Lofall | WA | Washington | 53035 | Kitsap | 47.8113 | -122.6564 | 1973 | 381 | polygon | FALSE | FALSE | America/Los_Angeles | 3 | 98370 | 1840023798 | [10 empty] | LofallWA
Coupeville | Coupeville | WA | Washington | 53029 | Island | 48.2172 | -122.6775 | 1972 | 599 | polygon | FALSE | TRUE | America/Los_Angeles | 3 | 98239 | 1840021075 | [10 empty] | CoupevilleWA
Houserville | Houserville | PA | Pennsylvania | 42027 | Centre | 40.8265 | -77.8226 | 1972 | 695 | polygon | FALSE | FALSE | America/New_York | 3 | 16801 | 1840035023 | [10 empty] | HouservillePA
Arcade | Arcade | GA | Georgia | 13157 | Jackson | 34.0694 | -83.5399 | 1972 | 82 | polygon | FALSE | TRUE | America/New_York | 3 | 30549 | 1840013650 | [10 empty] | ArcadeGA
Coleraine | Coleraine | MN | Minnesota | 27061 | Itasca | 47.2638 | -93.4524 | 1972 | 49 | polygon | FALSE | TRUE | America/Chicago | 3 | 55786 55709 55744 55722 | 1840006611 | [10 empty] | ColeraineMN
Perry Park | Perry Park | CO | Colorado | 8035 | Douglas | 39.2597 | -104.9825 | 1972 | 89 | polygon | FALSE | FALSE | America/Denver | 3 | 80118 | 1840028567 | [10 empty] | Perry ParkCO
Hodgkins | Hodgkins | IL | Illinois | 17031 | Cook | 41.7659 | -87.8613 | 1971 | 280 | polygon | FALSE | TRUE | America/Chicago | 3 | 60501 60525 60480 | 1840011262 | [10 empty] | HodgkinsIL
West Falmouth | West Falmouth | MA | Massachusetts | 25001 | Barnstable | 41.6011 | -70.6364 | 1971 | 247 | polygon | FALSE | FALSE | America/New_York | 3 | 02540 02574 | 1840003245 | [10 empty] | West FalmouthMA
Atkins | Atkins | IA | Iowa | 19011 | Benton | 41.9943 | -91.8585 | 1970 | 693 | polygon | FALSE | TRUE | America/Chicago | 3 | 52206 | 1840006982 | [10 empty] | AtkinsIA
McColl | McColl | SC | South Carolina | 45069 | Marlboro | 34.6665 | -79.5447 | 1970 | 724 | polygon | FALSE | TRUE | America/New_York | 3 | 29570 | 1840016586 | [10 empty] | McCollSC
San Pasqual | San Pasqual | CA | California | 6037 | Los Angeles | 34.1393 | -118.1027 | 1970 | 2981 | polygon | FALSE | TRUE | America/Los_Angeles | 2 | 91107 | 1840028271 | [10 empty] | San PasqualCA
Devens | Devens | MA | Massachusetts | 25027 | Worcester | 42.5438 | -71.6147 | 1969 | 112 | polygon | FALSE | FALSE | America/New_York | 3 | 01434 01432 | 1840026192 | [10 empty] | DevensMA
Custer | Custer | SD | South Dakota | 46033 | Custer | 43.7668 | -103.6005 | 1969 | 300 | polygon | FALSE | TRUE | America/Denver | 3 | 57730 | 1840000337 | [10 empty] | CusterSD
Monticello | Monticello | UT | Utah | 49037 | San Juan | 37.8684 | -109.3384 | 1969 | 210 | polygon | FALSE | TRUE | America/Denver | 3 | 84535 | 1840020257 | [10 empty] | MonticelloUT
Mill City | Mill City | OR | Oregon | 41043 | Linn | 44.7519 | -122.4779 | 1968 | 906 | polygon | FALSE | TRUE | America/Los_Angeles | 3 | 97360 | 1840019993 | [10 empty] | Mill CityOR
Carterville | Carterville | MO | Missouri | 29097 | Jasper | 37.1466 | -94.4388 | 1968 | 291 | polygon | FALSE | TRUE | America/Chicago | 3 | 64870 64835 | 1840007628 | [10 empty] | CartervilleMO
Caney | Caney | KS | Kansas | 20125 | Montgomery | 37.014 | -95.9316 | 1968 | 561 | polygon | FALSE | TRUE | America/Chicago | 3 | 67333 | 1840001705 | [10 empty] | CaneyKS
Monte Alto | Monte Alto | TX | Texas | 48215 | Hidalgo | 26.3744 | -97.9727 | 1968 | 337 | polygon | FALSE | FALSE | America/Chicago | 3 | 78538 | 1840019727 | [10 empty] | Monte AltoTX
Coto Laurel | Coto Laurel | PR | Puerto Rico | 72113 | Ponce | 18.0491 | -66.5517 | 1965 | 2015 | polygon | FALSE | FALSE | America/Puerto_Rico | 2 | 780 | 1630035656 | [10 empty] | Coto LaurelPR
Canyonville | Canyonville | OR | Oregon | 41019 | Douglas | 42.9274 | -123.2781 | 1965 | 688 | polygon | FALSE | TRUE | America/Los_Angeles | 3 | 97417 | 1840018639 | [10 empty] | CanyonvilleOR
Somerset | Somerset | TX | Texas | 48029 | Bexar | 29.2285 | -98.6567 | 1965 | 379 | polygon | FALSE | TRUE | America/Chicago | 3 | 78069 | 1840022223 | [10 empty] | SomersetTX
Trexlertown | Trexlertown | PA | Pennsylvania | 42077 | Lehigh | 40.5523 | -75.6039 | 1964 | 365 | polygon | FALSE | FALSE | America/New_York | 3 | 18106 18087 18031 | 1840026410 | [10 empty] | TrexlertownPA
Waretown | Waretown | NJ | New Jersey | 34029 | Ocean | 39.7898 | -74.1925 | 1964 | 841 | polygon | FALSE | FALSE | America/New_York | 3 | 8758 | 1840005537 | [10 empty] | WaretownNJ
Yanceyville | Yanceyville | NC | North Carolina | 37033 | Caswell | 36.4111 | -79.3401 | 1963 | 137 | polygon | FALSE | TRUE | America/New_York | 3 | 27379 27212 | 1840016058 | [10 empty] | YanceyvilleNC
Mart | Mart | TX | Texas | 48309 | McLennan | 31.5421 | -96.8299 | 1963 | 577 | polygon | FALSE | TRUE | America/Chicago | 3 | 76664 | 1840020815 | [10 empty] | MartTX
Sumner | Sumner | IA | Iowa | 19017 | Bremer | 42.8498 | -92.0971 | 1962 | 308 | polygon | FALSE | TRUE | America/Chicago | 3 | 50674 | 1840000403 | [10 empty] | SumnerIA
Lebanon Junction | Lebanon Junction | KY | Kentucky | 21029 | Bullitt | 37.8358 | -85.7243 | 1962 | 134 | polygon | FALSE | TRUE | America/New_York | 3 | 40150 | 1840014326 | [10 empty] | Lebanon JunctionKY
Groveville | Groveville | NJ | New Jersey | 34021 | Mercer | 40.1678 | -74.6515 | 1961 | 355 | polygon | FALSE | FALSE | America/New_York | 3 | 8620 | 1840024323 | [10 empty] | GrovevilleNJ
Clyde | Clyde | NY | New York | 36117 | Wayne | 43.0839 | -76.8707 | 1961 | 344 | polygon | FALSE | TRUE | America/New_York | 3 | 14433 | 1840004298 | [10 empty] | ClydeNY
Mowbray Mountain | Mowbray Mountain | TN | Tennessee | 47065 | Hamilton | 35.2751 | -85.2225 | 1961 | 37 | polygon | FALSE | TRUE | America/New_York | 3 | 37379 | 1840040578 | [10 empty] | Mowbray MountainTN
Quail Creek | Quail Creek | TX | Texas | 48469 | Victoria | 28.7773 | -97.0848 | 1961 | 245 | polygon | FALSE | FALSE | America/Chicago | 3 | 77905 | 1840026048 | [10 empty] | Quail CreekTX
Syracuse | Syracuse | NE | Nebraska | 31131 | Otoe | 40.6635 | -96.1827 | 1960 | 592 | polygon | FALSE | TRUE | America/Chicago | 3 | 68446 | 1840009400 | [10 empty] | SyracuseNE
Golden Meadow | Golden Meadow | LA | Louisiana | 22057 | Lafourche | 29.3876 | -90.2739 | 1960 | 309 | polygon | FALSE | TRUE | America/Chicago | 3 | 70357 | 1840017217 | [10 empty] | Golden MeadowLA
Mokuleia | Mokuleia | HI | Hawaii | 15003 | Honolulu | 21.5775 | -158.1487 | 1959 | 518 | polygon | FALSE | FALSE | Pacific/Honolulu | 3 | 96791 | 1840029528 | [10 empty] | MokuleiaHI
Collinsville | Collinsville | TX | Texas | 48181 | Grayson | 33.5593 | -96.9072 | 1959 | 815 | polygon | FALSE | TRUE | America/Chicago | 3 | 76233 | 1840022934 | [10 empty] | CollinsvilleTX
Davisboro | Davisboro | GA | Georgia | 13303 | Washington | 32.9826 | -82.6032 | 1958 | 247 | polygon | FALSE | TRUE | America/New_York | 3 | 31018 | 1840014850 | [10 empty] | DavisboroGA
Kouts | Kouts | IN | Indiana | 18127 | Porter | 41.3172 | -87.0269 | 1958 | 646 | polygon | FALSE | TRUE | America/Chicago | 3 | 46347 | 1840009269 | [10 empty] | KoutsIN
Fern Prairie | Fern Prairie | WA | Washington | 53011 | Clark | 45.637 | -122.3963 | 1958 | 150 | polygon | FALSE | FALSE | America/Los_Angeles | 3 | 98607 | 1840023890 | [10 empty] | Fern PrairieWA
Willard | Willard | UT | Utah | 49003 | Box Elder | 41.4146 | -112.0446 | 1958 | 134 | polygon | FALSE | TRUE | America/Denver | 3 | 84340 | 1840021327 | [10 empty] | WillardUT
Harbor | Harbor | OR | Oregon | 41015 | Curry | 42.0386 | -124.2516 | 1958 | 393 | polygon | FALSE | FALSE | America/Los_Angeles | 3 | 97415 | 1840017458 | [10 empty] | HarborOR
Bowmansville | Bowmansville | PA | Pennsylvania | 42071 | Lancaster | 40.203 | -76.0199 | 1958 | 405 | polygon | FALSE | FALSE | America/New_York | 3 | 17555 17507 19540 17517 | 1840024330 | [10 empty] | BowmansvillePA
Ogden | Ogden | KS | Kansas | 20161 | Riley | 39.1127 | -96.7028 | 1958 | 451 | polygon | FALSE | TRUE | America/Chicago | 3 | 66502 66517 | 1840008479 | [10 empty] | OgdenKS
Carbon Cliff | Carbon Cliff | IL | Illinois | 17161 | Rock Island | 41.4981 | -90.3917 | 1957 | 360 | polygon | FALSE | TRUE | America/Chicago | 3 | 61244 61239 61282 | 1840010191 | [10 empty] | Carbon CliffIL
Granite | Granite | OK | Oklahoma | 40055 | Greer | 34.9561 | -99.3703 | 1957 | 233 | polygon | FALSE | TRUE | America/Chicago | 3 | 73547 | 1840021828 | [10 empty] | GraniteOK
Harlem Heights | Harlem Heights | FL | Florida | 12071 | Lee | 26.516 | -81.9293 | 1957 | 1167 | polygon | FALSE | FALSE | America/New_York | 3 | 33908 | 1840028985 | [10 empty] | Harlem HeightsFL
Stewart Manor | Stewart Manor | NY | New York | 36059 | Nassau | 40.7203 | -73.6853 | 1956 | 3605 | polygon | FALSE | TRUE | America/New_York | 2 | 11530 | 1840005328 | [10 empty] | Stewart ManorNY
Chenoweth | Chenoweth | OR | Oregon | 41065 | Wasco | 45.6206 | -121.2363 | 1956 | 134 | polygon | FALSE | FALSE | America/Los_Angeles | 3 | 97058 | 1840017417 | [10 empty] | ChenowethOR
Ocean Ridge | Ocean Ridge | FL | Florida | 12099 | Palm Beach | 26.5287 | -80.0499 | 1956 | 989 | polygon | FALSE | TRUE | America/New_York | 3 | 33435 | 1840017266 | [10 empty] | Ocean RidgeFL
Northwood | Northwood | IA | Iowa | 19195 | Worth | 43.4441 | -93.2166 | 1955 | 200 | polygon | FALSE | TRUE | America/Chicago | 3 | 50459 | 1840007965 | [10 empty] | NorthwoodIA
Britt | Britt | IA | Iowa | 19081 | Hancock | 43.0975 | -93.8032 | 1955 | 597 | polygon | FALSE | TRUE | America/Chicago | 3 | 50423 | 1840004340 | [10 empty] | BrittIA
Manchester | Manchester | OH | Ohio | 39001 | Adams | 38.6902 | -83.6053 | 1955 | 588 | polygon | FALSE | TRUE | America/New_York | 3 | 45144 | 1840012769 | [10 empty] | ManchesterOH
Silver Lake | Silver Lake | FL | Florida | 12069 | Lake | 28.8436 | -81.8008 | 1954 | 360 | polygon | FALSE | FALSE | America/New_York | 3 | 34788 | 1840029074 | [10 empty] | Silver LakeFL
Waverly | Waverly | VA | Virginia | 51183 | Sussex | 37.034 | -77.0956 | 1953 | 244 | polygon | FALSE | TRUE | America/New_York | 3 | 23890 | 1840006500 | [10 empty] | WaverlyVA
Quincy | Quincy | CA | California | 6063 | Plumas | 39.931 | -120.9548 | 1952 | 178 | polygon | FALSE | FALSE | America/Los_Angeles | 3 | 95971 | 1840018768 | [10 empty] | QuincyCA
Limon | Limon | CO | Colorado | 8073 | Lincoln | 39.2653 | -103.6855 | 1952 | 238 | polygon | FALSE | TRUE | America/Denver | 3 | 80828 80826 | 1840021453 | [10 empty] | LimonCO
Stevenson | Stevenson | AL | Alabama | 1071 | Jackson | 34.8487 | -85.8437 | 1951 | 97 | polygon | FALSE | TRUE | America/Chicago | 3 | 35772 | 1840016526 | [10 empty] | StevensonAL
Weyers Cave | Weyers Cave | VA | Virginia | 51015 | Augusta | 38.2844 | -78.9125 | 1950 | 114 | polygon | FALSE | FALSE | America/New_York | 3 | 24486 | 1840006249 | [10 empty] | Weyers CaveVA
Colby | Colby | WI | Wisconsin | 55019 | Clark | 44.9107 | -90.3159 | 1949 | 458 | polygon | FALSE | TRUE | America/Chicago | 3 | 54421 | 1840002251 | [10 empty] | ColbyWI
Three Rivers | Three Rivers | TX | Texas | 48297 | Live Oak | 28.4668 | -98.1784 | 1949 | 514 | polygon | FALSE | TRUE | America/Chicago | 3 | 78071 | 1840022246 | [10 empty] | Three RiversTX
Shelby | Shelby | MS | Mississippi | 28011 | Bolivar | 33.9508 | -90.7653 | 1949 | 275 | polygon | FALSE | TRUE | America/Chicago | 3 | 38774 | 1840015629 | [10 empty] | ShelbyMS
Cricket | Cricket | NC | North Carolina | 37193 | Wilkes | 36.1688 | -81.1933 | 1949 | 212 | polygon | FALSE | FALSE | America/New_York | 3 | 28659 | 1840013336 | [10 empty] | CricketNC
Frenchtown | Frenchtown | MT | Montana | 30063 | Missoula | 47.0287 | -114.2461 | 1949 | 111 | polygon | FALSE | FALSE | America/Denver | 3 | 59834 | 1840017350 | [10 empty] | FrenchtownMT
Star City | Star City | WV | West Virginia | 54061 | Monongalia | 39.6587 | -79.9868 | 1948 | 1538 | polygon | FALSE | TRUE | America/New_York | 3 | 26505 | 1840005650 | [10 empty] | Star CityWV
Augusta | Augusta | AR | Arkansas | 5147 | Woodruff | 35.2866 | -91.3614 | 1947 | 359 | polygon | FALSE | TRUE | America/Chicago | 3 | 72006 | 1840013461 | [10 empty] | AugustaAR
Hoyt Lakes | Hoyt Lakes | MN | Minnesota | 27137 | St. Louis | 47.5598 | -92.1157 | 1946 | 13 | polygon | FALSE | TRUE | America/Chicago | 3 | 55750 | 1840006595 | [10 empty] | Hoyt LakesMN
Sparta | Sparta | MO | Missouri | 29043 | Christian | 37.002 | -93.0846 | 1946 | 606 | polygon | FALSE | TRUE | America/Chicago | 3 | 65753 | 1840009925 | [10 empty] | SpartaMO
Baraga | Baraga | MI | Michigan | 26013 | Baraga | 46.7766 | -88.4965 | 1946 | 353 | polygon | FALSE | TRUE | America/Detroit | 3 | 49908 | 1840010914 | [10 empty] | BaragaMI
Bull Shoals | Bull Shoals | AR | Arkansas | 5089 | Marion | 36.3747 | -92.5903 | 1946 | 153 | polygon | FALSE | TRUE | America/Chicago | 3 | 72619 | 1840013329 | [10 empty] | Bull ShoalsAR
Inkerman | Inkerman | PA | Pennsylvania | 42079 | Luzerne | 41.2968 | -75.8167 | 1945 | 1017 | polygon | FALSE | FALSE | America/New_York | 3 | 18640 | 1840035029 | [10 empty] | InkermanPA
Krebs | Krebs | OK | Oklahoma | 40121 | Pittsburg | 34.93 | -95.72 | 1945 | 174 | polygon | FALSE | TRUE | America/Chicago | 3 | 74554 74501 | 1840020458 | [10 empty] | KrebsOK
Heritage Pines | Heritage Pines | FL | Florida | 12101 | Pasco | 28.4267 | -82.6254 | 1945 | 714 | polygon | FALSE | TRUE | America/New_York | 3 | 34667 | 1840038917 | [10 empty] | Heritage PinesFL
Ellinwood | Ellinwood | KS | Kansas | 20009 | Barton | 38.3574 | -98.5837 | 1943 | 567 | polygon | FALSE | TRUE | America/Chicago | 3 | 67530 67526 | 1840001655 | [10 empty] | EllinwoodKS
Warren | Warren | OR | Oregon | 41009 | Columbia | 45.8133 | -122.8797 | 1943 | 118 | polygon | FALSE | FALSE | America/Los_Angeles | 3 | 97056 97053 | 1840025280 | [10 empty] | WarrenOR
Prudenville | Prudenville | MI | Michigan | 26143 | Roscommon | 44.3015 | -84.6652 | 1942 | 272 | polygon | FALSE | FALSE | America/Detroit | 3 | 48651 | 1840004092 | [10 empty] | PrudenvilleMI
Goshen | Goshen | AR | Arkansas | 5143 | Washington | 36.1043 | -94.0035 | 1941 | 65 | polygon | FALSE | TRUE | America/Chicago | 3 | 72703 72727 72735 | 1840016153 | [10 empty] | GoshenAR
New Chicago | New Chicago | IN | Indiana | 18089 | Lake | 41.5587 | -87.2718 | 1940 | 1111 | polygon | FALSE | TRUE | America/Chicago | 3 | 46342 46405 | 1840009263 | [10 empty] | New ChicagoIN
Wrens | Wrens | GA | Georgia | 13163 | Jefferson | 33.2069 | -82.3878 | 1939 | 238 | polygon | FALSE | TRUE | America/New_York | 3 | 30833 | 1840015739 | [10 empty] | WrensGA
Prophetstown | Prophetstown | IL | Illinois | 17195 | Whiteside | 41.6702 | -89.9349 | 1939 | 559 | polygon | FALSE | TRUE | America/Chicago | 3 | 61277 | 1840009201 | [10 empty] | ProphetstownIL
Mars Hill | Mars Hill | NC | North Carolina | 37115 | Madison | 35.8281 | -82.5484 | 1939 | 374 | polygon | FALSE | TRUE | America/New_York | 3 | 28754 | 1840016210 | [10 empty] | Mars HillNC
Mount Olive | Mount Olive | IL | Illinois | 17117 | Macoupin | 39.0726 | -89.7277 | 1939 | 649 | polygon | FALSE | TRUE | America/Chicago | 3 | 62069 | 1840008491 | [10 empty] | Mount OliveIL
Brookdale | Brookdale | CA | California | 6087 | Santa Cruz | 37.1058 | -122.1106 | 1939 | 194 | polygon | FALSE | FALSE | America/Los_Angeles | 3 | 95007 95006 95005 | 1840022569 | [10 empty] | BrookdaleCA
Lima | Lima | PA | Pennsylvania | 42045 | Delaware | 39.9194 | -75.4417 | 1938 | 509 | polygon | FALSE | FALSE | America/New_York | 3 | 19063 | 1840035060 | [10 empty] | LimaPA
Fisher | Fisher | IL | Illinois | 17019 | Champaign | 40.3157 | -88.3503 | 1937 | 562 | polygon | FALSE | TRUE | America/Chicago | 3 | 61843 | 1840012224 | [10 empty] | FisherIL
Zwolle | Zwolle | LA | Louisiana | 22085 | Sabine | 31.6398 | -93.6412 | 1937 | 163 | polygon | FALSE | TRUE | America/Chicago | 3 | 71486 | 1840017064 | [10 empty] | ZwolleLA
Shippensburg University | Shippensburg University | PA | Pennsylvania | 42041 | Cumberland | 40.0618 | -77.5228 | 1937 | 2679 | polygon | FALSE | TRUE | America/New_York | 2 | 17257 | 1840043364 | [10 empty] | Shippensburg UniversityPA
First Mesa | First Mesa | AZ | Arizona | 4017 | Navajo | 35.8389 | -110.3665 | 1937 | 47 | polygon | FALSE | FALSE | America/Phoenix | 3 | 86042 | 1840027978 | [10 empty] | First MesaAZ
Farmer City | Farmer City | IL | Illinois | 17039 | De Witt | 40.248 | -88.6424 | 1936 | 312 | polygon | FALSE | TRUE | America/Chicago | 3 | 61842 | 1840008376 | [10 empty] | Farmer CityIL
Blooming Prairie | Blooming Prairie | MN | Minnesota | 27147 | Steele | 43.8683 | -93.0552 | 1936 | 523 | polygon | FALSE | TRUE | America/Chicago | 3 | 55917 | 1840006805 | [10 empty] | Blooming PrairieMN
West Carthage | West Carthage | NY | New York | 36045 | Jefferson | 43.973 | -75.6219 | 1934 | 572 | polygon | FALSE | TRUE | America/New_York | 3 | 13619 | 1840004118 | [10 empty] | West CarthageNY
Huntington | Huntington | UT | Utah | 49015 | Emery | 39.3301 | -110.9628 | 1934 | 330 | polygon | FALSE | TRUE | America/Denver | 3 | 84528 | 1840020217 | [10 empty] | HuntingtonUT
Albany | Albany | TX | Texas | 48417 | Shackelford | 32.7272 | -99.2956 | 1934 | 476 | polygon | FALSE | TRUE | America/Chicago | 3 | 76430 | 1840019447 | [10 empty] | AlbanyTX
Stockton | Stockton | MO | Missouri | 29039 | Cedar | 37.697 | -93.796 | 1934 | 352 | polygon | FALSE | TRUE | America/Chicago | 3 | 65785 | 1840009873 | [10 empty] | StocktonMO
Patrick Springs | Patrick Springs | VA | Virginia | 51141 | Patrick | 36.6344 | -80.1985 | 1932 | 47 | polygon | FALSE | FALSE | America/New_York | 3 | 24133 24171 | 1840006548 | [10 empty] | Patrick SpringsVA
Bellville | Bellville | OH | Ohio | 39143 | Sandusky | 40.6292 | -82.5238 | 1931 | 267 | polygon | FALSE | TRUE | America/New_York | 3 | 44813 | 1840034242 | [10 empty] | BellvilleOH
Prairie Grove | Prairie Grove | IL | Illinois | 17111 | McHenry | 42.2772 | -88.2696 | 1931 | 133 | polygon | FALSE | TRUE | America/Chicago | 3 | 60014 60012 60050 | 1840011137 | [10 empty] | Prairie GroveIL
North Puyallup | North Puyallup | WA | Washington | 53053 | Pierce | 47.2015 | -122.2743 | 1930 | 710 | polygon | FALSE | FALSE | America/Los_Angeles | 3 | 98372 | 1840037690 | [10 empty] | North PuyallupWA
Mayer | Mayer | AZ | Arizona | 4025 | Yavapai | 34.4233 | -112.2408 | 1930 | 37 | polygon | FALSE | FALSE | America/Phoenix | 3 | 86333 | 1840017848 | [10 empty] | MayerAZ
Haskell | Haskell | OK | Oklahoma | 40101 | Muskogee | 35.8187 | -95.6805 | 1930 | 148 | polygon | FALSE | TRUE | America/Chicago | 3 | 74436 | 1840021722 | [10 empty] | HaskellOK
Rolling Fork | Rolling Fork | MS | Mississippi | 28125 | Sharkey | 32.9073 | -90.8769 | 1929 | 527 | polygon | FALSE | TRUE | America/Chicago | 3 | 39159 | 1840014860 | [10 empty] | Rolling ForkMS
La Pine | La Pine | OR | Oregon | 41017 | Deschutes | 43.6866 | -121.4856 | 1929 | 106 | polygon | FALSE | TRUE | America/Los_Angeles | 3 | 97739 | 1840020004 | [10 empty] | La PineOR
Jenkins | Jenkins | KY | Kentucky | 21133 | Letcher | 37.1826 | -82.6311 | 1929 | 84 | polygon | FALSE | TRUE | America/New_York | 3 | 41537 | 1840014385 | [10 empty] | JenkinsKY
Tchula | Tchula | MS | Mississippi | 28051 | Holmes | 33.1831 | -90.2232 | 1929 | 528 | polygon | FALSE | TRUE | America/Chicago | 3 | 39169 | 1840016881 | [10 empty] | TchulaMS
Parkersburg | Parkersburg | IA | Iowa | 19023 | Butler | 42.5739 | -92.7785 | 1928 | 515 | polygon | FALSE | TRUE | America/Chicago | 3 | 50665 | 1840009088 | [10 empty] | ParkersburgIA
Hinckley | Hinckley | MN | Minnesota | 27115 | Pine | 46.0122 | -92.9256 | 1928 | 193 | polygon | FALSE | TRUE | America/Chicago | 3 | 55037 | 1840006662 | [10 empty] | HinckleyMN
Durham | Durham | OR | Oregon | 41067 | Washington | 45.3941 | -122.758 | 1928 | 1817 | polygon | FALSE | TRUE | America/Los_Angeles | 3 | 97224 | 1840018558 | [10 empty] | DurhamOR
Cave City | Cave City | AR | Arkansas | 5135 | Sharp | 35.9481 | -91.5468 | 1927 | 290 | polygon | FALSE | TRUE | America/Chicago | 3 | 72521 | 1840014445 | [10 empty] | Cave CityAR
Valley Hill | Valley Hill | NC | North Carolina | 37089 | Henderson | 35.2958 | -82.4913 | 1927 | 320 | polygon | FALSE | FALSE | America/New_York | 3 | 28739 | 1840013447 | [10 empty] | Valley HillNC
Catlin | Catlin | IL | Illinois | 17183 | Vermilion | 40.0675 | -87.7079 | 1926 | 875 | polygon | FALSE | TRUE | America/Chicago | 3 | 61817 | 1840010437 | [10 empty] | CatlinIL
Princeville | Princeville | NC | North Carolina | 37065 | Edgecombe | 35.8861 | -77.5194 | 1926 | 491 | polygon | FALSE | TRUE | America/New_York | 3 | 27886 | 1840017752 | [10 empty] | PrincevilleNC
Sour Lake | Sour Lake | TX | Texas | 48199 | Hardin | 30.1378 | -94.4046 | 1924 | 320 | polygon | FALSE | TRUE | America/Chicago | 3 | 77659 | 1840022183 | [10 empty] | Sour LakeTX
Sullivan's Island | Sullivan's Island | SC | South Carolina | 45019 | Charleston | 32.7684 | -79.8354 | 1924 | 297 | polygon | FALSE | TRUE | America/New_York | 3 | 29482 | 1840035787 | [10 empty] | Sullivan's IslandSC
Painted Post | Painted Post | NY | New York | 36101 | Steuben | 42.1633 | -77.0925 | 1924 | 583 | polygon | FALSE | TRUE | America/New_York | 3 | 14870 | 1840004551 | [10 empty] | Painted PostNY
Italy | Italy | TX | Texas | 48139 | Ellis | 32.1858 | -96.8866 | 1923 | 411 | polygon | FALSE | TRUE | America/Chicago | 3 | 76651 | 1840022086 | [10 empty] | ItalyTX
Haslet | Haslet | TX | Texas | 48439 | Tarrant | 32.9609 | -97.3382 | 1923 | 85 | polygon | FALSE | TRUE | America/Chicago | 3 | 76052 76177 | 1840020699 | [10 empty] | HasletTX
Manchester Center | Manchester Center | VT | Vermont | 50003 | Bennington | 43.1822 | -73.0362 | 1923 | 164 | polygon | FALSE | FALSE | America/New_York | 3 | 5255 | 1840002899 | [10 empty] | Manchester CenterVT
Kealakekua | Kealakekua | HI | Hawaii | 15001 | Hawaii | 19.5286 | -155.9033 | 1923 | 102 | polygon | FALSE | FALSE | Pacific/Honolulu | 3 | 96750 | 1840029504 | [10 empty] | KealakekuaHI
Springfield | Springfield | SD | South Dakota | 46009 | Bon Homme | 42.8625 | -97.8963 | 1922 | 719 | polygon | FALSE | TRUE | America/Chicago | 3 | 57062 | 1840003064 | [10 empty] | SpringfieldSD
Merlin | Merlin | OR | Oregon | 41033 | Josephine | 42.5204 | -123.4253 | 1922 | 178 | polygon | FALSE | FALSE | America/Los_Angeles | 3 | 97532 97526 | 1840025484 | [10 empty] | MerlinOR
Enetai | Enetai | WA | Washington | 53035 | Kitsap | 47.5885 | -122.6058 | 1921 | 721 | polygon | FALSE | FALSE | America/Los_Angeles | 3 | 98310 | 1840023794 | [10 empty] | EnetaiWA
Sheldon | Sheldon | TX | Texas | 48201 | Harris | 29.8596 | -95.134 | 1921 | 296 | polygon | FALSE | FALSE | America/Chicago | 3 | 77049 | 1840019614 | [10 empty] | SheldonTX
Masury | Masury | OH | Ohio | 39155 | Trumbull | 41.2083 | -80.5378 | 1921 | 214 | polygon | FALSE | FALSE | America/New_York | 3 | 44425 44438 | 1840004901 | [10 empty] | MasuryOH
West Hurley | West Hurley | NY | New York | 36111 | Ulster | 42.0083 | -74.1121 | 1920 | 195 | polygon | FALSE | FALSE | America/New_York | 3 | 12491 12401 12498 12433 | 1840004728 | [10 empty] | West HurleyNY
Plainfield Village | Plainfield Village | CT | Connecticut | 9015 | Windham | 41.6766 | -71.925 | 1920 | 434 | polygon | FALSE | TRUE | America/New_York | 3 | 6374 | 1840073306 | [10 empty] | Plainfield VillageCT
Stagecoach | Stagecoach | NV | Nevada | 32019 | Lyon | 39.3656 | -119.3832 | 1920 | 88 | polygon | FALSE | FALSE | America/Los_Angeles | 3 | 89429 | 1840026616 | [10 empty] | StagecoachNV
Anderson | Anderson | MO | Missouri | 29119 | McDonald | 36.6533 | -94.4442 | 1919 | 325 | polygon | FALSE | TRUE | America/Chicago | 3 | 64831 | 1840007661 | [10 empty] | AndersonMO
Nettleton | Nettleton | MS | Mississippi | 28081 | Lee | 34.0853 | -88.6248 | 1919 | 184 | polygon | FALSE | TRUE | America/Chicago | 3 | 38858 | 1840014754 | [10 empty] | NettletonMS
Queensland | Queensland | MD | Maryland | 24033 | Prince George's | 38.8021 | -76.7839 | 1918 | 152 | polygon | FALSE | FALSE | America/New_York | 3 | 20772 | 1840138164 | [10 empty] | QueenslandMD
Kingstown | Kingstown | MD | Maryland | 24035 | Queen Anne's | 39.2036 | -76.0465 | 1917 | 326 | polygon | FALSE | FALSE | America/New_York | 3 | 21620 | 1840005896 | [10 empty] | KingstownMD
Cecilia | Cecilia | LA | Louisiana | 22099 | St. Martin | 30.3368 | -91.8476 | 1917 | 349 | polygon | FALSE | FALSE | America/Chicago | 3 | 70512 70517 70521 | 1840013959 | [10 empty] | CeciliaLA
Eastport | Eastport | NY | New York | 36103 | Suffolk | 40.8407 | -72.7251 | 1917 | 141 | polygon | FALSE | FALSE | America/New_York | 3 | 11933 11972 11941 | 1840005042 | [10 empty] | EastportNY
Doniphan | Doniphan | MO | Missouri | 29181 | Ripley | 36.6234 | -90.8219 | 1916 | 537 | polygon | FALSE | TRUE | America/Chicago | 3 | 63935 | 1840007658 | [10 empty] | DoniphanMO
Shadeland | Shadeland | IN | Indiana | 18157 | Tippecanoe | 40.3509 | -86.9622 | 1916 | 27 | polygon | FALSE | TRUE | America/Indiana/Indianapolis | 3 | 47909 | 1840010431 | [10 empty] | ShadelandIN
Privateer | Privateer | SC | South Carolina | 45085 | Sumter | 33.8169 | -80.3947 | 1916 | 90 | polygon | FALSE | FALSE | America/New_York | 3 | 29154 | 1840013673 | [10 empty] | PrivateerSC
Scottsville | Scottsville | NY | New York | 36055 | Monroe | 43.0221 | -77.7555 | 1916 | 683 | polygon | FALSE | TRUE | America/New_York | 3 | 14546 | 1840004284 | [10 empty] | ScottsvilleNY
Linden | Linden | TX | Texas | 48067 | Cass | 33.011 | -94.3626 | 1915 | 209 | polygon | FALSE | TRUE | America/Chicago | 3 | 75563 | 1840020679 | [10 empty] | LindenTX
Jefferson | Jefferson | TX | Texas | 48315 | Marion | 32.7634 | -94.3512 | 1915 | 166 | polygon | FALSE | TRUE | America/Chicago | 3 | 75657 | 1840019449 | [10 empty] | JeffersonTX
North Liberty | North Liberty | IN | Indiana | 18141 | St. Joseph | 41.5324 | -86.428 | 1915 | 712 | polygon | FALSE | TRUE | America/Indiana/Indianapolis | 3 | 46554 | 1840009244 | [10 empty] | North LibertyIN
Englishtown | Englishtown | NJ | New Jersey | 34025 | Monmouth | 40.2971 | -74.3607 | 1912 | 1295 | polygon | FALSE | TRUE | America/New_York | 3 | 7726 | 1840003680 | [10 empty] | EnglishtownNJ
St. Matthews | St. Matthews | SC | South Carolina | 45017 | Calhoun | 33.664 | -80.778 | 1912 | 384 | polygon | FALSE | TRUE | America/New_York | 3 | 29135 | 1840017999 | [10 empty] | St. MatthewsSC
Oakboro | Oakboro | NC | North Carolina | 37167 | Stanly | 35.2283 | -80.3339 | 1912 | 298 | polygon | FALSE | TRUE | America/New_York | 3 | 28129 | 1840016368 | [10 empty] | OakboroNC
Glen Gardner | Glen Gardner | NJ | New Jersey | 34019 | Hunterdon | 40.7004 | -74.9395 | 1911 | 476 | polygon | FALSE | TRUE | America/New_York | 3 | 8826 | 1840003607 | [10 empty] | Glen GardnerNJ
Hampton Manor | Hampton Manor | NY | New York | 36083 | Rensselaer | 42.6214 | -73.7279 | 1911 | 1182 | polygon | FALSE | FALSE | America/New_York | 3 | 12144 | 1840034050 | [10 empty] | Hampton ManorNY
Ixonia | Ixonia | WI | Wisconsin | 55055 | Jefferson | 43.1396 | -88.5963 | 1911 | 202 | polygon | FALSE | FALSE | America/Chicago | 3 | 53036 | 1840004349 | [10 empty] | IxoniaWI
Rockdale | Rockdale | IL | Illinois | 17197 | Will | 41.5058 | -88.1183 | 1910 | 923 | polygon | FALSE | TRUE | America/Chicago | 3 | 60436 | 1840011488 | [10 empty] | RockdaleIL
Georgetown | Georgetown | PA | Pennsylvania | 42079 | Luzerne | 41.2267 | -75.8719 | 1909 | 984 | polygon | FALSE | FALSE | America/New_York | 3 | 18702 | 1840144823 | [10 empty] | GeorgetownPA
St. Bonaventure | St. Bonaventure | NY | New York | 36009 | Cattaraugus | 42.0806 | -78.475 | 1909 | 372 | polygon | FALSE | FALSE | America/New_York | 3 | 14760 14778 14706 | 1840034060 | [10 empty] | St. BonaventureNY
Phoenix | Phoenix | IL | Illinois | 17031 | Cook | 41.6118 | -87.6308 | 1908 | 1588 | polygon | FALSE | TRUE | America/Chicago | 3 | 60426 | 1840011314 | [10 empty] | PhoenixIL
Athens | Athens | IL | Illinois | 17129 | Menard | 39.9618 | -89.7217 | 1908 | 437 | polygon | FALSE | TRUE | America/Chicago | 3 | 62613 | 1840007262 | [10 empty] | AthensIL
Chelsea | Chelsea | OK | Oklahoma | 40131 | Rogers | 36.5323 | -95.4355 | 1907 | 415 | polygon | FALSE | TRUE | America/Chicago | 3 | 74016 | 1840022654 | [10 empty] | ChelseaOK
Hopewell | Hopewell | NJ | New Jersey | 34021 | Mercer | 40.3893 | -74.7638 | 1906 | 1016 | polygon | FALSE | TRUE | America/New_York | 3 | 8525 | 1840003709 | [10 empty] | HopewellNJ
Florala | Florala | AL | Alabama | 1039 | Covington | 31.0176 | -86.3138 | 1906 | 69 | polygon | FALSE | TRUE | America/Chicago | 3 | 36442 | 1840007209 | [10 empty] | FloralaAL
Manhattan | Manhattan | MT | Montana | 30031 | Gallatin | 45.8622 | -111.3343 | 1906 | 421 | polygon | FALSE | TRUE | America/Denver | 3 | 59741 | 1840022328 | [10 empty] | ManhattanMT
Dora | Dora | AL | Alabama | 1127 | Walker | 33.7292 | -87.085 | 1905 | 97 | polygon | FALSE | TRUE | America/Chicago | 3 | 35130 35062 | 1840005829 | [10 empty] | DoraAL
Wild Peach Village | Wild Peach Village | TX | Texas | 48039 | Brazoria | 29.0811 | -95.6373 | 1905 | 73 | polygon | FALSE | FALSE | America/Chicago | 3 | 77422 | 1840019670 | [10 empty] | Wild Peach VillageTX
Richmond | Richmond | IL | Illinois | 17111 | McHenry | 42.4639 | -88.3093 | 1904 | 171 | polygon | FALSE | TRUE | America/Chicago | 3 | 60071 | 1840011138 | [10 empty] | RichmondIL
Unionville | Unionville | GA | Georgia | 13277 | Tift | 31.4363 | -83.5084 | 1904 | 978 | polygon | FALSE | FALSE | America/New_York | 3 | 31794 | 1840029357 | [10 empty] | UnionvilleGA
Alta | Alta | IA | Iowa | 19021 | Buena Vista | 42.6717 | -95.3045 | 1903 | 681 | polygon | FALSE | TRUE | America/Chicago | 3 | 51002 | 1840006899 | [10 empty] | AltaIA
Camino | Camino | CA | California | 6017 | El Dorado | 38.7412 | -120.6815 | 1903 | 326 | polygon | FALSE | FALSE | America/Los_Angeles | 3 | 95709 | 1840022477 | [10 empty] | CaminoCA
Holiday Heights | Holiday Heights | NJ | New Jersey | 34029 | Ocean | 39.9396 | -74.2572 | 1903 | 146 | polygon | FALSE | FALSE | America/New_York | 3 | 08757 08756 | 1840033481 | [10 empty] | Holiday HeightsNJ
Eudora | Eudora | AR | Arkansas | 5017 | Chicot | 33.119 | -91.264 | 1903 | 237 | polygon | FALSE | TRUE | America/Chicago | 3 | 71640 | 1840013754 | [10 empty] | EudoraAR
Belington | Belington | WV | West Virginia | 54001 | Barbour | 39.022 | -79.9383 | 1902 | 356 | polygon | FALSE | TRUE | America/New_York | 3 | 26250 | 1840005884 | [10 empty] | BelingtonWV
Atlantic Beach | Atlantic Beach | NY | New York | 36059 | Nassau | 40.5894 | -73.7296 | 1902 | 1671 | polygon | FALSE | TRUE | America/New_York | 3 | 11509 | 1840005335 | [10 empty] | Atlantic BeachNY
Brundidge | Brundidge | AL | Alabama | 1109 | Pike | 31.7182 | -85.8177 | 1902 | 75 | polygon | FALSE | TRUE | America/Chicago | 3 | 36010 | 1840013848 | [10 empty] | BrundidgeAL
Calhoun Falls | Calhoun Falls | SC | South Carolina | 45001 | Abbeville | 34.0933 | -82.5963 | 1902 | 216 | polygon | FALSE | TRUE | America/New_York | 3 | 29628 | 1840015571 | [10 empty] | Calhoun FallsSC
Buffalo | Buffalo | TX | Texas | 48289 | Leon | 31.46 | -96.066 | 1902 | 155 | polygon | FALSE | TRUE | America/Chicago | 3 | 75831 | 1840019540 | [10 empty] | BuffaloTX
Alorton | Alorton | IL | Illinois | 17163 | St. Clair | 38.585 | -90.1139 | 1901 | 406 | polygon | FALSE | TRUE | America/Chicago | 3 | 62207 62205 | 1840010783 | [10 empty] | AlortonIL
Saltville | Saltville | VA | Virginia | 51173 | Smyth | 36.8751 | -81.7642 | 1901 | 92 | polygon | FALSE | TRUE | America/New_York | 3 | 24370 | 1840006516 | [10 empty] | SaltvilleVA
Burns Flat | Burns Flat | OK | Oklahoma | 40149 | Washita | 35.3548 | -99.1751 | 1901 | 845 | polygon | FALSE | TRUE | America/Chicago | 3 | 73624 | 1840021780 | [10 empty] | Burns FlatOK
Minneapolis | Minneapolis | KS | Kansas | 20143 | Ottawa | 39.1243 | -97.6997 | 1900 | 400 | polygon | FALSE | TRUE | America/Chicago | 3 | 67467 | 1840003824 | [10 empty] | MinneapolisKS
Hopewell | Hopewell | TN | Tennessee | 47011 | Bradley | 35.2387 | -84.9139 | 1900 | 103 | polygon | FALSE | FALSE | America/New_York | 3 | 37312 | 1840013479 | [10 empty] | HopewellTN
Victory Lakes | Victory Lakes | NJ | New Jersey | 34015 | Gloucester | 39.6305 | -74.9661 | 1899 | 305 | polygon | FALSE | FALSE | America/New_York | 3 | 8094 | 1840005566 | [10 empty] | Victory LakesNJ
Albion | Albion | IL | Illinois | 17047 | Edwards | 38.3767 | -88.0579 | 1899 | 343 | polygon | FALSE | TRUE | America/Chicago | 3 | 62806 | 1840007490 | [10 empty] | AlbionIL
Union Point | Union Point | GA | Georgia | 13133 | Greene | 33.6177 | -83.0756 | 1899 | 382 | polygon | FALSE | TRUE | America/New_York | 3 | 30669 | 1840015686 | [10 empty] | Union PointGA
Arkoma | Arkoma | OK | Oklahoma | 40079 | Le Flore | 35.3374 | -94.4438 | 1899 | 211 | polygon | FALSE | TRUE | America/Chicago | 3 | 74901 | 1840020446 | [10 empty] | ArkomaOK
Lake Dunlap | Lake Dunlap | TX | Texas | 48187 | Guadalupe | 29.6683 | -98.0773 | 1899 | 488 | polygon | FALSE | FALSE | America/Chicago | 3 | 78130 | 1840026038 | [10 empty] | Lake DunlapTX
Brooklawn | Brooklawn | NJ | New Jersey | 34007 | Camden | 39.8788 | -75.1207 | 1898 | 1500 | polygon | FALSE | TRUE | America/New_York | 3 | 8030 | 1840001506 | [10 empty] | BrooklawnNJ
Charlotte | Charlotte | TX | Texas | 48013 | Atascosa | 28.8593 | -98.7006 | 1898 | 359 | polygon | FALSE | TRUE | America/Chicago | 3 | 78011 | 1840019679 | [10 empty] | CharlotteTX
Leslie | Leslie | MI | Michigan | 26065 | Ingham | 42.4508 | -84.4335 | 1898 | 571 | polygon | FALSE | TRUE | America/Detroit | 3 | 49251 | 1840003103 | [10 empty] | LeslieMI
Audubon | Audubon | IA | Iowa | 19009 | Audubon | 41.7181 | -94.9286 | 1898 | 383 | polygon | FALSE | TRUE | America/Chicago | 3 | 50025 | 1840007059 | [10 empty] | AudubonIA
Slocomb | Slocomb | AL | Alabama | 1061 | Geneva | 31.1103 | -85.5954 | 1898 | 77 | polygon | FALSE | TRUE | America/Chicago | 3 | 36375 36349 | 1840015884 | [10 empty] | SlocombAL
Marriott-Slaterville | Marriott-Slaterville | UT | Utah | 49057 | Weber | 41.2624 | -112.0366 | 1898 | 101 | polygon | FALSE | TRUE | America/Denver | 3 | 84404 84201 | 1840020133 | [10 empty] | Marriott-SlatervilleUT
Las Carolinas | Las Carolinas | PR | Puerto Rico | 72025 | Caguas | 18.2539 | -66.0658 | 1898 | 2092 | polygon | FALSE | FALSE | America/Puerto_Rico | 2 | 727 | 1630035614 | [10 empty] | Las CarolinasPR
Warson Woods | Warson Woods | MO | Missouri | 29189 | St. Louis | 38.6069 | -90.3912 | 1897 | 1289 | polygon | FALSE | TRUE | America/Chicago | 3 | 63122 | 1840010743 | [10 empty] | Warson WoodsMO
Jobos | Jobos | PR | Puerto Rico | 72057 | Guayama | 17.9608 | -66.1655 | 1897 | 1325 | polygon | FALSE | FALSE | America/Puerto_Rico | 3 | 784 | 1630035690 | [10 empty] | JobosPR
Union | Union | MS | Mississippi | 28101 | Newton | 32.5711 | -89.1152 | 1897 | 213 | polygon | FALSE | TRUE | America/Chicago | 3 | 39365 | 1840016989 | [10 empty] | UnionMS
St. Charles | St. Charles | MI | Michigan | 26145 | Saginaw | 43.2988 | -84.1476 | 1896 | 350 | polygon | FALSE | TRUE | America/Detroit | 3 | 48655 | 1840010984 | [10 empty] | St. CharlesMI
Ashland | Ashland | AL | Alabama | 1027 | Clay | 33.2704 | -85.8337 | 1895 | 99 | polygon | FALSE | TRUE | America/Chicago | 3 | 36251 | 1840006738 | [10 empty] | AshlandAL
Sylvania | Sylvania | AL | Alabama | 1049 | DeKalb | 34.5619 | -85.8046 | 1894 | 82 | polygon | FALSE | TRUE | America/Chicago | 3 | 35988 35968 | 1840016558 | [10 empty] | SylvaniaAL
Monroe | Monroe | IA | Iowa | 19099 | Jasper | 41.5189 | -93.1038 | 1894 | 431 | polygon | FALSE | TRUE | America/Chicago | 3 | 50170 | 1840008174 | [10 empty] | MonroeIA
McAlmont | McAlmont | AR | Arkansas | 5119 | Pulaski | 34.7926 | -92.1959 | 1894 | 470 | polygon | FALSE | FALSE | America/Chicago | 3 | 72117 | 1840013538 | [10 empty] | McAlmontAR
Baker | Baker | MT | Montana | 30025 | Fallon | 46.364 | -104.2741 | 1893 | 647 | polygon | FALSE | TRUE | America/Denver | 3 | 59313 | 1840018482 | [10 empty] | BakerMT
Adams | Adams | WI | Wisconsin | 55001 | Adams | 43.9554 | -89.8169 | 1893 | 248 | polygon | FALSE | TRUE | America/Chicago | 3 | 53910 | 1840002234 | [10 empty] | AdamsWI
Pierson | Pierson | FL | Florida | 12127 | Volusia | 29.2401 | -81.4559 | 1893 | 71 | polygon | FALSE | TRUE | America/New_York | 3 | 32180 | 1840017226 | [10 empty] | PiersonFL
Trion | Trion | GA | Georgia | 13055 | Chattooga | 34.548 | -85.3108 | 1893 | 190 | polygon | FALSE | TRUE | America/New_York | 3 | 30753 | 1840016623 | [10 empty] | TrionGA
Midway | Midway | KY | Kentucky | 21239 | Woodford | 38.1543 | -84.678 | 1893 | 628 | polygon | FALSE | TRUE | America/New_York | 3 | 40347 | 1840014318 | [10 empty] | MidwayKY
Priest River | Priest River | ID | Idaho | 16017 | Bonner | 48.1782 | -116.8841 | 1893 | 205 | polygon | FALSE | TRUE | America/Los_Angeles | 3 | 83856 | 1840019772 | [10 empty] | Priest RiverID
Independence | Independence | LA | Louisiana | 22105 | Tangipahoa | 30.6361 | -90.5056 | 1893 | 303 | polygon | FALSE | TRUE | America/Chicago | 3 | 70443 | 1840017153 | [10 empty] | IndependenceLA
Waterville | Waterville | MN | Minnesota | 27079 | Le Sueur | 44.2236 | -93.5747 | 1892 | 429 | polygon | FALSE | TRUE | America/Chicago | 3 | 56096 | 1840010021 | [10 empty] | WatervilleMN
Carbon Hill | Carbon Hill | AL | Alabama | 1127 | Walker | 33.8944 | -87.5224 | 1892 | 132 | polygon | FALSE | TRUE | America/Chicago | 3 | 35549 | 1840014766 | [10 empty] | Carbon HillAL
Bayou L'Ourse | Bayou L'Ourse | LA | Louisiana | 22007 | Assumption | 29.7174 | -91.0607 | 1892 | 268 | polygon | FALSE | TRUE | America/Chicago | 3 | 70380 | 1840039400 | [10 empty] | Bayou L'OurseLA
Leesport | Leesport | PA | Pennsylvania | 42011 | Berks | 40.4451 | -75.9684 | 1891 | 1006 | polygon | FALSE | TRUE | America/New_York | 3 | 19533 | 1840001180 | [10 empty] | LeesportPA
Enterprise | Enterprise | UT | Utah | 49053 | Washington | 37.5717 | -113.743 | 1890 | 83 | polygon | FALSE | TRUE | America/Denver | 3 | 84725 | 1840020314 | [10 empty] | EnterpriseUT
Hurstbourne Acres | Hurstbourne Acres | KY | Kentucky | 21111 | Jefferson | 38.2201 | -85.5907 | 1890 | 2109 | polygon | FALSE | TRUE | America/New_York | 2 | 40220 | 1840014309 | [10 empty] | Hurstbourne AcresKY
Derwood | Derwood | MD | Maryland | 24031 | Montgomery | 39.1136 | -77.1509 | 1890 | 1164 | polygon | FALSE | FALSE | America/New_York | 3 | 20855 | 1840024488 | [10 empty] | DerwoodMD
Hidden Hills | Hidden Hills | CA | California | 6037 | Los Angeles | 34.1637 | -118.6612 | 1890 | 432 | polygon | FALSE | TRUE | America/Los_Angeles | 3 | 91302 | 1840020488 | [10 empty] | Hidden HillsCA
Aceitunas | Aceitunas | PR | Puerto Rico | 72099 | Moca | 18.4455 | -67.0669 | 1890 | 2928 | polygon | FALSE | FALSE | America/Puerto_Rico | 2 | 676 | 1630023602 | [10 empty] | AceitunasPR
Piedmont | Piedmont | MO | Missouri | 29223 | Wayne | 37.1492 | -90.6969 | 1889 | 335 | polygon | FALSE | TRUE | America/Chicago | 3 | 63957 | 1840009916 | [10 empty] | PiedmontMO
Lookout Mountain | Lookout Mountain | TN | Tennessee | 47065 | Hamilton | 34.9944 | -85.3516 | 1889 | 543 | polygon | FALSE | TRUE | America/New_York | 3 | 37350 | 1840016374 | [10 empty] | Lookout MountainTN
Steele | Steele | MO | Missouri | 29155 | Pemiscot | 36.0904 | -89.846 | 1889 | 395 | polygon | FALSE | TRUE | America/Chicago | 3 | 63877 | 1840009950 | [10 empty] | SteeleMO
Lynnwood-Pricedale | Lynnwood-Pricedale | PA | Pennsylvania | 42129 | Westmoreland | 40.1303 | -79.8515 | 1889 | 588 | polygon | FALSE | TRUE | America/New_York | 3 | 15012 15072 | 1840073707 | [10 empty] | Lynnwood-PricedalePA
Roberts | Roberts | WI | Wisconsin | 55109 | St. Croix | 44.9732 | -92.5505 | 1889 | 282 | polygon | FALSE | TRUE | America/Chicago | 3 | 54023 | 1840002140 | [10 empty] | RobertsWI
Graton | Graton | CA | California | 6097 | Sonoma | 38.4376 | -122.866 | 1889 | 461 | polygon | FALSE | FALSE | America/Los_Angeles | 3 | 95444 95472 | 1840017577 | [10 empty] | GratonCA
East Atlantic Beach | East Atlantic Beach | NY | New York | 36059 | Nassau | 40.5876 | -73.7092 | 1889 | 2337 | polygon | FALSE | FALSE | America/New_York | 2 | 11561 11509 | 1840034033 | [10 empty] | East Atlantic BeachNY
San Augustine | San Augustine | TX | Texas | 48405 | San Augustine | 31.5297 | -94.1108 | 1888 | 154 | polygon | FALSE | TRUE | America/Chicago | 3 | 75972 | 1840022148 | [10 empty] | San AugustineTX
Fairchance | Fairchance | PA | Pennsylvania | 42051 | Fayette | 39.8251 | -79.754 | 1886 | 605 | polygon | FALSE | TRUE | America/New_York | 3 | 15436 | 1840000661 | [10 empty] | FairchancePA
Gregory | Gregory | TX | Texas | 48409 | San Patricio | 27.9221 | -97.2918 | 1886 | 538 | polygon | FALSE | TRUE | America/Chicago | 3 | 78359 | 1840021003 | [10 empty] | GregoryTX
Hammond | Hammond | WI | Wisconsin | 55109 | St. Croix | 44.969 | -92.438 | 1886 | 337 | polygon | FALSE | TRUE | America/Chicago | 3 | 54015 | 1840002134 | [10 empty] | HammondWI
East Ithaca | East Ithaca | NY | New York | 36109 | Tompkins | 42.4263 | -76.4627 | 1886 | 420 | polygon | FALSE | FALSE | America/New_York | 3 | 14850 | 1840033874 | [10 empty] | East IthacaNY
Waurika | Waurika | OK | Oklahoma | 40067 | Jefferson | 34.1846 | -98.0245 | 1885 | 58 | polygon | FALSE | TRUE | America/Chicago | 3 | 73573 | 1840021918 | [10 empty] | WaurikaOK
Lookout Mountain | Lookout Mountain | AL | Alabama | 1055 | Etowah | 34.1091 | -85.9585 | 1884 | 47 | polygon | FALSE | TRUE | America/Chicago | 3 | 35904 | 1840075152 | [10 empty] | Lookout MountainAL
New Athens | New Athens | IL | Illinois | 17163 | St. Clair | 38.3188 | -89.8743 | 1884 | 344 | polygon | FALSE | TRUE | America/Chicago | 3 | 62264 | 1840012876 | [10 empty] | New AthensIL
Southside Place | Southside Place | TX | Texas | 48201 | Harris | 29.7089 | -95.4367 | 1883 | 2917 | polygon | FALSE | TRUE | America/Chicago | 2 | 77025 77005 | 1840022200 | [10 empty] | Southside PlaceTX
Indian River | Indian River | MI | Michigan | 26031 | Cheboygan | 45.4236 | -84.6236 | 1883 | 56 | polygon | FALSE | FALSE | America/Detroit | 3 | 49749 | 1840004016 | [10 empty] | Indian RiverMI
Evart | Evart | MI | Michigan | 26133 | Osceola | 43.9002 | -85.2748 | 1882 | 310 | polygon | FALSE | TRUE | America/Detroit | 3 | 49631 | 1840002560 | [10 empty] | EvartMI
Lake Ripley | Lake Ripley | WI | Wisconsin | 55055 | Jefferson | 43.0045 | -88.9829 | 1882 | 217 | polygon | FALSE | FALSE | America/Chicago | 3 | 53523 | 1840004351 | [10 empty] | Lake RipleyWI
Remsenburg-Speonk | Remsenburg-Speonk | NY | New York | 36103 | Suffolk | 40.8169 | -72.7046 | 1881 | 201 | polygon | FALSE | TRUE | America/New_York | 3 | 11960 11972 11977 | 1840073662 | [10 empty] | Remsenburg-SpeonkNY
Monson Center | Monson Center | MA | Massachusetts | 25013 | Hampden | 42.099 | -72.3048 | 1881 | 216 | polygon | FALSE | TRUE | America/New_York | 3 | 1057 | 1840073517 | [10 empty] | Monson CenterMA
Blacksburg | Blacksburg | SC | South Carolina | 45021 | Cherokee | 35.1221 | -81.5182 | 1880 | 387 | polygon | FALSE | TRUE | America/New_York | 3 | 29702 | 1840015487 | [10 empty] | BlacksburgSC
Adamstown | Adamstown | PA | Pennsylvania | 42071 | Lancaster | 40.2417 | -76.0608 | 1880 | 526 | polygon | FALSE | TRUE | America/New_York | 3 | 17569 17517 19501 | 1840001409 | [10 empty] | AdamstownPA
Bernie | Bernie | MO | Missouri | 29207 | Stoddard | 36.6717 | -89.9707 | 1880 | 555 | polygon | FALSE | TRUE | America/Chicago | 3 | 63822 | 1840007641 | [10 empty] | BernieMO
Youngstown | Youngstown | NY | New York | 36063 | Niagara | 43.2486 | -79.0444 | 1880 | 661 | polygon | FALSE | TRUE | America/New_York | 3 | 14174 | 1840004275 | [10 empty] | YoungstownNY
Linden | Linden | AL | Alabama | 1091 | Marengo | 32.3001 | -87.7926 | 1880 | 202 | polygon | FALSE | TRUE | America/Chicago | 3 | 36748 | 1840005138 | [10 empty] | LindenAL
Arden on the Severn | Arden on the Severn | MD | Maryland | 24003 | Anne Arundel | 39.0677 | -76.5963 | 1880 | 508 | polygon | FALSE | FALSE | America/New_York | 3 | 21032 | 1840031474 | [10 empty] | Arden on the SevernMD
Biggs | Biggs | CA | California | 6007 | Butte | 39.4102 | -121.7133 | 1879 | 810 | polygon | FALSE | TRUE | America/Los_Angeles | 3 | 95917 | 1840018779 | [10 empty] | BiggsCA
Belleville | Belleville | KS | Kansas | 20157 | Republic | 39.8245 | -97.6337 | 1879 | 354 | polygon | FALSE | TRUE | America/Chicago | 3 | 66935 | 1840000723 | [10 empty] | BellevilleKS
Barview | Barview | OR | Oregon | 41011 | Coos | 43.347 | -124.3073 | 1879 | 524 | polygon | FALSE | FALSE | America/Los_Angeles | 3 | 97420 | 1840017441 | [10 empty] | BarviewOR
Henryville | Henryville | IN | Indiana | 18019 | Clark | 38.5395 | -85.7655 | 1878 | 254 | polygon | FALSE | FALSE | America/Kentucky/Louisville | 3 | 47126 | 1840006207 | [10 empty] | HenryvilleIN
Spencer | Spencer | WI | Wisconsin | 55073 | Marathon | 44.7544 | -90.2983 | 1878 | 369 | polygon | FALSE | TRUE | America/Chicago | 3 | 54479 | 1840002161 | [10 empty] | SpencerWI
Prince George | Prince George | VA | Virginia | 51149 | Prince George | 37.2209 | -77.2683 | 1878 | 115 | polygon | FALSE | FALSE | America/New_York | 3 | 23875 | 1840026869 | [10 empty] | Prince GeorgeVA
Berino | Berino | NM | New Mexico | 35013 | DoÃ±a Ana | 32.0689 | -106.6219 | 1877 | 780 | polygon | FALSE | FALSE | America/Denver | 3 | 88021 88048 | 1840025080 | [10 empty] | BerinoNM
Greensboro | Greensboro | MD | Maryland | 24011 | Caroline | 38.9764 | -75.808 | 1877 | 674 | polygon | FALSE | TRUE | America/New_York | 3 | 21639 | 1840005935 | [10 empty] | GreensboroMD
Great Falls | Great Falls | SC | South Carolina | 45023 | Chester | 34.5753 | -80.9048 | 1877 | 170 | polygon | FALSE | TRUE | America/New_York | 3 | 29055 | 1840016571 | [10 empty] | Great FallsSC
Erma | Erma | NJ | New Jersey | 34009 | Cape May | 38.9971 | -74.8932 | 1876 | 224 | polygon | FALSE | FALSE | America/New_York | 3 | 8204 | 1840005863 | [10 empty] | ErmaNJ
Mount Cobb | Mount Cobb | PA | Pennsylvania | 42069 | Lackawanna | 41.4215 | -75.5005 | 1875 | 101 | polygon | FALSE | FALSE | America/New_York | 3 | 18436 | 1840035315 | [10 empty] | Mount CobbPA
Amboy | Amboy | WA | Washington | 53011 | Clark | 45.9122 | -122.4796 | 1875 | 72 | polygon | FALSE | FALSE | America/Los_Angeles | 3 | 98601 98675 | 1840017396 | [10 empty] | AmboyWA
Warm Springs | Warm Springs | CA | California | 6065 | Riverside | 33.7067 | -117.3344 | 1874 | 517 | polygon | FALSE | TRUE | America/Los_Angeles | 3 | 92532 | 1840076411 | [10 empty] | Warm SpringsCA
New Johnsonville | New Johnsonville | TN | Tennessee | 47085 | Humphreys | 36.0163 | -87.9696 | 1874 | 140 | polygon | FALSE | TRUE | America/Chicago | 3 | 37134 | 1840014480 | [10 empty] | New JohnsonvilleTN
Slater-Marietta | Slater-Marietta | SC | South Carolina | 45045 | Greenville | 35.0348 | -82.4927 | 1873 | 167 | polygon | FALSE | TRUE | America/New_York | 3 | 29661 29683 | 1840035725 | [10 empty] | Slater-MariettaSC
Hollis | Hollis | OK | Oklahoma | 40057 | Harmon | 34.6895 | -99.9153 | 1873 | 501 | polygon | FALSE | TRUE | America/Chicago | 3 | 73550 | 1840020470 | [10 empty] | HollisOK
Lake Mohawk | Lake Mohawk | OH | Ohio | 39019 | Carroll | 40.6608 | -81.1928 | 1872 | 196 | polygon | FALSE | FALSE | America/New_York | 3 | 44644 | 1840026419 | [10 empty] | Lake MohawkOH
Pinedale | Pinedale | WY | Wyoming | 56035 | Sublette | 42.8676 | -109.8706 | 1871 | 333 | polygon | FALSE | TRUE | America/Denver | 3 | 82941 | 1840022361 | [10 empty] | PinedaleWY
Elk Point | Elk Point | SD | South Dakota | 46127 | Union | 42.6816 | -96.68 | 1871 | 529 | polygon | FALSE | TRUE | America/Chicago | 3 | 57025 | 1840003080 | [10 empty] | Elk PointSD
Ault | Ault | CO | Colorado | 8123 | Weld | 40.5893 | -104.7392 | 1871 | 418 | polygon | FALSE | TRUE | America/Denver | 3 | 80610 | 1840020150 | [10 empty] | AultCO
Somonauk | Somonauk | IL | Illinois | 17037 | DeKalb | 41.642 | -88.6732 | 1871 | 290 | polygon | FALSE | TRUE | America/Chicago | 3 | 60548 60552 | 1840011340 | [10 empty] | SomonaukIL
SuÃ¡rez | Suarez | PR | Puerto Rico | 72087 | LoÃ­za | 18.4311 | -65.8514 | 1871 | 4380 | polygon | FALSE | FALSE | America/Puerto_Rico | 2 | 772 | 1630023696 | [10 empty] | SuÃ¡rezPR
Yale | Yale | MI | Michigan | 26147 | St. Clair | 43.1277 | -82.7973 | 1870 | 525 | polygon | FALSE | TRUE | America/Detroit | 3 | 48097 | 1840001845 | [10 empty] | YaleMI
Van Horn | Van Horn | TX | Texas | 48109 | Culberson | 31.0407 | -104.834 | 1870 | 254 | polygon | FALSE | TRUE | America/Chicago | 3 | 79855 | 1840023110 | [10 empty] | Van HornTX
Shannon | Shannon | GA | Georgia | 13115 | Floyd | 34.3406 | -85.0854 | 1870 | 144 | polygon | FALSE | FALSE | America/New_York | 3 | 30161 30172 | 1840013603 | [10 empty] | ShannonGA
Moundridge | Moundridge | KS | Kansas | 20113 | McPherson | 38.2028 | -97.515 | 1869 | 477 | polygon | FALSE | TRUE | America/Chicago | 3 | 67107 | 1840008636 | [10 empty] | MoundridgeKS
Nicholson | Nicholson | GA | Georgia | 13157 | Jackson | 34.1172 | -83.4289 | 1869 | 181 | polygon | FALSE | TRUE | America/New_York | 3 | 30565 30529 | 1840014721 | [10 empty] | NicholsonGA
Devon | Devon | PA | Pennsylvania | 42029 | Chester | 40.0496 | -75.4271 | 1869 | 1181 | polygon | FALSE | FALSE | America/New_York | 3 | 19312 19333 | 1840034928 | [10 empty] | DevonPA
Gate City | Gate City | VA | Virginia | 51169 | Scott | 36.6401 | -82.5782 | 1869 | 181 | polygon | FALSE | TRUE | America/New_York | 3 | 24251 | 1840006544 | [10 empty] | Gate CityVA
Gibbon | Gibbon | NE | Nebraska | 31019 | Buffalo | 40.7461 | -98.8458 | 1869 | 830 | polygon | FALSE | TRUE | America/Chicago | 3 | 68840 | 1840008286 | [10 empty] | GibbonNE
Daniels | Daniels | WV | West Virginia | 54081 | Raleigh | 37.724 | -81.1267 | 1869 | 155 | polygon | FALSE | FALSE | America/New_York | 3 | 25832 | 1840038126 | [10 empty] | DanielsWV
Melbourne | Melbourne | AR | Arkansas | 5065 | Izard | 36.0638 | -91.8819 | 1868 | 103 | polygon | FALSE | TRUE | America/Chicago | 3 | 72573 72556 | 1840015325 | [10 empty] | MelbourneAR
New Buffalo | New Buffalo | MI | Michigan | 26021 | Berrien | 41.7922 | -86.7423 | 1868 | 292 | polygon | FALSE | TRUE | America/Detroit | 3 | 49117 | 1840003211 | [10 empty] | New BuffaloMI
Ellaville | Ellaville | GA | Georgia | 13249 | Schley | 32.238 | -84.3089 | 1867 | 228 | polygon | FALSE | TRUE | America/New_York | 3 | 31806 | 1840013830 | [10 empty] | EllavilleGA
Sumrall | Sumrall | MS | Mississippi | 28073 | Lamar | 31.4172 | -89.5424 | 1867 | 192 | polygon | FALSE | TRUE | America/Chicago | 3 | 39482 | 1840017106 | [10 empty] | SumrallMS
Conyngham | Conyngham | PA | Pennsylvania | 42079 | Luzerne | 40.9911 | -76.0595 | 1867 | 706 | polygon | FALSE | TRUE | America/New_York | 3 | 18219 18249 | 1840000743 | [10 empty] | ConynghamPA
Lavallette | Lavallette | NJ | New Jersey | 34029 | Ocean | 39.9699 | -74.0722 | 1866 | 883 | polygon | FALSE | TRUE | America/New_York | 3 | 8735 | 1840001492 | [10 empty] | LavalletteNJ
Laurel Springs | Laurel Springs | NJ | New Jersey | 34007 | Camden | 39.8213 | -75.0053 | 1866 | 1595 | polygon | FALSE | TRUE | America/New_York | 3 | 8021 | 1840001513 | [10 empty] | Laurel SpringsNJ
Bradford | Bradford | OH | Ohio | 39109 | Miami | 40.1319 | -84.4293 | 1866 | 863 | polygon | FALSE | TRUE | America/New_York | 3 | 45308 | 1840012372 | [10 empty] | BradfordOH
Seabrook Island | Seabrook Island | SC | South Carolina | 45019 | Charleston | 32.5825 | -80.1736 | 1865 | 120 | polygon | FALSE | TRUE | America/New_York | 3 | 29455 | 1840018343 | [10 empty] | Seabrook IslandSC
Tenino | Tenino | WA | Washington | 53067 | Thurston | 46.8537 | -122.8607 | 1865 | 498 | polygon | FALSE | TRUE | America/Los_Angeles | 3 | 98589 | 1840021144 | [10 empty] | TeninoWA
Charlotte Hall | Charlotte Hall | MD | Maryland | 24037 | St. Mary's | 38.4667 | -76.7847 | 1865 | 142 | polygon | FALSE | FALSE | America/New_York | 3 | 20659 20622 | 1840006229 | [10 empty] | Charlotte HallMD
West Homestead | West Homestead | PA | Pennsylvania | 42003 | Allegheny | 40.3977 | -79.9185 | 1864 | 780 | polygon | FALSE | TRUE | America/New_York | 3 | 15120 | 1840001272 | [10 empty] | West HomesteadPA
Lakesite | Lakesite | TN | Tennessee | 47065 | Hamilton | 35.2027 | -85.1413 | 1864 | 413 | polygon | FALSE | TRUE | America/New_York | 3 | 37343 37379 | 1840014573 | [10 empty] | LakesiteTN
South Connellsville | South Connellsville | PA | Pennsylvania | 42051 | Fayette | 39.9946 | -79.5807 | 1864 | 433 | polygon | FALSE | TRUE | America/New_York | 3 | 15425 | 1840000670 | [10 empty] | South ConnellsvillePA
Leachville | Leachville | AR | Arkansas | 5093 | Mississippi | 35.9042 | -90.2622 | 1864 | 161 | polygon | FALSE | TRUE | America/Chicago | 3 | 72438 | 1840014503 | [10 empty] | LeachvilleAR
Durant | Durant | IA | Iowa | 19031 | Cedar | 41.6011 | -90.9137 | 1864 | 584 | polygon | FALSE | TRUE | America/Chicago | 3 | 52747 | 1840008146 | [10 empty] | DurantIA
Haines | Haines | AK | Alaska | 2100 | Haines | 59.2417 | -135.4549 | 1863 | 54 | polygon | FALSE | FALSE | America/Juneau | 3 | 99827 | 1840023317 | [10 empty] | HainesAK
Elysburg | Elysburg | PA | Pennsylvania | 42097 | Northumberland | 40.868 | -76.5492 | 1863 | 246 | polygon | FALSE | FALSE | America/New_York | 3 | 17824 | 1840005177 | [10 empty] | ElysburgPA
Flora | Flora | MS | Mississippi | 28089 | Madison | 32.5433 | -90.3141 | 1862 | 218 | polygon | FALSE | TRUE | America/Chicago | 3 | 39071 | 1840016958 | [10 empty] | FloraMS
Malta | Malta | MT | Montana | 30071 | Phillips | 48.3555 | -107.8709 | 1861 | 698 | polygon | FALSE | TRUE | America/Denver | 3 | 59538 | 1840019756 | [10 empty] | MaltaMT
Canton | Canton | PA | Pennsylvania | 42015 | Bradford | 41.6566 | -76.8529 | 1861 | 625 | polygon | FALSE | TRUE | America/New_York | 3 | 17724 | 1840000512 | [10 empty] | CantonPA
Langston | Langston | OK | Oklahoma | 40083 | Logan | 35.9324 | -97.263 | 1860 | 181 | polygon | FALSE | TRUE | America/Chicago | 3 | 73027 73050 73044 | 1840021683 | [10 empty] | LangstonOK
Ledbetter | Ledbetter | KY | Kentucky | 21139 | Livingston | 37.0521 | -88.4966 | 1860 | 140 | polygon | FALSE | FALSE | America/Chicago | 3 | 42058 | 1840013246 | [10 empty] | LedbetterKY
Lakemont | Lakemont | PA | Pennsylvania | 42013 | Blair | 40.466 | -78.3916 | 1860 | 435 | polygon | FALSE | FALSE | America/New_York | 3 | 16602 16648 | 1840026413 | [10 empty] | LakemontPA
Sesser | Sesser | IL | Illinois | 17055 | Franklin | 38.0905 | -89.0509 | 1860 | 704 | polygon | FALSE | TRUE | America/Chicago | 3 | 62884 | 1840009852 | [10 empty] | SesserIL
Moriarty | Moriarty | NM | New Mexico | 35057 | Torrance | 35.0034 | -106.0445 | 1860 | 103 | polygon | FALSE | TRUE | America/Denver | 3 | 87035 | 1840020469 | [10 empty] | MoriartyNM
Blaine | Blaine | TN | Tennessee | 47057 | Grainger | 36.1478 | -83.694 | 1860 | 75 | polygon | FALSE | TRUE | America/New_York | 3 | 37709 | 1840013343 | [10 empty] | BlaineTN
Dakota City | Dakota City | NE | Nebraska | 31043 | Dakota | 42.4184 | -96.4202 | 1859 | 498 | polygon | FALSE | TRUE | America/Chicago | 3 | 68731 | 1840006968 | [10 empty] | Dakota CityNE
Wadley | Wadley | GA | Georgia | 13163 | Jefferson | 32.8663 | -82.4014 | 1858 | 157 | polygon | FALSE | TRUE | America/New_York | 3 | 30477 | 1840015738 | [10 empty] | WadleyGA
Venice | Venice | IL | Illinois | 17119 | Madison | 38.6719 | -90.169 | 1858 | 387 | polygon | FALSE | TRUE | America/Chicago | 3 | 62090 62060 | 1840010710 | [10 empty] | VeniceIL
Sylvan Lake | Sylvan Lake | MI | Michigan | 26125 | Oakland | 42.6172 | -83.3331 | 1858 | 1380 | polygon | FALSE | TRUE | America/Detroit | 3 | 48320 48341 | 1840002433 | [10 empty] | Sylvan LakeMI
Edgewood | Edgewood | IN | Indiana | 18095 | Madison | 40.1032 | -85.7375 | 1858 | 887 | polygon | FALSE | TRUE | America/Indiana/Indianapolis | 3 | 46011 | 1840010455 | [10 empty] | EdgewoodIN
Merrionette Park | Merrionette Park | IL | Illinois | 17031 | Cook | 41.6812 | -87.7012 | 1858 | 1912 | polygon | FALSE | TRUE | America/Chicago | 3 | 60803 | 1840011297 | [10 empty] | Merrionette ParkIL
North Belle Vernon | North Belle Vernon | PA | Pennsylvania | 42129 | Westmoreland | 40.132 | -79.8641 | 1857 | 1694 | polygon | FALSE | TRUE | America/New_York | 3 | 15012 | 1840001153 | [10 empty] | North Belle VernonPA
Gordon | Gordon | GA | Georgia | 13319 | Wilkinson | 32.8866 | -83.3349 | 1857 | 133 | polygon | FALSE | TRUE | America/New_York | 3 | 31031 | 1840013792 | [10 empty] | GordonGA
Crossville | Crossville | AL | Alabama | 1049 | DeKalb | 34.2853 | -85.9997 | 1857 | 85 | polygon | FALSE | TRUE | America/Chicago | 3 | 35962 | 1840016554 | [10 empty] | CrossvilleAL
Estill | Estill | SC | South Carolina | 45049 | Hampton | 32.7538 | -81.2412 | 1857 | 221 | polygon | FALSE | TRUE | America/New_York | 3 | 29918 | 1840016924 | [10 empty] | EstillSC
Peosta | Peosta | IA | Iowa | 19061 | Dubuque | 42.4477 | -90.8446 | 1857 | 288 | polygon | FALSE | TRUE | America/Chicago | 3 | 52068 | 1840009096 | [10 empty] | PeostaIA
Point of Rocks | Point of Rocks | MD | Maryland | 24021 | Frederick | 39.2781 | -77.5292 | 1857 | 651 | polygon | FALSE | FALSE | America/New_York | 3 | 21777 | 1840024454 | [10 empty] | Point of RocksMD
Big Beaver | Big Beaver | PA | Pennsylvania | 42007 | Beaver | 40.8233 | -80.3633 | 1857 | 40 | polygon | FALSE | TRUE | America/New_York | 3 | 16141 16115 15010 16136 16157 | 1840035408 | [10 empty] | Big BeaverPA
North Vacherie | North Vacherie | LA | Louisiana | 22093 | St. James | 30.0047 | -90.711 | 1857 | 127 | polygon | FALSE | FALSE | America/Chicago | 3 | 70090 | 1840031151 | [10 empty] | North VacherieLA
Denver | Denver | IA | Iowa | 19017 | Bremer | 42.669 | -92.3342 | 1856 | 457 | polygon | FALSE | TRUE | America/Chicago | 3 | 50622 | 1840006916 | [10 empty] | DenverIA
Foresthill | Foresthill | CA | California | 6061 | Placer | 39.0053 | -120.8314 | 1856 | 64 | polygon | FALSE | FALSE | America/Los_Angeles | 3 | 95631 | 1840017558 | [10 empty] | ForesthillCA
Richwood | Richwood | WV | West Virginia | 54067 | Nicholas | 38.2221 | -80.5363 | 1855 | 444 | polygon | FALSE | TRUE | America/New_York | 3 | 26261 | 1840006226 | [10 empty] | RichwoodWV
Drexel | Drexel | NC | North Carolina | 37023 | Burke | 35.7569 | -81.6089 | 1854 | 518 | polygon | FALSE | TRUE | America/New_York | 3 | 28619 28655 | 1840016232 | [10 empty] | DrexelNC
Samson | Samson | AL | Alabama | 1061 | Geneva | 31.1124 | -86.0462 | 1854 | 197 | polygon | FALSE | TRUE | America/Chicago | 3 | 36477 | 1840015883 | [10 empty] | SamsonAL
Riverside | Riverside | PA | Pennsylvania | 42097 | Northumberland | 40.9461 | -76.6461 | 1853 | 148 | polygon | FALSE | TRUE | America/New_York | 3 | 17868 17821 | 1840000848 | [10 empty] | RiversidePA
Plain View | Plain View | NC | North Carolina | 37163 | Sampson | 35.2457 | -78.5634 | 1853 | 42 | polygon | FALSE | FALSE | America/New_York | 3 | 28334 | 1840013486 | [10 empty] | Plain ViewNC
Glenmoor | Glenmoor | OH | Ohio | 39029 | Columbiana | 40.6639 | -80.6133 | 1853 | 256 | polygon | FALSE | FALSE | America/New_York | 3 | 43920 | 1840005222 | [10 empty] | GlenmoorOH
Williamsport | Williamsport | IN | Indiana | 18171 | Warren | 40.2884 | -87.2922 | 1852 | 549 | polygon | FALSE | TRUE | America/Indiana/Indianapolis | 3 | 47993 | 1840014427 | [10 empty] | WilliamsportIN
Rivanna | Rivanna | VA | Virginia | 51003 | Albemarle | 37.9945 | -78.3788 | 1851 | 262 | polygon | FALSE | TRUE | America/New_York | 3 | 22947 | 1840041853 | [10 empty] | RivannaVA
Spring City | Spring City | TN | Tennessee | 47143 | Rhea | 35.6884 | -84.8626 | 1851 | 267 | polygon | FALSE | TRUE | America/New_York | 3 | 37381 | 1840017789 | [10 empty] | Spring CityTN
Wilber | Wilber | NE | Nebraska | 31151 | Saline | 40.481 | -96.9645 | 1850 | 793 | polygon | FALSE | TRUE | America/Chicago | 3 | 68465 | 1840010390 | [10 empty] | WilberNE
Vernon | Vernon | AL | Alabama | 1075 | Lamar | 33.7588 | -88.1143 | 1850 | 121 | polygon | FALSE | TRUE | America/Chicago | 3 | 35592 | 1840005593 | [10 empty] | VernonAL
Ingram | Ingram | TX | Texas | 48265 | Kerr | 30.0773 | -99.2381 | 1850 | 507 | polygon | FALSE | TRUE | America/Chicago | 3 | 78025 | 1840019608 | [10 empty] | IngramTX
Roundup | Roundup | MT | Montana | 30065 | Musselshell | 46.4485 | -108.5402 | 1850 | 552 | polygon | FALSE | TRUE | America/Denver | 3 | 59072 | 1840019885 | [10 empty] | RoundupMT
Wakarusa | Wakarusa | IN | Indiana | 18039 | Elkhart | 41.5336 | -86.0139 | 1850 | 324 | polygon | FALSE | TRUE | America/Indiana/Indianapolis | 3 | 46573 | 1840010194 | [10 empty] | WakarusaIN
Cordova | Cordova | AL | Alabama | 1127 | Walker | 33.7613 | -87.1925 | 1850 | 122 | polygon | FALSE | TRUE | America/Chicago | 3 | 35550 | 1840014767 | [10 empty] | CordovaAL
Delcambre | Delcambre | LA | Louisiana | 22045 | Iberia | 29.9515 | -91.9917 | 1849 | 610 | polygon | FALSE | TRUE | America/Chicago | 3 | 70528 | 1840017210 | [10 empty] | DelcambreLA
Five Points | Five Points | OH | Ohio | 39165 | Warren | 39.5595 | -84.1867 | 1849 | 346 | polygon | FALSE | FALSE | America/New_York | 3 | 45066 | 1840034075 | [10 empty] | Five PointsOH
Morrisville | Morrisville | NY | New York | 36053 | Madison | 42.8987 | -75.6448 | 1849 | 697 | polygon | FALSE | TRUE | America/New_York | 3 | 13408 | 1840004356 | [10 empty] | MorrisvilleNY
Milan | Milan | IN | Indiana | 18137 | Ripley | 39.1255 | -85.127 | 1848 | 356 | polygon | FALSE | TRUE | America/Indiana/Indianapolis | 3 | 47031 | 1840009620 | [10 empty] | MilanIN
Brookwood | Brookwood | AL | Alabama | 1125 | Tuscaloosa | 33.2397 | -87.3277 | 1848 | 85 | polygon | FALSE | TRUE | America/Chicago | 3 | 35444 | 1840015711 | [10 empty] | BrookwoodAL
Merriam Woods | Merriam Woods | MO | Missouri | 29213 | Taney | 36.7179 | -93.1715 | 1847 | 471 | polygon | FALSE | TRUE | America/Chicago | 3 | 65740 | 1840013058 | [10 empty] | Merriam WoodsMO
Doe Valley | Doe Valley | KY | Kentucky | 21163 | Meade | 37.9745 | -86.1107 | 1847 | 175 | polygon | FALSE | FALSE | America/New_York | 3 | 40108 | 1840030816 | [10 empty] | Doe ValleyKY
Andrews | Andrews | NC | North Carolina | 37039 | Cherokee | 35.1994 | -83.8258 | 1846 | 419 | polygon | FALSE | TRUE | America/New_York | 3 | 28901 | 1840015474 | [10 empty] | AndrewsNC
Rolling Hills | Rolling Hills | CA | California | 6037 | Los Angeles | 33.76 | -118.3471 | 1845 | 238 | polygon | FALSE | TRUE | America/Los_Angeles | 3 | 90274 | 1840020493 | [10 empty] | Rolling HillsCA
Hooker | Hooker | OK | Oklahoma | 40139 | Texas | 36.8612 | -101.216 | 1844 | 675 | polygon | FALSE | TRUE | America/Chicago | 3 | 73945 | 1840020351 | [10 empty] | HookerOK
Alpine | Alpine | NJ | New Jersey | 34003 | Bergen | 40.9615 | -73.9199 | 1844 | 111 | polygon | FALSE | TRUE | America/New_York | 3 | 7620 | 1840003551 | [10 empty] | AlpineNJ
Whitesburg | Whitesburg | KY | Kentucky | 21133 | Letcher | 37.1183 | -82.823 | 1843 | 227 | polygon | FALSE | TRUE | America/New_York | 3 | 41858 | 1840015259 | [10 empty] | WhitesburgKY
Eagleview | Eagleview | PA | Pennsylvania | 42029 | Chester | 40.0598 | -75.6789 | 1843 | 530 | polygon | FALSE | TRUE | America/New_York | 3 | 19341 19335 | 1840040475 | [10 empty] | EagleviewPA
L'Anse | L'Anse | MI | Michigan | 26013 | Baraga | 46.7525 | -88.4477 | 1842 | 279 | polygon | FALSE | TRUE | America/Detroit | 3 | 49946 | 1840010915 | [10 empty] | L'AnseMI
Langley | Langley | SC | South Carolina | 45003 | Aiken | 33.512 | -81.8343 | 1842 | 626 | polygon | FALSE | FALSE | America/New_York | 3 | 29851 29834 | 1840025039 | [10 empty] | LangleySC
G. L. GarcÃ­a | G. L. Garcia | PR | Puerto Rico | 72035 | Cayey | 18.1258 | -66.1027 | 1841 | 930 | polygon | FALSE | FALSE | America/Puerto_Rico | 3 | 736 | 1630035481 | [10 empty] | G. L. GarcÃ­aPR
Milam | Milam | TX | Texas | 48403 | Sabine | 31.4541 | -93.7979 | 1841 | 21 | polygon | FALSE | FALSE | America/Chicago | 3 | 75948 75959 | 1840019545 | [10 empty] | MilamTX
Scotland Neck | Scotland Neck | NC | North Carolina | 37083 | Halifax | 36.1309 | -77.4214 | 1840 | 598 | polygon | FALSE | TRUE | America/New_York | 3 | 27874 | 1840017705 | [10 empty] | Scotland NeckNC
Dunnellon | Dunnellon | FL | Florida | 12083 | Marion | 29.0529 | -82.441 | 1840 | 112 | polygon | FALSE | TRUE | America/New_York | 3 | 34432 34431 | 1840014039 | [10 empty] | DunnellonFL
St. Lawrence | St. Lawrence | PA | Pennsylvania | 42011 | Berks | 40.3262 | -75.8661 | 1840 | 792 | polygon | FALSE | TRUE | America/New_York | 3 | 19606 | 1840001187 | [10 empty] | St. LawrencePA
Roseville | Roseville | OH | Ohio | 39119 | Muskingum | 39.8064 | -82.0758 | 1839 | 1032 | polygon | FALSE | TRUE | America/New_York | 3 | 43777 | 1840012393 | [10 empty] | RosevilleOH
New London | New London | IA | Iowa | 19087 | Henry | 40.923 | -91.4012 | 1839 | 672 | polygon | FALSE | TRUE | America/Chicago | 3 | 52645 | 1840008266 | [10 empty] | New LondonIA
Myersville | Myersville | MD | Maryland | 24021 | Frederick | 39.5062 | -77.5689 | 1838 | 673 | polygon | FALSE | TRUE | America/New_York | 3 | 21773 | 1840005714 | [10 empty] | MyersvilleMD
Greybull | Greybull | WY | Wyoming | 56003 | Big Horn | 44.4887 | -108.0592 | 1838 | 375 | polygon | FALSE | TRUE | America/Denver | 3 | 82426 | 1840021241 | [10 empty] | GreybullWY
Greenfield | Greenfield | IA | Iowa | 19001 | Adair | 41.3056 | -94.4592 | 1838 | 391 | polygon | FALSE | TRUE | America/Chicago | 3 | 50849 | 1840008238 | [10 empty] | GreenfieldIA
Capac | Capac | MI | Michigan | 26147 | St. Clair | 43.0074 | -82.9271 | 1837 | 381 | polygon | FALSE | TRUE | America/Detroit | 3 | 48014 | 1840010911 | [10 empty] | CapacMI
Corcovado | Corcovado | PR | Puerto Rico | 72065 | Hatillo | 18.461 | -66.7778 | 1837 | 1382 | polygon | FALSE | FALSE | America/Puerto_Rico | 3 | 659 | 1630023533 | [10 empty] | CorcovadoPR
Delaware City | Delaware City | DE | Delaware | 10003 | New Castle | 39.5743 | -75.5939 | 1837 | 375 | polygon | FALSE | TRUE | America/New_York | 3 | 19706 | 1840005576 | [10 empty] | Delaware CityDE
Olathe | Olathe | CO | Colorado | 8085 | Montrose | 38.6083 | -107.9833 | 1837 | 472 | polygon | FALSE | TRUE | America/Denver | 3 | 81425 | 1840022506 | [10 empty] | OlatheCO
Columbus Junction | Columbus Junction | IA | Iowa | 19115 | Louisa | 41.2787 | -91.3651 | 1837 | 324 | polygon | FALSE | TRUE | America/Chicago | 3 | 52738 | 1840007135 | [10 empty] | Columbus JunctionIA
Frankton | Frankton | IN | Indiana | 18095 | Madison | 40.2211 | -85.7719 | 1836 | 667 | polygon | FALSE | TRUE | America/Indiana/Indianapolis | 3 | 46044 | 1840010456 | [10 empty] | FranktonIN
Trainer | Trainer | PA | Pennsylvania | 42045 | Delaware | 39.8244 | -75.4032 | 1836 | 670 | polygon | FALSE | TRUE | America/New_York | 3 | 19061 | 1840000713 | [10 empty] | TrainerPA
Krugerville | Krugerville | TX | Texas | 48121 | Denton | 33.279 | -96.9881 | 1836 | 544 | polygon | FALSE | TRUE | America/Chicago | 3 | 76227 | 1840020644 | [10 empty] | KrugervilleTX
Morgan | Morgan | GA | Georgia | 13037 | Calhoun | 31.5381 | -84.6033 | 1835 | 541 | polygon | FALSE | TRUE | America/New_York | 3 | 39866 | 1840014953 | [10 empty] | MorganGA
Medicine Lodge | Medicine Lodge | KS | Kansas | 20007 | Barber | 37.2851 | -98.5812 | 1835 | 592 | polygon | FALSE | TRUE | America/Chicago | 3 | 67104 | 1840008754 | [10 empty] | Medicine LodgeKS
Sulligent | Sulligent | AL | Alabama | 1075 | Lamar | 33.8912 | -88.1266 | 1834 | 90 | polygon | FALSE | TRUE | America/Chicago | 3 | 35586 | 1840015636 | [10 empty] | SulligentAL
Colquitt | Colquitt | GA | Georgia | 13201 | Miller | 31.1741 | -84.7319 | 1834 | 86 | polygon | FALSE | TRUE | America/New_York | 3 | 39837 | 1840014983 | [10 empty] | ColquittGA
Lincoln University | Lincoln University | PA | Pennsylvania | 42029 | Chester | 39.8065 | -75.9279 | 1834 | 2480 | polygon | FALSE | TRUE | America/New_York | 2 | 19352 | 1840043361 | [10 empty] | Lincoln UniversityPA
Brass Castle | Brass Castle | NJ | New Jersey | 34041 | Warren | 40.7621 | -75.0141 | 1834 | 241 | polygon | FALSE | FALSE | America/New_York | 3 | 7882 | 1840005193 | [10 empty] | Brass CastleNJ
Cedar Hill | Cedar Hill | MO | Missouri | 29099 | Jefferson | 38.3575 | -90.6409 | 1834 | 308 | polygon | FALSE | FALSE | America/Chicago | 3 | 63016 | 1840006238 | [10 empty] | Cedar HillMO
Memphis | Memphis | MO | Missouri | 29199 | Scotland | 40.4614 | -92.1704 | 1833 | 454 | polygon | FALSE | TRUE | America/Chicago | 3 | 63555 | 1840008344 | [10 empty] | MemphisMO
Jacobus | Jacobus | PA | Pennsylvania | 42133 | York | 39.8825 | -76.7121 | 1833 | 760 | polygon | FALSE | TRUE | America/New_York | 3 | 17407 | 1840001451 | [10 empty] | JacobusPA
Bangor | Bangor | MI | Michigan | 26159 | Van Buren | 42.312 | -86.1135 | 1833 | 399 | polygon | FALSE | TRUE | America/Detroit | 3 | 49013 | 1840003179 | [10 empty] | BangorMI
Bloomfield | Bloomfield | MO | Missouri | 29207 | Stoddard | 36.8877 | -89.9309 | 1833 | 522 | polygon | FALSE | TRUE | America/Chicago | 3 | 63825 | 1840007642 | [10 empty] | BloomfieldMO
Goldthwaite | Goldthwaite | TX | Texas | 48333 | Mills | 31.4513 | -98.5736 | 1833 | 350 | polygon | FALSE | TRUE | America/Chicago | 3 | 76844 | 1840020824 | [10 empty] | GoldthwaiteTX
Christmas | Christmas | FL | Florida | 12095 | Orange | 28.5606 | -81.0201 | 1832 | 15 | polygon | FALSE | FALSE | America/New_York | 3 | 32709 | 1840014084 | [10 empty] | ChristmasFL
Jarrell | Jarrell | TX | Texas | 48491 | Williamson | 30.8127 | -97.6132 | 1832 | 280 | polygon | FALSE | TRUE | America/Chicago | 3 | 76537 78626 | 1840019574 | [10 empty] | JarrellTX
Leetonia | Leetonia | OH | Ohio | 39029 | Columbiana | 40.8785 | -80.7623 | 1832 | 312 | polygon | FALSE | TRUE | America/New_York | 3 | 44431 | 1840011931 | [10 empty] | LeetoniaOH
Upper Pohatcong | Upper Pohatcong | NJ | New Jersey | 34041 | Warren | 40.6774 | -75.1558 | 1830 | 1093 | polygon | FALSE | TRUE | America/New_York | 3 | 8865 | 1840039970 | [10 empty] | Upper PohatcongNJ
Clatskanie | Clatskanie | OR | Oregon | 41009 | Columbia | 46.1047 | -123.2045 | 1830 | 545 | polygon | FALSE | TRUE | America/Los_Angeles | 3 | 97016 | 1840018512 | [10 empty] | ClatskanieOR
Presidential Lakes Estates | Presidential Lakes Estates | NJ | New Jersey | 34005 | Burlington | 39.915 | -74.5649 | 1830 | 664 | polygon | FALSE | FALSE | America/New_York | 3 | 8015 | 1840005520 | [10 empty] | Presidential Lakes EstatesNJ
Howard City | Howard City | MI | Michigan | 26117 | Montcalm | 43.3947 | -85.4683 | 1830 | 292 | polygon | FALSE | TRUE | America/Detroit | 3 | 49329 | 1840010991 | [10 empty] | Howard CityMI
Cienega Springs | Cienega Springs | AZ | Arizona | 4012 | La Paz | 34.2008 | -114.2089 | 1830 | 199 | polygon | FALSE | FALSE | America/Phoenix | 3 | 85344 | 1840022877 | [10 empty] | Cienega SpringsAZ
Washington Heights | Washington Heights | NY | New York | 36071 | Orange | 41.4693 | -74.4179 | 1830 | 484 | polygon | FALSE | FALSE | America/New_York | 3 | 10940 | 1840004865 | [10 empty] | Washington HeightsNY
Arapahoe | Arapahoe | WY | Wyoming | 56013 | Fremont | 42.9912 | -108.4562 | 1829 | 25 | polygon | FALSE | FALSE | America/Denver | 3 | 82510 82501 82524 | 1840017433 | [10 empty] | ArapahoeWY
Mesilla | Mesilla | NM | New Mexico | 35013 | DoÃ±a Ana | 32.2691 | -106.8086 | 1828 | 127 | polygon | FALSE | TRUE | America/Denver | 3 | 88046 88005 | 1840023024 | [10 empty] | MesillaNM
Lovelock | Lovelock | NV | Nevada | 32027 | Pershing | 40.1789 | -118.4773 | 1828 | 819 | polygon | FALSE | TRUE | America/Los_Angeles | 3 | 89419 | 1840020154 | [10 empty] | LovelockNV
Parchment | Parchment | MI | Michigan | 26077 | Kalamazoo | 42.3277 | -85.5667 | 1828 | 769 | polygon | FALSE | TRUE | America/Detroit | 3 | 49004 | 1840003182 | [10 empty] | ParchmentMI
Burns Harbor | Burns Harbor | IN | Indiana | 18127 | Porter | 41.6189 | -87.1258 | 1828 | 109 | polygon | FALSE | TRUE | America/Chicago | 3 | 46304 | 1840009266 | [10 empty] | Burns HarborIN
Lake Ozark | Lake Ozark | MO | Missouri | 29131 | Miller | 38.2035 | -92.6257 | 1828 | 97 | polygon | FALSE | TRUE | America/Chicago | 3 | 65049 | 1840008660 | [10 empty] | Lake OzarkMO
Campbellsport | Campbellsport | WI | Wisconsin | 55039 | Fond du Lac | 43.5975 | -88.2814 | 1827 | 528 | polygon | FALSE | TRUE | America/Chicago | 3 | 53010 | 1840002604 | [10 empty] | CampbellsportWI
Fort Hancock | Fort Hancock | TX | Texas | 48229 | Hudspeth | 31.2837 | -105.8446 | 1827 | 37 | polygon | FALSE | FALSE | America/Denver | 3 | 79839 | 1840018150 | [10 empty] | Fort HancockTX
Pahala | Pahala | HI | Hawaii | 15001 | Hawaii | 19.1995 | -155.4794 | 1827 | 842 | polygon | FALSE | FALSE | Pacific/Honolulu | 3 | 96777 | 1840029537 | [10 empty] | PahalaHI
Cross Plains | Cross Plains | TN | Tennessee | 47147 | Robertson | 36.5412 | -86.6766 | 1827 | 81 | polygon | FALSE | TRUE | America/Chicago | 3 | 37049 | 1840014413 | [10 empty] | Cross PlainsTN
Beaver Dam Lake | Beaver Dam Lake | NY | New York | 36071 | Orange | 41.4441 | -74.1178 | 1827 | 389 | polygon | FALSE | FALSE | America/New_York | 3 | 12553 12577 | 1840034067 | [10 empty] | Beaver Dam LakeNY
Seth Ward | Seth Ward | TX | Texas | 48189 | Hale | 34.2163 | -101.6945 | 1825 | 314 | polygon | FALSE | FALSE | America/Chicago | 3 | 79072 | 1840019271 | [10 empty] | Seth WardTX
East Bronson | East Bronson | FL | Florida | 12075 | Levy | 29.4593 | -82.5905 | 1825 | 61 | polygon | FALSE | TRUE | America/New_York | 3 | 32621 32618 | 1840073825 | [10 empty] | East BronsonFL
Sacaton | Sacaton | AZ | Arizona | 4021 | Pinal | 33.0793 | -111.7683 | 1824 | 86 | polygon | FALSE | FALSE | America/Phoenix | 3 | 85147 | 1840019361 | [10 empty] | SacatonAZ
Lusby | Lusby | MD | Maryland | 24009 | Calvert | 38.362 | -76.4372 | 1824 | 200 | polygon | FALSE | FALSE | America/New_York | 3 | 20657 | 1840006148 | [10 empty] | LusbyMD
Hope Valley | Hope Valley | RI | Rhode Island | 44009 | Washington | 41.5151 | -71.72 | 1823 | 211 | polygon | FALSE | FALSE | America/New_York | 3 | 2832 | 1840003364 | [10 empty] | Hope ValleyRI
Second Mesa | Second Mesa | AZ | Arizona | 4017 | Navajo | 35.8222 | -110.4884 | 1823 | 17 | polygon | FALSE | FALSE | America/Phoenix | 3 | 86043 | 1840018965 | [10 empty] | Second MesaAZ
Wilder | Wilder | ID | Idaho | 16027 | Canyon | 43.6782 | -116.907 | 1823 | 984 | polygon | FALSE | TRUE | America/Boise | 3 | 83676 | 1840021278 | [10 empty] | WilderID
Leon | Leon | IA | Iowa | 19053 | Decatur | 40.7407 | -93.7546 | 1823 | 221 | polygon | FALSE | TRUE | America/Chicago | 3 | 50144 | 1840001005 | [10 empty] | LeonIA
Brownsville | Brownsville | OR | Oregon | 41043 | Linn | 44.3923 | -122.9833 | 1823 | 525 | polygon | FALSE | TRUE | America/Los_Angeles | 3 | 97327 | 1840018606 | [10 empty] | BrownsvilleOR
Cedar Bluff | Cedar Bluff | AL | Alabama | 1019 | Cherokee | 34.2217 | -85.5877 | 1823 | 144 | polygon | FALSE | TRUE | America/Chicago | 3 | 35959 | 1840005812 | [10 empty] | Cedar BluffAL
Delmar | Delmar | DE | Delaware | 10005 | Sussex | 38.465 | -75.5552 | 1822 | 370 | polygon | FALSE | TRUE | America/New_York | 3 | 19940 | 1840006077 | [10 empty] | DelmarDE
Clarkesville | Clarkesville | GA | Georgia | 13137 | Habersham | 34.6103 | -83.5284 | 1821 | 286 | polygon | FALSE | TRUE | America/New_York | 3 | 30523 | 1840014660 | [10 empty] | ClarkesvilleGA
South Wenatchee | South Wenatchee | WA | Washington | 53007 | Chelan | 47.3885 | -120.2828 | 1821 | 605 | polygon | FALSE | TRUE | America/Los_Angeles | 3 | 98801 | 1840037106 | [10 empty] | South WenatcheeWA
Bay | Bay | AR | Arkansas | 5031 | Craighead | 35.7456 | -90.5547 | 1821 | 227 | polygon | FALSE | TRUE | America/Chicago | 3 | 72411 | 1840013395 | [10 empty] | BayAR
Susquehanna Trails | Susquehanna Trails | PA | Pennsylvania | 42133 | York | 39.7583 | -76.3684 | 1821 | 224 | polygon | FALSE | FALSE | America/New_York | 3 | 17302 17314 | 1840035439 | [10 empty] | Susquehanna TrailsPA
Cana | Cana | VA | Virginia | 51035 | Carroll | 36.5816 | -80.6688 | 1820 | 88 | polygon | FALSE | FALSE | America/New_York | 3 | 24317 | 1840006525 | [10 empty] | CanaVA
Lyndhurst | Lyndhurst | VA | Virginia | 51015 | Augusta | 38.0221 | -78.9516 | 1820 | 116 | polygon | FALSE | FALSE | America/New_York | 3 | 22952 22980 24477 | 1840006245 | [10 empty] | LyndhurstVA
Nambe | Nambe | NM | New Mexico | 35049 | Santa Fe | 35.8984 | -105.9667 | 1820 | 80 | polygon | FALSE | FALSE | America/Denver | 3 | 87506 | 1840024915 | [10 empty] | NambeNM
Lakeland | Lakeland | MN | Minnesota | 27163 | Washington | 44.9503 | -92.77 | 1819 | 339 | polygon | FALSE | TRUE | America/Chicago | 3 | 55043 | 1840007816 | [10 empty] | LakelandMN
Briarcliff | Briarcliff | TX | Texas | 48453 | Travis | 30.4088 | -98.0451 | 1819 | 426 | polygon | FALSE | TRUE | America/Chicago | 3 | 78669 | 1840023143 | [10 empty] | BriarcliffTX
Bayou Gauche | Bayou Gauche | LA | Louisiana | 22089 | St. Charles | 29.8081 | -90.421 | 1819 | 54 | polygon | FALSE | FALSE | America/Chicago | 3 | 70030 | 1840013976 | [10 empty] | Bayou GaucheLA
Gardendale | Gardendale | TX | Texas | 48135 | Ector | 32.0105 | -102.3587 | 1819 | 61 | polygon | FALSE | FALSE | America/Chicago | 3 | 79758 | 1840018145 | [10 empty] | GardendaleTX
Vale | Vale | OR | Oregon | 41045 | Malheur | 43.984 | -117.2418 | 1818 | 618 | polygon | FALSE | TRUE | America/Boise | 3 | 97918 | 1840021261 | [10 empty] | ValeOR
Clearwater | Clearwater | MN | Minnesota | 27171 | Wright | 45.4102 | -94.0446 | 1818 | 445 | polygon | FALSE | TRUE | America/Chicago | 3 | 55320 | 1840006704 | [10 empty] | ClearwaterMN
Bruce | Bruce | MS | Mississippi | 28013 | Calhoun | 33.9909 | -89.3454 | 1818 | 288 | polygon | FALSE | TRUE | America/Chicago | 3 | 38915 | 1840015617 | [10 empty] | BruceMS
Driggs | Driggs | ID | Idaho | 16081 | Teton | 43.7297 | -111.1033 | 1817 | 240 | polygon | FALSE | TRUE | America/Boise | 3 | 83422 | 1840018635 | [10 empty] | DriggsID
Pine | Pine | AZ | Arizona | 4007 | Gila | 34.3788 | -111.4574 | 1817 | 21 | polygon | FALSE | FALSE | America/Phoenix | 3 | 85544 | 1840019262 | [10 empty] | PineAZ
Bryant | Bryant | WA | Washington | 53061 | Snohomish | 48.24 | -122.1638 | 1817 | 114 | polygon | FALSE | FALSE | America/Los_Angeles | 3 | 98223 | 1840023772 | [10 empty] | BryantWA
Long Lake | Long Lake | MN | Minnesota | 27053 | Hennepin | 44.9841 | -93.5689 | 1816 | 819 | polygon | FALSE | TRUE | America/Chicago | 3 | 55356 | 1840008921 | [10 empty] | Long LakeMN
Braham | Braham | MN | Minnesota | 27059 | Isanti | 45.7223 | -93.1717 | 1816 | 435 | polygon | FALSE | TRUE | America/Chicago | 3 | 55006 | 1840006693 | [10 empty] | BrahamMN
Oriole Beach | Oriole Beach | FL | Florida | 12113 | Santa Rosa | 30.3687 | -87.0962 | 1815 | 832 | polygon | FALSE | FALSE | America/Chicago | 3 | 32563 | 1840027018 | [10 empty] | Oriole BeachFL
Oakland | Oakland | MD | Maryland | 24023 | Garrett | 39.4165 | -79.4022 | 1815 | 258 | polygon | FALSE | TRUE | America/New_York | 3 | 21550 | 1840005634 | [10 empty] | OaklandMD
Olivet | Olivet | TN | Tennessee | 47071 | Hardin | 35.2048 | -88.1939 | 1815 | 117 | polygon | FALSE | FALSE | America/Chicago | 3 | 38372 | 1840025828 | [10 empty] | OlivetTN
Rossmoyne | Rossmoyne | OH | Ohio | 39061 | Hamilton | 39.2145 | -84.3886 | 1815 | 1193 | polygon | FALSE | FALSE | America/New_York | 3 | 45242 45236 | 1840034306 | [10 empty] | RossmoyneOH
Prosperity | Prosperity | WV | West Virginia | 54081 | Raleigh | 37.8385 | -81.1986 | 1815 | 285 | polygon | FALSE | FALSE | America/New_York | 3 | 25801 25880 25909 | 1840006347 | [10 empty] | ProsperityWV
Crystal Lawns | Crystal Lawns | IL | Illinois | 17197 | Will | 41.5685 | -88.1638 | 1815 | 1062 | polygon | FALSE | FALSE | America/Chicago | 3 | 60431 60435 | 1840029896 | [10 empty] | Crystal LawnsIL
Weston | Weston | MO | Missouri | 29165 | Platte | 39.403 | -94.886 | 1815 | 209 | polygon | FALSE | TRUE | America/Chicago | 3 | 64098 | 1840010643 | [10 empty] | WestonMO
Brooklet | Brooklet | GA | Georgia | 13031 | Bulloch | 32.3898 | -81.6668 | 1815 | 212 | polygon | FALSE | TRUE | America/New_York | 3 | 30415 | 1840013821 | [10 empty] | BrookletGA
St. Stephen | St. Stephen | SC | South Carolina | 45015 | Berkeley | 33.4046 | -79.9264 | 1814 | 288 | polygon | FALSE | TRUE | America/New_York | 3 | 29479 | 1840018013 | [10 empty] | St. StephenSC
Mount Zion | Mount Zion | GA | Georgia | 13045 | Carroll | 33.6409 | -85.1804 | 1813 | 72 | polygon | FALSE | TRUE | America/New_York | 3 | 30182 30117 30150 | 1840014802 | [10 empty] | Mount ZionGA
Hudson | Hudson | IL | Illinois | 17113 | McLean | 40.6054 | -88.9893 | 1813 | 825 | polygon | FALSE | TRUE | America/Chicago | 3 | 61748 | 1840011974 | [10 empty] | HudsonIL
Stateburg | Stateburg | SC | South Carolina | 45085 | Sumter | 33.9753 | -80.5264 | 1813 | 150 | polygon | FALSE | FALSE | America/New_York | 3 | 29040 29154 | 1840013669 | [10 empty] | StateburgSC
Arenas Valley | Arenas Valley | NM | New Mexico | 35017 | Grant | 32.7765 | -108.203 | 1813 | 172 | polygon | FALSE | FALSE | America/Denver | 3 | 88022 88061 | 1840025065 | [10 empty] | Arenas ValleyNM
New Oxford | New Oxford | PA | Pennsylvania | 42001 | Adams | 39.863 | -77.0555 | 1813 | 1130 | polygon | FALSE | TRUE | America/New_York | 3 | 17350 | 1840000686 | [10 empty] | New OxfordPA
Morton | Morton | TX | Texas | 48079 | Cochran | 33.7248 | -102.7593 | 1813 | 465 | polygon | FALSE | TRUE | America/Chicago | 3 | 79346 | 1840020605 | [10 empty] | MortonTX
Sunray | Sunray | TX | Texas | 48341 | Moore | 36.0182 | -101.8245 | 1812 | 415 | polygon | FALSE | TRUE | America/Chicago | 3 | 79086 | 1840021704 | [10 empty] | SunrayTX
Navarre | Navarre | OH | Ohio | 39151 | Stark | 40.7262 | -81.5146 | 1812 | 401 | polygon | FALSE | TRUE | America/New_York | 3 | 44662 | 1840011917 | [10 empty] | NavarreOH
South Park | South Park | WY | Wyoming | 56039 | Teton | 43.4235 | -110.7993 | 1812 | 61 | polygon | FALSE | FALSE | America/Denver | 3 | 83001 | 1840038436 | [10 empty] | South ParkWY
Selmont-West Selmont | Selmont-West Selmont | AL | Alabama | 1047 | Dallas | 32.3784 | -87.0074 | 1812 | 213 | polygon | FALSE | TRUE | America/Chicago | 3 | 36703 36701 | 1840035626 | [10 empty] | Selmont-West SelmontAL
Lake Dalecarlia | Lake Dalecarlia | IN | Indiana | 18089 | Lake | 41.337 | -87.4036 | 1811 | 618 | polygon | FALSE | FALSE | America/Chicago | 3 | 46356 | 1840004832 | [10 empty] | Lake DalecarliaIN
East Pepperell | East Pepperell | MA | Massachusetts | 25017 | Middlesex | 42.6654 | -71.5635 | 1811 | 493 | polygon | FALSE | FALSE | America/New_York | 3 | 1463 | 1840003130 | [10 empty] | East PepperellMA
East Washington | East Washington | PA | Pennsylvania | 42125 | Washington | 40.1745 | -80.2325 | 1810 | 1556 | polygon | FALSE | TRUE | America/New_York | 3 | 15301 | 1840003652 | [10 empty] | East WashingtonPA
Maunabo | Maunabo | PR | Puerto Rico | 72095 | Maunabo | 18.0056 | -65.9009 | 1810 | 1193 | polygon | FALSE | FALSE | America/Puerto_Rico | 3 | 707 | 1630023697 | [10 empty] | MaunaboPR
Hemby Bridge | Hemby Bridge | NC | North Carolina | 37179 | Union | 35.1055 | -80.6258 | 1809 | 304 | polygon | FALSE | TRUE | America/New_York | 3 | 28079 | 1840015480 | [10 empty] | Hemby BridgeNC
Harwich Port | Harwich Port | MA | Massachusetts | 25001 | Barnstable | 41.6723 | -70.0641 | 1809 | 265 | polygon | FALSE | FALSE | America/New_York | 3 | 02645 02646 | 1840003242 | [10 empty] | Harwich PortMA
Campbell | Campbell | MO | Missouri | 29069 | Dunklin | 36.493 | -90.0762 | 1807 | 496 | polygon | FALSE | TRUE | America/Chicago | 3 | 63933 | 1840007663 | [10 empty] | CampbellMO
Noel | Noel | MO | Missouri | 29119 | McDonald | 36.5433 | -94.4888 | 1807 | 348 | polygon | FALSE | TRUE | America/Chicago | 3 | 64854 | 1840008808 | [10 empty] | NoelMO
Mona | Mona | UT | Utah | 49023 | Juab | 39.8122 | -111.8502 | 1807 | 275 | polygon | FALSE | TRUE | America/Denver | 3 | 84645 84648 | 1840020187 | [10 empty] | MonaUT
Lone Pine | Lone Pine | CA | California | 6027 | Inyo | 36.5774 | -118.0777 | 1807 | 36 | polygon | FALSE | FALSE | America/Los_Angeles | 3 | 93545 | 1840017642 | [10 empty] | Lone PineCA
North Warren | North Warren | PA | Pennsylvania | 42123 | Warren | 41.8833 | -79.1672 | 1807 | 85 | polygon | FALSE | FALSE | America/New_York | 3 | 16365 | 1840024120 | [10 empty] | North WarrenPA
Superior | Superior | NE | Nebraska | 31129 | Nuckolls | 40.023 | -98.0663 | 1807 | 369 | polygon | FALSE | TRUE | America/Chicago | 3 | 68978 | 1840009446 | [10 empty] | SuperiorNE
Lepanto | Lepanto | AR | Arkansas | 5111 | Poinsett | 35.6085 | -90.333 | 1807 | 446 | polygon | FALSE | TRUE | America/Chicago | 3 | 72354 | 1840014545 | [10 empty] | LepantoAR
Ralls | Ralls | TX | Texas | 48107 | Crosby | 33.6788 | -101.3845 | 1806 | 516 | polygon | FALSE | TRUE | America/Chicago | 3 | 79357 | 1840020603 | [10 empty] | RallsTX
Shelburne Falls | Shelburne Falls | MA | Massachusetts | 25011 | Franklin | 42.6063 | -72.7434 | 1806 | 275 | polygon | FALSE | FALSE | America/New_York | 3 | 1370 | 1840004517 | [10 empty] | Shelburne FallsMA
Marissa | Marissa | IL | Illinois | 17163 | St. Clair | 38.2501 | -89.7746 | 1806 | 96 | polygon | FALSE | TRUE | America/Chicago | 3 | 62257 | 1840012874 | [10 empty] | MarissaIL
Piru | Piru | CA | California | 6111 | Ventura | 34.4075 | -118.7999 | 1805 | 247 | polygon | FALSE | FALSE | America/Los_Angeles | 3 | 93040 93015 | 1840019200 | [10 empty] | PiruCA
Lawton | Lawton | MI | Michigan | 26159 | Van Buren | 42.1678 | -85.846 | 1805 | 302 | polygon | FALSE | TRUE | America/Detroit | 3 | 49065 | 1840011205 | [10 empty] | LawtonMI
Alum Creek | Alum Creek | WV | West Virginia | 54043 | Lincoln | 38.2876 | -81.833 | 1805 | 68 | polygon | FALSE | FALSE | America/New_York | 3 | 25003 | 1840006188 | [10 empty] | Alum CreekWV
Plainville | Plainville | KS | Kansas | 20163 | Rooks | 39.2341 | -99.3009 | 1804 | 582 | polygon | FALSE | TRUE | America/Chicago | 3 | 67663 67669 | 1840009576 | [10 empty] | PlainvilleKS
Guttenberg | Guttenberg | IA | Iowa | 19043 | Clayton | 42.7886 | -91.1059 | 1804 | 333 | polygon | FALSE | TRUE | America/Chicago | 3 | 52052 | 1840006891 | [10 empty] | GuttenbergIA
Inola | Inola | OK | Oklahoma | 40131 | Rogers | 36.1315 | -95.5373 | 1803 | 104 | polygon | FALSE | TRUE | America/Chicago | 3 | 74036 | 1840021644 | [10 empty] | InolaOK
Jackson | Jackson | SC | South Carolina | 45003 | Aiken | 33.3284 | -81.7925 | 1803 | 199 | polygon | FALSE | TRUE | America/New_York | 3 | 29831 | 1840016794 | [10 empty] | JacksonSC
Elida | Elida | OH | Ohio | 39003 | Allen | 40.7868 | -84.1995 | 1803 | 633 | polygon | FALSE | TRUE | America/New_York | 3 | 45807 | 1840011954 | [10 empty] | ElidaOH
Mayville | Mayville | ND | North Dakota | 38097 | Traill | 47.4982 | -97.3264 | 1802 | 369 | polygon | FALSE | TRUE | America/Chicago | 3 | 58257 | 1840000136 | [10 empty] | MayvilleND
Moravian Falls | Moravian Falls | NC | North Carolina | 37193 | Wilkes | 36.1068 | -81.1808 | 1802 | 138 | polygon | FALSE | FALSE | America/New_York | 3 | 28654 28697 | 1840013339 | [10 empty] | Moravian FallsNC
Kenyon | Kenyon | MN | Minnesota | 27049 | Goodhue | 44.2726 | -92.9858 | 1801 | 301 | polygon | FALSE | TRUE | America/Chicago | 3 | 55946 | 1840007870 | [10 empty] | KenyonMN
Plymouth | Plymouth | OH | Ohio | 39077 | Huron | 40.9966 | -82.6672 | 1801 | 274 | polygon | FALSE | TRUE | America/New_York | 3 | 44865 | 1840011707 | [10 empty] | PlymouthOH
Kapaau | Kapaau | HI | Hawaii | 15001 | Hawaii | 20.2267 | -155.805 | 1801 | 241 | polygon | FALSE | FALSE | Pacific/Honolulu | 3 | 96755 | 1840029500 | [10 empty] | KapaauHI
Millwood | Millwood | WA | Washington | 53063 | Spokane | 47.6856 | -117.2806 | 1800 | 998 | polygon | FALSE | TRUE | America/Los_Angeles | 3 | 99206 99212 | 1840022289 | [10 empty] | MillwoodWA
Durand | Durand | WI | Wisconsin | 55091 | Pepin | 44.6271 | -91.9607 | 1800 | 397 | polygon | FALSE | TRUE | America/Chicago | 3 | 54736 | 1840002351 | [10 empty] | DurandWI
Crandon | Crandon | WI | Wisconsin | 55041 | Forest | 45.5686 | -88.8973 | 1800 | 133 | polygon | FALSE | TRUE | America/Chicago | 3 | 54520 | 1840002005 | [10 empty] | CrandonWI
West Liberty | West Liberty | OH | Ohio | 39091 | Logan | 40.2569 | -83.7584 | 1799 | 569 | polygon | FALSE | TRUE | America/New_York | 3 | 43357 | 1840012158 | [10 empty] | West LibertyOH
Browns Lake | Browns Lake | WI | Wisconsin | 55101 | Racine | 42.6908 | -88.2308 | 1799 | 273 | polygon | FALSE | FALSE | America/Chicago | 3 | 53105 | 1840004482 | [10 empty] | Browns LakeWI
Lewiston | Lewiston | UT | Utah | 49005 | Cache | 41.9615 | -111.8797 | 1798 | 27 | polygon | FALSE | TRUE | America/Denver | 3 | 84320 | 1840020107 | [10 empty] | LewistonUT
Orion | Orion | IL | Illinois | 17073 | Henry | 41.3515 | -90.3767 | 1798 | 756 | polygon | FALSE | TRUE | America/Chicago | 3 | 61273 | 1840011587 | [10 empty] | OrionIL
Grandview | Grandview | TX | Texas | 48251 | Johnson | 32.2685 | -97.1775 | 1798 | 383 | polygon | FALSE | TRUE | America/Chicago | 3 | 76050 | 1840020752 | [10 empty] | GrandviewTX
Butler | Butler | WI | Wisconsin | 55133 | Waukesha | 43.1085 | -88.0713 | 1798 | 888 | polygon | FALSE | TRUE | America/Chicago | 3 | 53007 | 1840003013 | [10 empty] | ButlerWI
Lakeside | Lakeside | OR | Oregon | 41011 | Coos | 43.5795 | -124.1732 | 1798 | 347 | polygon | FALSE | TRUE | America/Los_Angeles | 3 | 97449 | 1840020059 | [10 empty] | LakesideOR
Westhampton Beach | Westhampton Beach | NY | New York | 36103 | Suffolk | 40.808 | -72.6457 | 1797 | 236 | polygon | FALSE | TRUE | America/New_York | 3 | 11978 | 1840005139 | [10 empty] | Westhampton BeachNY
Elgin | Elgin | OR | Oregon | 41061 | Union | 45.5643 | -117.9212 | 1797 | 702 | polygon | FALSE | TRUE | America/Los_Angeles | 3 | 97827 | 1840019922 | [10 empty] | ElginOR
Cologne | Cologne | MN | Minnesota | 27019 | Carver | 44.7696 | -93.7931 | 1797 | 388 | polygon | FALSE | TRUE | America/Chicago | 3 | 55322 | 1840006757 | [10 empty] | CologneMN
Weweantic | Weweantic | MA | Massachusetts | 25023 | Plymouth | 41.7398 | -70.7351 | 1797 | 546 | polygon | FALSE | FALSE | America/New_York | 3 | 2571 | 1840031245 | [10 empty] | WeweanticMA
Spinnerstown | Spinnerstown | PA | Pennsylvania | 42017 | Bucks | 40.4412 | -75.4414 | 1797 | 367 | polygon | FALSE | FALSE | America/New_York | 3 | 18951 18968 | 1840026489 | [10 empty] | SpinnerstownPA
Lithopolis | Lithopolis | OH | Ohio | 39045 | Fairfield | 39.8113 | -82.8155 | 1796 | 309 | polygon | FALSE | TRUE | America/New_York | 3 | 43110 43136 | 1840012469 | [10 empty] | LithopolisOH
Yacolt | Yacolt | WA | Washington | 53011 | Clark | 45.8653 | -122.4062 | 1796 | 1206 | polygon | FALSE | TRUE | America/Los_Angeles | 3 | 98675 | 1840022333 | [10 empty] | YacoltWA
Richland | Richland | MO | Missouri | 29169 | Pulaski | 37.861 | -92.3993 | 1795 | 305 | polygon | FALSE | TRUE | America/Chicago | 3 | 65556 | 1840009865 | [10 empty] | RichlandMO
Henderson | Henderson | LA | Louisiana | 22099 | St. Martin | 30.3186 | -91.8039 | 1795 | 260 | polygon | FALSE | TRUE | America/Chicago | 3 | 70517 | 1840015925 | [10 empty] | HendersonLA
Warroad | Warroad | MN | Minnesota | 27135 | Roseau | 48.9169 | -95.3272 | 1795 | 228 | polygon | FALSE | TRUE | America/Chicago | 3 | 56763 | 1840009952 | [10 empty] | WarroadMN
Arroyo Seco | Arroyo Seco | NM | New Mexico | 35055 | Taos | 36.5215 | -105.586 | 1794 | 101 | polygon | FALSE | FALSE | America/Denver | 3 | 87529 87514 87571 | 1840026909 | [10 empty] | Arroyo SecoNM
Appomattox | Appomattox | VA | Virginia | 51011 | Appomattox | 37.3591 | -78.8269 | 1794 | 300 | polygon | FALSE | TRUE | America/New_York | 3 | 24522 | 1840006412 | [10 empty] | AppomattoxVA
Mount Sterling | Mount Sterling | OH | Ohio | 39097 | Madison | 39.7134 | -83.2734 | 1793 | 411 | polygon | FALSE | TRUE | America/New_York | 3 | 43143 | 1840012417 | [10 empty] | Mount SterlingOH
Village of the Branch | Village of the Branch | NY | New York | 36103 | Suffolk | 40.8524 | -73.1844 | 1793 | 730 | polygon | FALSE | TRUE | America/New_York | 3 | 11787 | 1840034011 | [10 empty] | Village of the BranchNY
Coalgate | Coalgate | OK | Oklahoma | 40029 | Coal | 34.5323 | -96.2208 | 1792 | 379 | polygon | FALSE | TRUE | America/Chicago | 3 | 74538 | 1840019248 | [10 empty] | CoalgateOK
Golden's Bridge | Golden's Bridge | NY | New York | 36119 | Westchester | 41.2877 | -73.6681 | 1792 | 284 | polygon | FALSE | TRUE | America/New_York | 3 | 10536 10526 | 1840033892 | [10 empty] | Golden's BridgeNY
Cridersville | Cridersville | OH | Ohio | 39011 | Auglaize | 40.6509 | -84.1427 | 1792 | 668 | polygon | FALSE | TRUE | America/New_York | 3 | 45895 45806 | 1840012069 | [10 empty] | CridersvilleOH
Jamestown | Jamestown | KY | Kentucky | 21207 | Russell | 36.9896 | -85.0662 | 1791 | 196 | polygon | FALSE | TRUE | America/Chicago | 3 | 42629 | 1840014392 | [10 empty] | JamestownKY
Buena Vista | Buena Vista | PR | Puerto Rico | 72015 | Arroyo | 17.9962 | -66.052 | 1791 | 2643 | polygon | FALSE | FALSE | America/Puerto_Rico | 2 | 714 | 1630035626 | [10 empty] | Buena VistaPR
Decatur | Decatur | AR | Arkansas | 5007 | Benton | 36.3402 | -94.4578 | 1790 | 154 | polygon | FALSE | TRUE | America/Chicago | 3 | 72722 | 1840014442 | [10 empty] | DecaturAR
South Floral Park | South Floral Park | NY | New York | 36059 | Nassau | 40.7136 | -73.7005 | 1790 | 7105 | polygon | FALSE | TRUE | America/New_York | 2 | 11001 | 1840005327 | [10 empty] | South Floral ParkNY
King | King | WI | Wisconsin | 55135 | Waupaca | 44.34 | -89.1231 | 1790 | 321 | polygon | FALSE | FALSE | America/Chicago | 3 | 54946 54981 | 1840023955 | [10 empty] | KingWI
Port Sulphur | Port Sulphur | LA | Louisiana | 22075 | Plaquemines | 29.5043 | -89.7203 | 1789 | 126 | polygon | FALSE | FALSE | America/Chicago | 3 | 70083 | 1840014029 | [10 empty] | Port SulphurLA
Beech Mountain Lakes | Beech Mountain Lakes | PA | Pennsylvania | 42079 | Luzerne | 41.0414 | -75.9324 | 1789 | 322 | polygon | FALSE | FALSE | America/New_York | 3 | 18222 | 1840035447 | [10 empty] | Beech Mountain LakesPA
Cameron | Cameron | WI | Wisconsin | 55005 | Barron | 45.4057 | -91.7423 | 1788 | 263 | polygon | FALSE | TRUE | America/Chicago | 3 | 54822 | 1840002070 | [10 empty] | CameronWI
Red Corral | Red Corral | CA | California | 6005 | Amador | 38.4116 | -120.6056 | 1787 | 118 | polygon | FALSE | TRUE | America/Los_Angeles | 3 | 95666 95665 | 1840076141 | [10 empty] | Red CorralCA
Coushatta | Coushatta | LA | Louisiana | 22081 | Red River | 32.0256 | -93.3406 | 1787 | 206 | polygon | FALSE | TRUE | America/Chicago | 3 | 71019 | 1840017029 | [10 empty] | CoushattaLA
Red Lake | Red Lake | MN | Minnesota | 27007 | Beltrami | 47.8707 | -95.0052 | 1787 | 142 | polygon | FALSE | FALSE | America/Chicago | 3 | 56671 | 1840003994 | [10 empty] | Red LakeMN
Bonneau Beach | Bonneau Beach | SC | South Carolina | 45015 | Berkeley | 33.3229 | -79.9899 | 1786 | 293 | polygon | FALSE | FALSE | America/New_York | 3 | 29431 | 1840025042 | [10 empty] | Bonneau BeachSC
Idaho Springs | Idaho Springs | CO | Colorado | 8019 | Clear Creek | 39.7445 | -105.5003 | 1786 | 306 | polygon | FALSE | TRUE | America/Denver | 3 | 80439 80452 | 1840018790 | [10 empty] | Idaho SpringsCO
Bartonville | Bartonville | TX | Texas | 48121 | Denton | 33.0795 | -97.1506 | 1785 | 106 | polygon | FALSE | TRUE | America/Chicago | 3 | 76226 | 1840020648 | [10 empty] | BartonvilleTX
Sea Breeze | Sea Breeze | NC | North Carolina | 37129 | New Hanover | 34.0698 | -77.8965 | 1785 | 369 | polygon | FALSE | FALSE | America/New_York | 3 | 28409 28412 | 1840013629 | [10 empty] | Sea BreezeNC
Castlewood | Castlewood | VA | Virginia | 51167 | Russell | 36.8782 | -82.2879 | 1785 | 95 | polygon | FALSE | FALSE | America/New_York | 3 | 24224 | 1840006489 | [10 empty] | CastlewoodVA
Edgard | Edgard | LA | Louisiana | 22095 | St. John the Baptist | 30.0362 | -90.546 | 1785 | 60 | polygon | FALSE | FALSE | America/Chicago | 3 | 70049 | 1840013107 | [10 empty] | EdgardLA
Spring Park | Spring Park | MN | Minnesota | 27053 | Hennepin | 44.9364 | -93.6319 | 1784 | 1951 | polygon | FALSE | TRUE | America/Chicago | 3 | 55384 | 1840008926 | [10 empty] | Spring ParkMN
Edgerton | Edgerton | KS | Kansas | 20091 | Johnson | 38.7717 | -94.9705 | 1784 | 93 | polygon | FALSE | TRUE | America/Chicago | 3 | 66021 66030 | 1840001634 | [10 empty] | EdgertonKS
Basile | Basile | LA | Louisiana | 22039 | Evangeline | 30.4855 | -92.601 | 1783 | 593 | polygon | FALSE | TRUE | America/Chicago | 3 | 70515 | 1840015895 | [10 empty] | BasileLA
Weston | Weston | NJ | New Jersey | 34035 | Somerset | 40.5224 | -74.5765 | 1783 | 494 | polygon | FALSE | FALSE | America/New_York | 3 | 8873 | 1840033440 | [10 empty] | WestonNJ
Las Palmas II | Las Palmas II | TX | Texas | 48061 | Cameron | 26.2032 | -97.7395 | 1783 | 2274 | polygon | FALSE | TRUE | America/Chicago | 2 | 78552 | 1840040969 | [10 empty] | Las Palmas IITX
Avon-by-the-Sea | Avon-by-the-Sea | NJ | New Jersey | 34025 | Monmouth | 40.1913 | -74.0166 | 1783 | 1617 | polygon | FALSE | TRUE | America/New_York | 3 | 7717 | 1840003676 | [10 empty] | Avon-by-the-SeaNJ
Evadale | Evadale | TX | Texas | 48241 | Jasper | 30.3369 | -94.06 | 1783 | 40 | polygon | FALSE | FALSE | America/Chicago | 3 | 77615 77612 | 1840018198 | [10 empty] | EvadaleTX
Braddock Hills | Braddock Hills | PA | Pennsylvania | 42003 | Allegheny | 40.418 | -79.8629 | 1783 | 726 | polygon | FALSE | TRUE | America/New_York | 3 | 15221 | 1840001210 | [10 empty] | Braddock HillsPA
Bloomington | Bloomington | TX | Texas | 48469 | Victoria | 28.6504 | -96.9022 | 1783 | 259 | polygon | FALSE | FALSE | America/Chicago | 3 | 77951 77905 | 1840018278 | [10 empty] | BloomingtonTX
Tawas City | Tawas City | MI | Michigan | 26069 | Iosco | 44.2679 | -83.5244 | 1783 | 405 | polygon | FALSE | TRUE | America/Detroit | 3 | 48763 48764 | 1840002516 | [10 empty] | Tawas CityMI
Ortonville | Ortonville | MN | Minnesota | 27011 | Big Stone | 45.3017 | -96.4415 | 1782 | 164 | polygon | FALSE | TRUE | America/Chicago | 3 | 56278 | 1840008896 | [10 empty] | OrtonvilleMN
Sturgis | Sturgis | KY | Kentucky | 21225 | Union | 37.5465 | -87.9878 | 1781 | 438 | polygon | FALSE | TRUE | America/Chicago | 3 | 42459 | 1840015227 | [10 empty] | SturgisKY
Clarendon | Clarendon | TX | Texas | 48129 | Donley | 34.9366 | -100.8918 | 1781 | 236 | polygon | FALSE | TRUE | America/Chicago | 3 | 79226 | 1840019177 | [10 empty] | ClarendonTX
Wellsville | Wellsville | KS | Kansas | 20059 | Franklin | 38.7166 | -95.0806 | 1781 | 488 | polygon | FALSE | TRUE | America/Chicago | 3 | 66092 | 1840010767 | [10 empty] | WellsvilleKS
Miami | Miami | AZ | Arizona | 4007 | Gila | 33.3951 | -110.8721 | 1780 | 783 | polygon | FALSE | TRUE | America/Phoenix | 3 | 85539 | 1840022856 | [10 empty] | MiamiAZ
Gilbert | Gilbert | MN | Minnesota | 27137 | St. Louis | 47.4913 | -92.4612 | 1780 | 58 | polygon | FALSE | TRUE | America/Chicago | 3 | 55734 55741 | 1840007689 | [10 empty] | GilbertMN
Galena | Galena | IN | Indiana | 18043 | Floyd | 38.3513 | -85.9372 | 1780 | 257 | polygon | FALSE | FALSE | America/Kentucky/Louisville | 3 | 47124 47119 | 1840006265 | [10 empty] | GalenaIN
Sneads | Sneads | FL | Florida | 12063 | Jackson | 30.7085 | -84.9249 | 1779 | 156 | polygon | FALSE | TRUE | America/Chicago | 3 | 32460 | 1840018207 | [10 empty] | SneadsFL
French Lick | French Lick | IN | Indiana | 18117 | Orange | 38.5462 | -86.6202 | 1777 | 376 | polygon | FALSE | TRUE | America/Indiana/Indianapolis | 3 | 47432 | 1840010778 | [10 empty] | French LickIN
Bovina | Bovina | TX | Texas | 48369 | Parmer | 34.5157 | -102.8846 | 1777 | 582 | polygon | FALSE | TRUE | America/Chicago | 3 | 79009 | 1840019251 | [10 empty] | BovinaTX
Kearney Park | Kearney Park | MS | Mississippi | 28089 | Madison | 32.5897 | -90.3158 | 1776 | 255 | polygon | FALSE | FALSE | America/Chicago | 3 | 39071 | 1840025892 | [10 empty] | Kearney ParkMS
Dallas Center | Dallas Center | IA | Iowa | 19049 | Dallas | 41.6854 | -93.9816 | 1776 | 130 | polygon | FALSE | TRUE | America/Chicago | 3 | 50063 | 1840007052 | [10 empty] | Dallas CenterIA
Orchard Grass Hills | Orchard Grass Hills | KY | Kentucky | 21185 | Oldham | 38.3234 | -85.5236 | 1775 | 1764 | polygon | FALSE | TRUE | America/New_York | 3 | 40014 | 1840030806 | [10 empty] | Orchard Grass HillsKY
Folsom | Folsom | NJ | New Jersey | 34001 | Atlantic | 39.5928 | -74.8424 | 1775 | 82 | polygon | FALSE | TRUE | America/New_York | 3 | 08094 08037 | 1840003799 | [10 empty] | FolsomNJ
Port Carbon | Port Carbon | PA | Pennsylvania | 42107 | Schuylkill | 40.6969 | -76.1666 | 1775 | 908 | polygon | FALSE | TRUE | America/New_York | 3 | 17965 17901 | 1840002773 | [10 empty] | Port CarbonPA
Milan | Milan | MO | Missouri | 29211 | Sullivan | 40.2031 | -93.124 | 1775 | 386 | polygon | FALSE | TRUE | America/Chicago | 3 | 63556 | 1840008361 | [10 empty] | MilanMO
Marion | Marion | KS | Kansas | 20115 | Marion | 38.355 | -97.0087 | 1775 | 255 | polygon | FALSE | TRUE | America/Chicago | 3 | 66861 | 1840003843 | [10 empty] | MarionKS
Allentown | Allentown | NJ | New Jersey | 34025 | Monmouth | 40.1777 | -74.5873 | 1775 | 1149 | polygon | FALSE | TRUE | America/New_York | 3 | 8501 | 1840003683 | [10 empty] | AllentownNJ
Wabasso Beach | Wabasso Beach | FL | Florida | 12061 | Indian River | 27.7569 | -80.3991 | 1775 | 565 | polygon | FALSE | FALSE | America/New_York | 3 | 32963 | 1840014161 | [10 empty] | Wabasso BeachFL
Sardis City | Sardis City | AL | Alabama | 1055 | Etowah | 34.1749 | -86.1125 | 1775 | 87 | polygon | FALSE | TRUE | America/Chicago | 3 | 35956 | 1840017967 | [10 empty] | Sardis CityAL
Morgantown | Morgantown | MS | Mississippi | 28001 | Adams | 31.5751 | -91.3521 | 1774 | 835 | polygon | FALSE | FALSE | America/Chicago | 3 | 39120 | 1840139473 | [10 empty] | MorgantownMS
Lake City | Lake City | TN | Tennessee | 47001 | Anderson | 36.2242 | -84.1547 | 1774 | 445 | polygon | FALSE | TRUE | America/New_York | 3 | 37769 | 1840145968 | [10 empty] | Lake CityTN
Big Lake | Big Lake | WA | Washington | 53057 | Skagit | 48.3933 | -122.2422 | 1774 | 181 | polygon | FALSE | FALSE | America/Los_Angeles | 3 | 98274 | 1840017313 | [10 empty] | Big LakeWA
Bagdad | Bagdad | AZ | Arizona | 4025 | Yavapai | 34.5771 | -113.1771 | 1774 | 85 | polygon | FALSE | FALSE | America/Phoenix | 3 | 86321 | 1840017845 | [10 empty] | BagdadAZ
Zolfo Springs | Zolfo Springs | FL | Florida | 12049 | Hardee | 27.4926 | -81.7869 | 1773 | 393 | polygon | FALSE | TRUE | America/New_York | 3 | 33890 | 1840017249 | [10 empty] | Zolfo SpringsFL
Glencoe | Glencoe | FL | Florida | 12127 | Volusia | 29.0005 | -80.9604 | 1773 | 195 | polygon | FALSE | FALSE | America/New_York | 3 | 32168 | 1840014041 | [10 empty] | GlencoeFL
Ravensdale | Ravensdale | WA | Washington | 53033 | King | 47.3563 | -121.9692 | 1773 | 153 | polygon | FALSE | FALSE | America/Los_Angeles | 3 | 98051 98038 | 1840018412 | [10 empty] | RavensdaleWA
Sabana Hoyos | Sabana Hoyos | PR | Puerto Rico | 72013 | Arecibo | 18.4281 | -66.6117 | 1772 | 769 | polygon | FALSE | FALSE | America/Puerto_Rico | 3 | 688 | 1630035568 | [10 empty] | Sabana HoyosPR
Loretto | Loretto | TN | Tennessee | 47099 | Lawrence | 35.0794 | -87.4402 | 1771 | 183 | polygon | FALSE | TRUE | America/Chicago | 3 | 38469 | 1840015440 | [10 empty] | LorettoTN
Lagunitas-Forest Knolls | Lagunitas-Forest Knolls | CA | California | 6041 | Marin | 38.018 | -122.6914 | 1771 | 161 | polygon | FALSE | TRUE | America/Los_Angeles | 3 | 94963 94938 94933 | 1840074238 | [10 empty] | Lagunitas-Forest KnollsCA
Stinnett | Stinnett | TX | Texas | 48233 | Hutchinson | 35.8231 | -101.4436 | 1770 | 344 | polygon | FALSE | TRUE | America/Chicago | 3 | 79083 | 1840021703 | [10 empty] | StinnettTX
Forsyth | Forsyth | MT | Montana | 30087 | Rosebud | 46.2669 | -106.6748 | 1770 | 593 | polygon | FALSE | TRUE | America/Denver | 3 | 59327 | 1840019879 | [10 empty] | ForsythMT
Southport | Southport | IN | Indiana | 18097 | Marion | 39.66 | -86.1171 | 1770 | 1088 | polygon | FALSE | TRUE | America/Indiana/Indianapolis | 3 | 46227 | 1840009529 | [10 empty] | SouthportIN
Humboldt | Humboldt | KS | Kansas | 20001 | Allen | 37.8119 | -95.437 | 1769 | 477 | polygon | FALSE | TRUE | America/Chicago | 3 | 66748 | 1840001680 | [10 empty] | HumboldtKS
Kiawah Island | Kiawah Island | SC | South Carolina | 45019 | Charleston | 32.6159 | -80.0607 | 1769 | 62 | polygon | FALSE | TRUE | America/New_York | 3 | 29455 | 1840017282 | [10 empty] | Kiawah IslandSC
Fort Denaud | Fort Denaud | FL | Florida | 12051 | Hendry | 26.7404 | -81.5241 | 1769 | 34 | polygon | FALSE | TRUE | America/New_York | 3 | 33935 | 1840038865 | [10 empty] | Fort DenaudFL
Duson | Duson | LA | Louisiana | 22055 | Lafayette | 30.2364 | -92.193 | 1768 | 227 | polygon | FALSE | TRUE | America/Chicago | 3 | 70529 70578 | 1840017201 | [10 empty] | DusonLA
South Taft | South Taft | CA | California | 6029 | Kern | 35.1293 | -119.4575 | 1768 | 634 | polygon | FALSE | FALSE | America/Los_Angeles | 3 | 93268 | 1840019130 | [10 empty] | South TaftCA
Cannon Beach | Cannon Beach | OR | Oregon | 41007 | Clatsop | 45.8884 | -123.9602 | 1768 | 434 | polygon | FALSE | TRUE | America/Los_Angeles | 3 | 97110 97145 | 1840018505 | [10 empty] | Cannon BeachOR
Marlette | Marlette | MI | Michigan | 26151 | Sanilac | 43.3268 | -83.0807 | 1767 | 422 | polygon | FALSE | TRUE | America/Detroit | 3 | 48453 | 1840002701 | [10 empty] | MarletteMI
Mountain Lodge Park | Mountain Lodge Park | NY | New York | 36071 | Orange | 41.3862 | -74.1389 | 1765 | 575 | polygon | FALSE | FALSE | America/New_York | 3 | 10950 | 1840026299 | [10 empty] | Mountain Lodge ParkNY
Sea Girt | Sea Girt | NJ | New Jersey | 34025 | Monmouth | 40.1308 | -74.0358 | 1765 | 642 | polygon | FALSE | TRUE | America/New_York | 3 | 8750 | 1840001362 | [10 empty] | Sea GirtNJ
Camden | Camden | AL | Alabama | 1131 | Wilcox | 32.0007 | -87.2967 | 1765 | 162 | polygon | FALSE | TRUE | America/Chicago | 3 | 36726 | 1840001060 | [10 empty] | CamdenAL
Mechanicsville | Mechanicsville | MD | Maryland | 24037 | St. Mary's | 38.4355 | -76.7424 | 1765 | 131 | polygon | FALSE | FALSE | America/New_York | 3 | 20659 | 1840026743 | [10 empty] | MechanicsvilleMD
WaKeeney | WaKeeney | KS | Kansas | 20195 | Trego | 39.0234 | -99.8814 | 1764 | 382 | polygon | FALSE | TRUE | America/Chicago | 3 | 67672 | 1840010705 | [10 empty] | WaKeeneyKS
Lattingtown | Lattingtown | NY | New York | 36059 | Nassau | 40.8922 | -73.5966 | 1764 | 181 | polygon | FALSE | TRUE | America/New_York | 3 | 11560 | 1840005301 | [10 empty] | LattingtownNY
McCleary | McCleary | WA | Washington | 53027 | Grays Harbor | 47.0584 | -123.2722 | 1764 | 332 | polygon | FALSE | TRUE | America/Los_Angeles | 3 | 98557 | 1840019846 | [10 empty] | McClearyWA
Shamrock | Shamrock | TX | Texas | 48483 | Wheeler | 35.2153 | -100.2461 | 1764 | 332 | polygon | FALSE | TRUE | America/Chicago | 3 | 79079 | 1840021758 | [10 empty] | ShamrockTX
Shannon | Shannon | MS | Mississippi | 28081 | Lee | 34.1144 | -88.6931 | 1763 | 168 | polygon | FALSE | TRUE | America/Chicago | 3 | 38868 | 1840017943 | [10 empty] | ShannonMS
Port Edwards | Port Edwards | WI | Wisconsin | 55141 | Wood | 44.3484 | -89.854 | 1763 | 130 | polygon | FALSE | TRUE | America/Chicago | 3 | 54469 54495 54494 | 1840002340 | [10 empty] | Port EdwardsWI
Woodville | Woodville | CA | California | 6107 | Tulare | 36.0898 | -119.205 | 1763 | 156 | polygon | FALSE | FALSE | America/Los_Angeles | 3 | 93274 93257 | 1840019041 | [10 empty] | WoodvilleCA
Boronda | Boronda | CA | California | 6053 | Monterey | 36.6947 | -121.6745 | 1763 | 1186 | polygon | FALSE | FALSE | America/Los_Angeles | 3 | 93907 | 1840028335 | [10 empty] | BorondaCA
Stony Point | Stony Point | MI | Michigan | 26115 | Monroe | 41.9448 | -83.273 | 1762 | 614 | polygon | FALSE | FALSE | America/Detroit | 3 | 48166 | 1840006578 | [10 empty] | Stony PointMI
Olivet | Olivet | MI | Michigan | 26045 | Eaton | 42.444 | -84.9246 | 1762 | 666 | polygon | FALSE | TRUE | America/Detroit | 3 | 49076 | 1840003105 | [10 empty] | OlivetMI
Silver Bay | Silver Bay | MN | Minnesota | 27075 | Lake | 47.294 | -91.278 | 1762 | 89 | polygon | FALSE | TRUE | America/Chicago | 3 | 55614 | 1840008824 | [10 empty] | Silver BayMN
Slater | Slater | MO | Missouri | 29195 | Saline | 39.2227 | -93.065 | 1762 | 470 | polygon | FALSE | TRUE | America/Chicago | 3 | 65349 | 1840009613 | [10 empty] | SlaterMO
Anna Maria | Anna Maria | FL | Florida | 12081 | Manatee | 27.5297 | -82.7339 | 1762 | 920 | polygon | FALSE | TRUE | America/New_York | 3 | 34216 | 1840014171 | [10 empty] | Anna MariaFL
Pine Grove | Pine Grove | CA | California | 6005 | Amador | 38.4074 | -120.6606 | 1762 | 97 | polygon | FALSE | FALSE | America/Los_Angeles | 3 | 95665 | 1840024637 | [10 empty] | Pine GroveCA
North Newton | North Newton | KS | Kansas | 20079 | Harvey | 38.0767 | -97.3475 | 1762 | 744 | polygon | FALSE | TRUE | America/Chicago | 3 | 67114 67117 | 1840008675 | [10 empty] | North NewtonKS
Santa Clara | Santa Clara | NM | New Mexico | 35017 | Grant | 32.7773 | -108.154 | 1761 | 497 | polygon | FALSE | TRUE | America/Denver | 3 | 88022 88026 88036 | 1840023010 | [10 empty] | Santa ClaraNM
Weyauwega | Weyauwega | WI | Wisconsin | 55135 | Waupaca | 44.324 | -88.9332 | 1761 | 442 | polygon | FALSE | TRUE | America/Chicago | 3 | 54983 | 1840002354 | [10 empty] | WeyauwegaWI
Katonah | Katonah | NY | New York | 36119 | Westchester | 41.2559 | -73.6856 | 1761 | 937 | polygon | FALSE | FALSE | America/New_York | 3 | 10536 | 1840024179 | [10 empty] | KatonahNY
Surgoinsville | Surgoinsville | TN | Tennessee | 47073 | Hawkins | 36.4745 | -82.8594 | 1760 | 118 | polygon | FALSE | TRUE | America/New_York | 3 | 37857 37873 | 1840016026 | [10 empty] | SurgoinsvilleTN
Danbury | Danbury | TX | Texas | 48039 | Brazoria | 29.2274 | -95.3461 | 1760 | 701 | polygon | FALSE | TRUE | America/Chicago | 3 | 77534 | 1840019675 | [10 empty] | DanburyTX
Belleville | Belleville | PA | Pennsylvania | 42087 | Mifflin | 40.606 | -77.721 | 1760 | 340 | polygon | FALSE | FALSE | America/New_York | 3 | 17004 | 1840005368 | [10 empty] | BellevillePA
Lincoln Park | Lincoln Park | PA | Pennsylvania | 42011 | Berks | 40.3147 | -75.9886 | 1760 | 2161 | polygon | FALSE | FALSE | America/New_York | 2 | 19609 | 1840035063 | [10 empty] | Lincoln ParkPA
Butler | Butler | GA | Georgia | 13269 | Taylor | 32.557 | -84.2377 | 1759 | 209 | polygon | FALSE | TRUE | America/New_York | 3 | 31006 | 1840013809 | [10 empty] | ButlerGA
Luther | Luther | OK | Oklahoma | 40109 | Oklahoma | 35.668 | -97.1905 | 1759 | 44 | polygon | FALSE | TRUE | America/Chicago | 3 | 73054 | 1840021748 | [10 empty] | LutherOK
Elkhart | Elkhart | KS | Kansas | 20129 | Morton | 37.0038 | -101.8944 | 1758 | 330 | polygon | FALSE | TRUE | America/Chicago | 3 | 67950 | 1840008759 | [10 empty] | ElkhartKS
Pomeroy | Pomeroy | OH | Ohio | 39105 | Meigs | 39.0292 | -82.034 | 1757 | 208 | polygon | FALSE | TRUE | America/New_York | 3 | 45769 | 1840012746 | [10 empty] | PomeroyOH
East Pittsburgh | East Pittsburgh | PA | Pennsylvania | 42003 | Allegheny | 40.3969 | -79.8382 | 1757 | 1749 | polygon | FALSE | TRUE | America/New_York | 3 | 15112 | 1840001226 | [10 empty] | East PittsburghPA
Palmyra | Palmyra | WI | Wisconsin | 55055 | Jefferson | 42.8811 | -88.6 | 1757 | 315 | polygon | FALSE | TRUE | America/Chicago | 3 | 53156 | 1840003005 | [10 empty] | PalmyraWI
Salem | Salem | NC | North Carolina | 37023 | Burke | 35.6997 | -81.7004 | 1757 | 158 | polygon | FALSE | FALSE | America/New_York | 3 | 28655 | 1840013392 | [10 empty] | SalemNC
South Dos Palos | South Dos Palos | CA | California | 6047 | Merced | 36.9707 | -120.6467 | 1756 | 441 | polygon | FALSE | FALSE | America/Los_Angeles | 3 | 93620 93665 | 1840018931 | [10 empty] | South Dos PalosCA
Dover Beaches North | Dover Beaches North | NJ | New Jersey | 34029 | Ocean | 39.9921 | -74.0715 | 1756 | 737 | polygon | FALSE | FALSE | America/New_York | 3 | 08735 08739 | 1840005528 | [10 empty] | Dover Beaches NorthNJ
Morovis | Morovis | PR | Puerto Rico | 72101 | Morovis | 18.3269 | -66.4058 | 1755 | 1207 | polygon | FALSE | FALSE | America/Puerto_Rico | 3 | 687 | 1630035526 | [10 empty] | MorovisPR
Lorena | Lorena | TX | Texas | 48309 | McLennan | 31.3818 | -97.2127 | 1755 | 199 | polygon | FALSE | TRUE | America/Chicago | 3 | 76655 | 1840020811 | [10 empty] | LorenaTX
Lake Camelot | Lake Camelot | IL | Illinois | 17143 | Peoria | 40.6341 | -89.7509 | 1755 | 389 | polygon | FALSE | FALSE | America/Chicago | 3 | 61547 | 1840029900 | [10 empty] | Lake CamelotIL
RÃ­o Blanco | Rio Blanco | PR | Puerto Rico | 72103 | Naguabo | 18.2123 | -65.793 | 1755 | 882 | polygon | FALSE | FALSE | America/Puerto_Rico | 3 | 718 | 1630023707 | [10 empty] | RÃ­o BlancoPR
Questa | Questa | NM | New Mexico | 35055 | Taos | 36.7114 | -105.5935 | 1755 | 132 | polygon | FALSE | TRUE | America/Denver | 3 | 87556 | 1840022639 | [10 empty] | QuestaNM
Bourbon | Bourbon | IN | Indiana | 18099 | Marshall | 41.2993 | -86.1167 | 1754 | 588 | polygon | FALSE | TRUE | America/Indiana/Indianapolis | 3 | 46504 | 1840009299 | [10 empty] | BourbonIN
Cooperstown | Cooperstown | NY | New York | 36077 | Otsego | 42.6996 | -74.93 | 1754 | 414 | polygon | FALSE | TRUE | America/New_York | 3 | 13326 | 1840004460 | [10 empty] | CooperstownNY
Jeffersonville | Jeffersonville | KY | Kentucky | 21173 | Montgomery | 37.9659 | -83.832 | 1753 | 246 | polygon | FALSE | TRUE | America/New_York | 3 | 40337 | 1840014320 | [10 empty] | JeffersonvilleKY
Wright | Wright | WY | Wyoming | 56005 | Campbell | 43.7484 | -105.4963 | 1753 | 237 | polygon | FALSE | TRUE | America/Denver | 3 | 82732 | 1840022344 | [10 empty] | WrightWY
Langdon | Langdon | ND | North Dakota | 38019 | Cavalier | 48.7624 | -98.3747 | 1752 | 437 | polygon | FALSE | TRUE | America/Chicago | 3 | 58249 | 1840000027 | [10 empty] | LangdonND
Bellwood | Bellwood | PA | Pennsylvania | 42013 | Blair | 40.6009 | -78.3343 | 1751 | 1599 | polygon | FALSE | TRUE | America/New_York | 3 | 16617 | 1840001081 | [10 empty] | BellwoodPA
Pine Mountain Club | Pine Mountain Club | CA | California | 6029 | Kern | 34.8446 | -119.1669 | 1751 | 40 | polygon | FALSE | FALSE | America/Los_Angeles | 3 | 93222 | 1840028071 | [10 empty] | Pine Mountain ClubCA
Tri-Lakes | Tri-Lakes | IN | Indiana | 18183 | Whitley | 41.2507 | -85.4433 | 1750 | 197 | polygon | FALSE | FALSE | America/Indiana/Indianapolis | 3 | 46725 | 1840005007 | [10 empty] | Tri-LakesIN
Central Square | Central Square | NY | New York | 36075 | Oswego | 43.286 | -76.1419 | 1750 | 354 | polygon | FALSE | TRUE | America/New_York | 3 | 13036 | 1840004197 | [10 empty] | Central SquareNY
Farley | Farley | IA | Iowa | 19061 | Dubuque | 42.4437 | -91.0092 | 1750 | 417 | polygon | FALSE | TRUE | America/Chicago | 3 | 52046 | 1840008046 | [10 empty] | FarleyIA
Rafter J Ranch | Rafter J Ranch | WY | Wyoming | 56039 | Teton | 43.4317 | -110.7922 | 1750 | 1033 | polygon | FALSE | FALSE | America/Denver | 3 | 83001 | 1840038440 | [10 empty] | Rafter J RanchWY
Gallatin | Gallatin | MO | Missouri | 29061 | Daviess | 39.9106 | -93.9642 | 1749 | 245 | polygon | FALSE | TRUE | America/Chicago | 3 | 64640 | 1840008391 | [10 empty] | GallatinMO
Randolph | Randolph | WI | Wisconsin | 55021 | Columbia | 43.5396 | -89.0029 | 1747 | 543 | polygon | FALSE | TRUE | America/Chicago | 3 | 53956 53957 | 1840002744 | [10 empty] | RandolphWI
Catlettsburg | Catlettsburg | KY | Kentucky | 21019 | Boyd | 38.4189 | -82.6024 | 1747 | 506 | polygon | FALSE | TRUE | America/New_York | 3 | 41129 | 1840014288 | [10 empty] | CatlettsburgKY
Lewisburg | Lewisburg | OH | Ohio | 39135 | Preble | 39.8508 | -84.5434 | 1746 | 627 | polygon | FALSE | TRUE | America/New_York | 3 | 45338 | 1840012494 | [10 empty] | LewisburgOH
Calico Rock | Calico Rock | AR | Arkansas | 5065 | Izard | 36.1399 | -92.1337 | 1746 | 143 | polygon | FALSE | TRUE | America/Chicago | 3 | 72519 | 1840013352 | [10 empty] | Calico RockAR
Elberta | Elberta | AL | Alabama | 1003 | Baldwin | 30.3855 | -87.5888 | 1746 | 96 | polygon | FALSE | TRUE | America/Chicago | 3 | 36530 | 1840017125 | [10 empty] | ElbertaAL
Los Molinos | Los Molinos | CA | California | 6103 | Tehama | 40.027 | -122.0981 | 1746 | 309 | polygon | FALSE | FALSE | America/Los_Angeles | 3 | 96055 | 1840017505 | [10 empty] | Los MolinosCA
Monon | Monon | IN | Indiana | 18181 | White | 40.8642 | -86.8786 | 1745 | 761 | polygon | FALSE | TRUE | America/Indiana/Indianapolis | 3 | 47959 | 1840009380 | [10 empty] | MononIN
Ocean Park | Ocean Park | WA | Washington | 53049 | Pacific | 46.4961 | -124.0443 | 1745 | 222 | polygon | FALSE | FALSE | America/Los_Angeles | 3 | 98640 98637 | 1840018468 | [10 empty] | Ocean ParkWA
Davenport | Davenport | WA | Washington | 53043 | Lincoln | 47.655 | -118.1519 | 1744 | 403 | polygon | FALSE | TRUE | America/Los_Angeles | 3 | 99122 | 1840018404 | [10 empty] | DavenportWA
Upper Brookville | Upper Brookville | NY | New York | 36059 | Nassau | 40.8475 | -73.5628 | 1744 | 156 | polygon | FALSE | TRUE | America/New_York | 3 | 11545 11771 | 1840005330 | [10 empty] | Upper BrookvilleNY
Elizabeth Lake | Elizabeth Lake | CA | California | 6037 | Los Angeles | 34.659 | -118.3783 | 1744 | 107 | polygon | FALSE | TRUE | America/Los_Angeles | 3 | 93532 | 1840075741 | [10 empty] | Elizabeth LakeCA
Osakis | Osakis | MN | Minnesota | 27041 | Douglas | 45.8649 | -95.1524 | 1744 | 348 | polygon | FALSE | TRUE | America/Chicago | 3 | 56360 | 1840008871 | [10 empty] | OsakisMN
Mio | Mio | MI | Michigan | 26135 | Oscoda | 44.6605 | -84.1418 | 1743 | 80 | polygon | FALSE | FALSE | America/Detroit | 3 | 48647 | 1840004075 | [10 empty] | MioMI
Baden | Baden | MD | Maryland | 24033 | Prince George's | 38.6719 | -76.7428 | 1743 | 24 | polygon | FALSE | FALSE | America/New_York | 3 | 20613 20772 | 1840024540 | [10 empty] | BadenMD
Middleport | Middleport | NY | New York | 36063 | Niagara | 43.2117 | -78.4757 | 1743 | 771 | polygon | FALSE | TRUE | America/New_York | 3 | 14105 | 1840004273 | [10 empty] | MiddleportNY
Unionville | Unionville | MO | Missouri | 29171 | Putnam | 40.4757 | -93.0044 | 1742 | 336 | polygon | FALSE | TRUE | America/Chicago | 3 | 63565 | 1840010410 | [10 empty] | UnionvilleMO
Detroit Beach | Detroit Beach | MI | Michigan | 26115 | Monroe | 41.9313 | -83.3292 | 1742 | 1081 | polygon | FALSE | FALSE | America/Detroit | 3 | 48162 | 1840006580 | [10 empty] | Detroit BeachMI
Hampton | Hampton | IL | Illinois | 17161 | Rock Island | 41.5555 | -90.4047 | 1742 | 460 | polygon | FALSE | TRUE | America/Chicago | 3 | 61244 61256 | 1840011437 | [10 empty] | HamptonIL
Ko Olina | Ko Olina | HI | Hawaii | 15003 | Honolulu | 21.3379 | -158.1188 | 1742 | 623 | polygon | FALSE | TRUE | Pacific/Honolulu | 3 | 96707 | 1840039182 | [10 empty] | Ko OlinaHI
Fort Washakie | Fort Washakie | WY | Wyoming | 56013 | Fremont | 43.0069 | -108.9205 | 1741 | 32 | polygon | FALSE | FALSE | America/Denver | 3 | 82514 82520 | 1840017436 | [10 empty] | Fort WashakieWY
City View | City View | SC | South Carolina | 45045 | Greenville | 34.862 | -82.4249 | 1741 | 1385 | polygon | FALSE | FALSE | America/New_York | 3 | 29611 29601 | 1840013496 | [10 empty] | City ViewSC
Fontana-on-Geneva Lake | Fontana-on-Geneva Lake | WI | Wisconsin | 55127 | Walworth | 42.5453 | -88.5702 | 1741 | 199 | polygon | FALSE | TRUE | America/Chicago | 3 | 53125 | 1840033457 | [10 empty] | Fontana-on-Geneva LakeWI
Pikeville | Pikeville | TN | Tennessee | 47007 | Bledsoe | 35.6027 | -85.1984 | 1741 | 275 | polygon | FALSE | TRUE | America/Chicago | 3 | 37367 | 1840014532 | [10 empty] | PikevilleTN
Forest City | Forest City | PA | Pennsylvania | 42115 | Susquehanna | 41.6521 | -75.4691 | 1741 | 735 | polygon | FALSE | TRUE | America/New_York | 3 | 18421 | 1840003318 | [10 empty] | Forest CityPA
Bradley | Bradley | WV | West Virginia | 54081 | Raleigh | 37.8675 | -81.2046 | 1741 | 158 | polygon | FALSE | FALSE | America/New_York | 3 | 25880 25818 | 1840006345 | [10 empty] | BradleyWV
South Whitley | South Whitley | IN | Indiana | 18183 | Whitley | 41.0838 | -85.6278 | 1741 | 772 | polygon | FALSE | TRUE | America/Indiana/Indianapolis | 3 | 46787 | 1840010291 | [10 empty] | South WhitleyIN
Fall River | Fall River | WI | Wisconsin | 55021 | Columbia | 43.3856 | -89.0456 | 1741 | 367 | polygon | FALSE | TRUE | America/Chicago | 3 | 53932 | 1840002706 | [10 empty] | Fall RiverWI
Oakley | Oakley | UT | Utah | 49043 | Summit | 40.7257 | -111.2788 | 1740 | 94 | polygon | FALSE | TRUE | America/Denver | 3 | 84055 | 1840020139 | [10 empty] | OakleyUT
Lacon | Lacon | IL | Illinois | 17123 | Marshall | 41.0228 | -89.4062 | 1739 | 419 | polygon | FALSE | TRUE | America/Chicago | 3 | 61540 | 1840008279 | [10 empty] | LaconIL
Elkland | Elkland | PA | Pennsylvania | 42117 | Tioga | 41.989 | -77.314 | 1739 | 256 | polygon | FALSE | TRUE | America/New_York | 3 | 16920 | 1840003297 | [10 empty] | ElklandPA
Le Grand | Le Grand | CA | California | 6047 | Merced | 37.2288 | -120.254 | 1739 | 588 | polygon | FALSE | FALSE | America/Los_Angeles | 3 | 95333 | 1840017627 | [10 empty] | Le GrandCA
Grove Hill | Grove Hill | AL | Alabama | 1025 | Clarke | 31.7006 | -87.7748 | 1738 | 88 | polygon | FALSE | TRUE | America/Chicago | 3 | 36451 | 1840005924 | [10 empty] | Grove HillAL
Monroe North | Monroe North | WA | Washington | 53061 | Snohomish | 47.8828 | -121.9885 | 1738 | 282 | polygon | FALSE | TRUE | America/Los_Angeles | 3 | 98290 98272 | 1840042006 | [10 empty] | Monroe NorthWA
Gruetli-Laager | Gruetli-Laager | TN | Tennessee | 47061 | Grundy | 35.3725 | -85.6375 | 1738 | 52 | polygon | FALSE | TRUE | America/Chicago | 3 | 37339 | 1840013441 | [10 empty] | Gruetli-LaagerTN
Honey Grove | Honey Grove | TX | Texas | 48147 | Fannin | 33.5866 | -95.909 | 1737 | 224 | polygon | FALSE | TRUE | America/Chicago | 3 | 75446 | 1840020596 | [10 empty] | Honey GroveTX
Buna | Buna | TX | Texas | 48241 | Jasper | 30.4458 | -93.9625 | 1737 | 111 | polygon | FALSE | FALSE | America/Chicago | 3 | 77612 | 1840018197 | [10 empty] | BunaTX
Huachuca City | Huachuca City | AZ | Arizona | 4003 | Cochise | 31.6308 | -110.3422 | 1736 | 237 | polygon | FALSE | TRUE | America/Phoenix | 3 | 85616 | 1840022106 | [10 empty] | Huachuca CityAZ
VÃ¡zquez | Vazquez | PR | Puerto Rico | 72123 | Salinas | 18.0688 | -66.2339 | 1736 | 549 | polygon | FALSE | FALSE | America/Puerto_Rico | 3 | 751 | 1630023631 | [10 empty] | VÃ¡zquezPR
Baldwinville | Baldwinville | MA | Massachusetts | 25027 | Worcester | 42.6049 | -72.0771 | 1736 | 261 | polygon | FALSE | FALSE | America/New_York | 3 | 1436 | 1840003142 | [10 empty] | BaldwinvilleMA
Toquerville | Toquerville | UT | Utah | 49053 | Washington | 37.2666 | -113.2951 | 1735 | 30 | polygon | FALSE | TRUE | America/Denver | 3 | 84774 84746 | 1840022560 | [10 empty] | ToquervilleUT
Itasca | Itasca | TX | Texas | 48217 | Hill | 32.1586 | -97.1478 | 1733 | 539 | polygon | FALSE | TRUE | America/Chicago | 3 | 76055 | 1840019508 | [10 empty] | ItascaTX
Eaton | Eaton | IN | Indiana | 18035 | Delaware | 40.3218 | -85.3591 | 1733 | 179 | polygon | FALSE | TRUE | America/Indiana/Indianapolis | 3 | 47338 47303 | 1840010459 | [10 empty] | EatonIN
Louisa | Louisa | VA | Virginia | 51109 | Louisa | 38.0212 | -77.9985 | 1733 | 366 | polygon | FALSE | TRUE | America/New_York | 3 | 23093 | 1840006312 | [10 empty] | LouisaVA
Stafford | Stafford | OR | Oregon | 41005 | Clackamas | 45.3786 | -122.6823 | 1733 | 106 | polygon | FALSE | FALSE | America/Los_Angeles | 3 | 97068 97034 | 1840023910 | [10 empty] | StaffordOR
Nissequogue | Nissequogue | NY | New York | 36103 | Suffolk | 40.9023 | -73.1923 | 1732 | 175 | polygon | FALSE | TRUE | America/New_York | 3 | 11780 | 1840005124 | [10 empty] | NissequogueNY
Plentywood | Plentywood | MT | Montana | 30091 | Sheridan | 48.7761 | -104.5574 | 1732 | 492 | polygon | FALSE | TRUE | America/Denver | 3 | 59254 | 1840019767 | [10 empty] | PlentywoodMT
Wanchese | Wanchese | NC | North Carolina | 37055 | Dare | 35.8396 | -75.6379 | 1732 | 143 | polygon | FALSE | FALSE | America/New_York | 3 | 27981 | 1840013370 | [10 empty] | WancheseNC
Rector | Rector | AR | Arkansas | 5021 | Clay | 36.2642 | -90.2935 | 1732 | 490 | polygon | FALSE | TRUE | America/Chicago | 3 | 72461 | 1840014459 | [10 empty] | RectorAR
Decatur | Decatur | MI | Michigan | 26159 | Van Buren | 42.1075 | -85.9746 | 1732 | 494 | polygon | FALSE | TRUE | America/Detroit | 3 | 49045 | 1840011206 | [10 empty] | DecaturMI
Pine Bush | Pine Bush | NY | New York | 36071 | Orange | 41.6094 | -74.2966 | 1732 | 317 | polygon | FALSE | FALSE | America/New_York | 3 | 12566 | 1840004860 | [10 empty] | Pine BushNY
Baiting Hollow | Baiting Hollow | NY | New York | 36103 | Suffolk | 40.9645 | -72.7402 | 1731 | 208 | polygon | FALSE | FALSE | America/New_York | 3 | 11933 | 1840005016 | [10 empty] | Baiting HollowNY
McEwen | McEwen | TN | Tennessee | 47085 | Humphreys | 36.1099 | -87.6355 | 1731 | 362 | polygon | FALSE | TRUE | America/Chicago | 3 | 37101 | 1840015330 | [10 empty] | McEwenTN
Ben Avon | Ben Avon | PA | Pennsylvania | 42003 | Allegheny | 40.5058 | -80.0814 | 1731 | 1763 | polygon | FALSE | TRUE | America/New_York | 3 | 15202 | 1840001204 | [10 empty] | Ben AvonPA
West Pasco | West Pasco | WA | Washington | 53021 | Franklin | 46.2497 | -119.1683 | 1731 | 395 | polygon | FALSE | FALSE | America/Los_Angeles | 3 | 99301 | 1840037891 | [10 empty] | West PascoWA
Makaha Valley | Makaha Valley | HI | Hawaii | 15003 | Honolulu | 21.4842 | -158.1854 | 1731 | 162 | polygon | FALSE | FALSE | Pacific/Honolulu | 3 | 96792 | 1840029585 | [10 empty] | Makaha ValleyHI
Whitwell | Whitwell | TN | Tennessee | 47115 | Marion | 35.1918 | -85.5212 | 1730 | 190 | polygon | FALSE | TRUE | America/Chicago | 3 | 37397 | 1840015472 | [10 empty] | WhitwellTN
El Tumbao | El Tumbao | PR | Puerto Rico | 72055 | GuÃ¡nica | 18.0015 | -66.8996 | 1730 | 624 | polygon | FALSE | FALSE | America/Puerto_Rico | 3 | 653 | 1630027032 | [10 empty] | El TumbaoPR
Pineville | Pineville | KY | Kentucky | 21013 | Bell | 36.7537 | -83.7087 | 1730 | 203 | polygon | FALSE | TRUE | America/New_York | 3 | 40977 | 1840014407 | [10 empty] | PinevilleKY
Oberlin | Oberlin | LA | Louisiana | 22003 | Allen | 30.607 | -92.7724 | 1730 | 152 | polygon | FALSE | TRUE | America/Chicago | 3 | 70655 70648 | 1840017168 | [10 empty] | OberlinLA
Hampden-Sydney | Hampden-Sydney | VA | Virginia | 51147 | Prince Edward | 37.2416 | -78.4693 | 1729 | 172 | polygon | FALSE | TRUE | America/New_York | 3 | 23943 23901 | 1840037380 | [10 empty] | Hampden-SydneyVA
Estell Manor | Estell Manor | NJ | New Jersey | 34001 | Atlantic | 39.3587 | -74.7752 | 1729 | 12 | polygon | FALSE | TRUE | America/New_York | 3 | 08317 08319 08330 08270 | 1840003796 | [10 empty] | Estell ManorNJ
Kirkland | Kirkland | IL | Illinois | 17037 | DeKalb | 42.0905 | -88.8491 | 1729 | 544 | polygon | FALSE | TRUE | America/Chicago | 3 | 60146 60145 | 1840011336 | [10 empty] | KirklandIL
Mont Alto | Mont Alto | PA | Pennsylvania | 42055 | Franklin | 39.8404 | -77.5555 | 1729 | 1186 | polygon | FALSE | TRUE | America/New_York | 3 | 17237 | 1840001413 | [10 empty] | Mont AltoPA
Cherryville | Cherryville | PA | Pennsylvania | 42095 | Northampton | 40.7549 | -75.5309 | 1729 | 254 | polygon | FALSE | FALSE | America/New_York | 3 | 18088 18035 18067 | 1840034901 | [10 empty] | CherryvillePA
Pierce | Pierce | NE | Nebraska | 31139 | Pierce | 42.199 | -97.5284 | 1728 | 736 | polygon | FALSE | TRUE | America/Chicago | 3 | 68767 | 1840009135 | [10 empty] | PierceNE
Bridgeport | Bridgeport | OH | Ohio | 39013 | Belmont | 40.0673 | -80.7473 | 1728 | 488 | polygon | FALSE | TRUE | America/New_York | 3 | 43912 43916 | 1840010516 | [10 empty] | BridgeportOH
Stella | Stella | PR | Puerto Rico | 72117 | RincÃ³n | 18.3235 | -67.2462 | 1728 | 2015 | polygon | FALSE | FALSE | America/Puerto_Rico | 2 | 677 | 1630023615 | [10 empty] | StellaPR
Stuart | Stuart | IA | Iowa | 19077 | Guthrie | 41.5003 | -94.3187 | 1728 | 242 | polygon | FALSE | TRUE | America/Chicago | 3 | 50250 | 1840009296 | [10 empty] | StuartIA
Toro Canyon | Toro Canyon | CA | California | 6083 | Santa Barbara | 34.4235 | -119.5568 | 1728 | 186 | polygon | FALSE | FALSE | America/Los_Angeles | 3 | 93013 93108 | 1840028353 | [10 empty] | Toro CanyonCA
Lillian | Lillian | AL | Alabama | 1003 | Baldwin | 30.4122 | -87.432 | 1728 | 349 | polygon | FALSE | FALSE | America/Chicago | 3 | 36549 | 1840025228 | [10 empty] | LillianAL
Lester Prairie | Lester Prairie | MN | Minnesota | 27085 | McLeod | 44.8829 | -94.0374 | 1728 | 748 | polygon | FALSE | TRUE | America/Chicago | 3 | 55354 | 1840007846 | [10 empty] | Lester PrairieMN
Lowry Crossing | Lowry Crossing | TX | Texas | 48085 | Collin | 33.171 | -96.5444 | 1727 | 257 | polygon | FALSE | TRUE | America/Chicago | 3 | 75069 75407 | 1840020655 | [10 empty] | Lowry CrossingTX
Merritt Park | Merritt Park | NY | New York | 36027 | Dutchess | 41.5385 | -73.8724 | 1727 | 1507 | polygon | FALSE | TRUE | America/New_York | 3 | 12524 | 1840040260 | [10 empty] | Merritt ParkNY
Harpersville | Harpersville | AL | Alabama | 1117 | Shelby | 33.3184 | -86.4287 | 1727 | 31 | polygon | FALSE | TRUE | America/Chicago | 3 | 35078 | 1840016847 | [10 empty] | HarpersvilleAL
Sandy Valley | Sandy Valley | NV | Nevada | 32003 | Clark | 35.8423 | -115.6304 | 1727 | 11 | polygon | FALSE | FALSE | America/Los_Angeles | 3 | 89019 | 1840019026 | [10 empty] | Sandy ValleyNV
Westover | Westover | AL | Alabama | 1117 | Shelby | 33.3685 | -86.5346 | 1726 | 34 | polygon | FALSE | TRUE | America/Chicago | 3 | 35078 35147 35185 | 1840016849 | [10 empty] | WestoverAL
Webster | Webster | SD | South Dakota | 46037 | Day | 45.3366 | -97.5218 | 1726 | 410 | polygon | FALSE | TRUE | America/Chicago | 3 | 57274 | 1840001555 | [10 empty] | WebsterSD
South Willard | South Willard | UT | Utah | 49003 | Box Elder | 41.3583 | -112.0408 | 1726 | 114 | polygon | FALSE | FALSE | America/Denver | 3 | 84340 | 1840037248 | [10 empty] | South WillardUT
Lost Hills | Lost Hills | CA | California | 6029 | Kern | 35.6254 | -119.6789 | 1726 | 120 | polygon | FALSE | FALSE | America/Los_Angeles | 3 | 93249 | 1840017814 | [10 empty] | Lost HillsCA
Fredericksburg | Fredericksburg | PA | Pennsylvania | 42075 | Lebanon | 40.4441 | -76.4377 | 1726 | 347 | polygon | FALSE | FALSE | America/New_York | 3 | 17026 | 1840005430 | [10 empty] | FredericksburgPA
Town Line | Town Line | NY | New York | 36029 | Erie | 42.8858 | -78.561 | 1726 | 144 | polygon | FALSE | FALSE | America/New_York | 3 | 14086 14004 | 1840004382 | [10 empty] | Town LineNY
Coal City | Coal City | WV | West Virginia | 54081 | Raleigh | 37.6776 | -81.218 | 1725 | 105 | polygon | FALSE | FALSE | America/New_York | 3 | 25813 25823 | 1840038232 | [10 empty] | Coal CityWV
Manitou Beach-Devils Lake | Manitou Beach-Devils Lake | MI | Michigan | 26091 | Lenawee | 41.9756 | -84.2862 | 1724 | 97 | polygon | FALSE | TRUE | America/Detroit | 3 | 49253 | 1840073765 | [10 empty] | Manitou Beach-Devils LakeMI
Amity | Amity | OR | Oregon | 41071 | Yamhill | 45.1155 | -123.2034 | 1724 | 1104 | polygon | FALSE | TRUE | America/Los_Angeles | 3 | 97101 | 1840018572 | [10 empty] | AmityOR
Crested Butte | Crested Butte | CO | Colorado | 8051 | Gunnison | 38.8675 | -106.9772 | 1723 | 795 | polygon | FALSE | TRUE | America/Denver | 3 | 81224 | 1840021464 | [10 empty] | Crested ButteCO
Dravosburg | Dravosburg | PA | Pennsylvania | 42003 | Allegheny | 40.3509 | -79.8906 | 1723 | 687 | polygon | FALSE | TRUE | America/New_York | 3 | 15034 | 1840001223 | [10 empty] | DravosburgPA
Chenoa | Chenoa | IL | Illinois | 17113 | McLean | 40.7389 | -88.7259 | 1723 | 273 | polygon | FALSE | TRUE | America/Chicago | 3 | 61726 | 1840007206 | [10 empty] | ChenoaIL
Akron | Akron | CO | Colorado | 8121 | Washington | 40.1635 | -103.2202 | 1723 | 239 | polygon | FALSE | TRUE | America/Denver | 3 | 80720 | 1840021415 | [10 empty] | AkronCO
Sparta | Sparta | NC | North Carolina | 37005 | Alleghany | 36.5034 | -81.1217 | 1723 | 283 | polygon | FALSE | TRUE | America/New_York | 3 | 28675 | 1840017700 | [10 empty] | SpartaNC
Las Maravillas | Las Maravillas | NM | New Mexico | 35061 | Valencia | 34.734 | -106.669 | 1723 | 658 | polygon | FALSE | FALSE | America/Denver | 3 | 87031 | 1840033726 | [10 empty] | Las MaravillasNM
Lamar | Lamar | AR | Arkansas | 5071 | Johnson | 35.4436 | -93.3951 | 1722 | 144 | polygon | FALSE | TRUE | America/Chicago | 3 | 72846 | 1840014535 | [10 empty] | LamarAR
Ragland | Ragland | AL | Alabama | 1115 | St. Clair | 33.7469 | -86.1384 | 1722 | 39 | polygon | FALSE | TRUE | America/Chicago | 3 | 35131 | 1840017994 | [10 empty] | RaglandAL
Wesson | Wesson | MS | Mississippi | 28029 | Copiah | 31.7 | -90.396 | 1722 | 148 | polygon | FALSE | TRUE | America/Chicago | 3 | 39191 | 1840017047 | [10 empty] | WessonMS
Deshler | Deshler | OH | Ohio | 39069 | Henry | 41.2075 | -83.9056 | 1721 | 294 | polygon | FALSE | TRUE | America/New_York | 3 | 43516 | 1840011606 | [10 empty] | DeshlerOH
Pennington Gap | Pennington Gap | VA | Virginia | 51105 | Lee | 36.7594 | -83.03 | 1721 | 398 | polygon | FALSE | TRUE | America/New_York | 3 | 24277 24218 | 1840006535 | [10 empty] | Pennington GapVA
Butler | Butler | AL | Alabama | 1023 | Choctaw | 32.0965 | -88.2108 | 1721 | 98 | polygon | FALSE | TRUE | America/Chicago | 3 | 36904 | 1840015823 | [10 empty] | ButlerAL
Whitewright | Whitewright | TX | Texas | 48181 | Grayson | 33.5108 | -96.3955 | 1721 | 357 | polygon | FALSE | TRUE | America/Chicago | 3 | 75491 | 1840022936 | [10 empty] | WhitewrightTX
Lewisville | Lewisville | WA | Washington | 53011 | Clark | 45.8128 | -122.5143 | 1721 | 122 | polygon | FALSE | FALSE | America/Los_Angeles | 3 | 98604 | 1840037855 | [10 empty] | LewisvilleWA
Warrenton | Warrenton | GA | Georgia | 13301 | Warren | 33.4067 | -82.6653 | 1720 | 348 | polygon | FALSE | TRUE | America/New_York | 3 | 30828 | 1840015710 | [10 empty] | WarrentonGA
Reynolds Heights | Reynolds Heights | PA | Pennsylvania | 42085 | Mercer | 41.3432 | -80.4033 | 1720 | 228 | polygon | FALSE | FALSE | America/New_York | 3 | 16125 16154 | 1840026316 | [10 empty] | Reynolds HeightsPA
Holley | Holley | FL | Florida | 12113 | Santa Rosa | 30.454 | -86.9036 | 1720 | 187 | polygon | FALSE | FALSE | America/Chicago | 3 | 32566 | 1840027015 | [10 empty] | HolleyFL
Greenvale | Greenvale | NY | New York | 36059 | Nassau | 40.8118 | -73.6262 | 1718 | 2656 | polygon | FALSE | FALSE | America/New_York | 2 | 11548 | 1840005261 | [10 empty] | GreenvaleNY
Prairie City | Prairie City | IA | Iowa | 19099 | Jasper | 41.5954 | -93.2393 | 1718 | 535 | polygon | FALSE | TRUE | America/Chicago | 3 | 50228 | 1840009224 | [10 empty] | Prairie CityIA
Prudhoe Bay | Prudhoe Bay | AK | Alaska | 2185 | North Slope | 70.3128 | -148.6955 | 1718 | 1 | polygon | FALSE | FALSE | America/Anchorage | 3 | 99519 99734 | 1840023478 | [10 empty] | Prudhoe BayAK
Trumansburg | Trumansburg | NY | New York | 36109 | Tompkins | 42.541 | -76.6618 | 1717 | 477 | polygon | FALSE | TRUE | America/New_York | 3 | 14886 | 1840004545 | [10 empty] | TrumansburgNY
Peebles | Peebles | OH | Ohio | 39001 | Adams | 38.9463 | -83.4094 | 1717 | 545 | polygon | FALSE | TRUE | America/New_York | 3 | 45660 | 1840012770 | [10 empty] | PeeblesOH
Sun Prairie | Sun Prairie | MT | Montana | 30013 | Cascade | 47.5386 | -111.4919 | 1717 | 125 | polygon | FALSE | FALSE | America/Denver | 3 | 59404 | 1840136955 | [10 empty] | Sun PrairieMT
Meridian Hills | Meridian Hills | IN | Indiana | 18097 | Marion | 39.8874 | -86.1567 | 1715 | 449 | polygon | FALSE | TRUE | America/Indiana/Indianapolis | 3 | 46260 46240 | 1840009533 | [10 empty] | Meridian HillsIN
Armada | Armada | MI | Michigan | 26099 | Macomb | 42.8424 | -82.8832 | 1715 | 898 | polygon | FALSE | TRUE | America/Detroit | 3 | 48005 | 1840011049 | [10 empty] | ArmadaMI
Moweaqua | Moweaqua | IL | Illinois | 17173 | Shelby | 39.6265 | -89.0187 | 1714 | 311 | polygon | FALSE | TRUE | America/Chicago | 3 | 62550 | 1840012589 | [10 empty] | MoweaquaIL
Stonewood | Stonewood | WV | West Virginia | 54033 | Harrison | 39.2501 | -80.3055 | 1714 | 778 | polygon | FALSE | TRUE | America/New_York | 3 | 26301 | 1840005770 | [10 empty] | StonewoodWV
East Palatka | East Palatka | FL | Florida | 12107 | Putnam | 29.6502 | -81.5998 | 1713 | 208 | polygon | FALSE | FALSE | America/New_York | 3 | 32131 | 1840013115 | [10 empty] | East PalatkaFL
Redwood Valley | Redwood Valley | CA | California | 6045 | Mendocino | 39.269 | -123.2023 | 1713 | 241 | polygon | FALSE | FALSE | America/Los_Angeles | 3 | 95470 | 1840026602 | [10 empty] | Redwood ValleyCA
Frewsburg | Frewsburg | NY | New York | 36013 | Chautauqua | 42.0576 | -79.1482 | 1713 | 197 | polygon | FALSE | FALSE | America/New_York | 3 | 14738 | 1840004563 | [10 empty] | FrewsburgNY
Stockton | Stockton | IL | Illinois | 17085 | Jo Daviess | 42.3526 | -90.0019 | 1712 | 353 | polygon | FALSE | TRUE | America/Chicago | 3 | 61085 | 1840011109 | [10 empty] | StocktonIL
Zeigler | Zeigler | IL | Illinois | 17055 | Franklin | 37.9067 | -89.0521 | 1712 | 486 | polygon | FALSE | TRUE | America/Chicago | 3 | 62865 62999 | 1840010834 | [10 empty] | ZeiglerIL
North Judson | North Judson | IN | Indiana | 18149 | Starke | 41.2161 | -86.7769 | 1712 | 598 | polygon | FALSE | TRUE | America/Indiana/Knox | 3 | 46366 | 1840009310 | [10 empty] | North JudsonIN
Chadbourn | Chadbourn | NC | North Carolina | 37047 | Columbus | 34.3251 | -78.825 | 1711 | 253 | polygon | FALSE | TRUE | America/New_York | 3 | 28431 | 1840016663 | [10 empty] | ChadbournNC
Maroa | Maroa | IL | Illinois | 17115 | Macon | 40.0366 | -88.9561 | 1711 | 374 | polygon | FALSE | TRUE | America/Chicago | 3 | 61756 | 1840008397 | [10 empty] | MaroaIL
Industry | Industry | PA | Pennsylvania | 42007 | Beaver | 40.6595 | -80.4115 | 1711 | 65 | polygon | FALSE | TRUE | America/New_York | 3 | 15009 15052 | 1840003586 | [10 empty] | IndustryPA
Roanoke | Roanoke | IN | Indiana | 18069 | Huntington | 40.9639 | -85.3761 | 1710 | 548 | polygon | FALSE | TRUE | America/Indiana/Indianapolis | 3 | 46783 | 1840010340 | [10 empty] | RoanokeIN
Choteau | Choteau | MT | Montana | 30099 | Teton | 47.8137 | -112.1794 | 1710 | 453 | polygon | FALSE | TRUE | America/Denver | 3 | 59422 | 1840018391 | [10 empty] | ChoteauMT
Duchesne | Duchesne | UT | Utah | 49013 | Duchesne | 40.1753 | -110.394 | 1710 | 235 | polygon | FALSE | TRUE | America/Denver | 3 | 84021 | 1840018751 | [10 empty] | DuchesneUT
Evans City | Evans City | PA | Pennsylvania | 42019 | Butler | 40.7685 | -80.0584 | 1710 | 806 | polygon | FALSE | TRUE | America/New_York | 3 | 16033 | 1840000864 | [10 empty] | Evans CityPA
Westlake | Westlake | TX | Texas | 48439 | Tarrant | 32.981 | -97.2038 | 1709 | 98 | polygon | FALSE | TRUE | America/Chicago | 3 | 76262 | 1840022994 | [10 empty] | WestlakeTX
Hughes Springs | Hughes Springs | TX | Texas | 48067 | Cass | 32.9987 | -94.631 | 1709 | 267 | polygon | FALSE | TRUE | America/Chicago | 3 | 75656 | 1840020678 | [10 empty] | Hughes SpringsTX
Bear Creek | Bear Creek | FL | Florida | 12103 | Pinellas | 27.7542 | -82.7285 | 1709 | 1706 | polygon | FALSE | TRUE | America/New_York | 3 | 33707 | 1840038846 | [10 empty] | Bear CreekFL
Tekamah | Tekamah | NE | Nebraska | 31021 | Burt | 41.778 | -96.2247 | 1708 | 419 | polygon | FALSE | TRUE | America/Chicago | 3 | 68061 | 1840003263 | [10 empty] | TekamahNE
Nanawale Estates | Nanawale Estates | HI | Hawaii | 15001 | Hawaii | 19.5042 | -154.9117 | 1707 | 301 | polygon | FALSE | FALSE | Pacific/Honolulu | 3 | 96778 | 1840029574 | [10 empty] | Nanawale EstatesHI
Bessemer | Bessemer | MI | Michigan | 26053 | Gogebic | 46.4775 | -90.0498 | 1707 | 119 | polygon | FALSE | TRUE | America/Menominee | 3 | 49911 | 1840001941 | [10 empty] | BessemerMI
Clinton | Clinton | NY | New York | 36065 | Oneida | 43.0488 | -75.3785 | 1707 | 1053 | polygon | FALSE | TRUE | America/New_York | 3 | 13323 | 1840004223 | [10 empty] | ClintonNY
Bartonsville | Bartonsville | MD | Maryland | 24021 | Frederick | 39.3866 | -77.3434 | 1707 | 252 | polygon | FALSE | FALSE | America/New_York | 3 | 21704 | 1840024449 | [10 empty] | BartonsvilleMD
Syracuse | Syracuse | KS | Kansas | 20075 | Hamilton | 37.9619 | -101.7782 | 1706 | 160 | polygon | FALSE | TRUE | America/Denver | 3 | 67878 | 1840009756 | [10 empty] | SyracuseKS
Keeler Farm | Keeler Farm | NM | New Mexico | 35029 | Luna | 32.3161 | -107.7602 | 1706 | 57 | polygon | FALSE | TRUE | America/Denver | 3 | 88030 | 1840040084 | [10 empty] | Keeler FarmNM
Shamokin Dam | Shamokin Dam | PA | Pennsylvania | 42109 | Snyder | 40.8547 | -76.8231 | 1706 | 357 | polygon | FALSE | TRUE | America/New_York | 3 | 17876 | 1840002800 | [10 empty] | Shamokin DamPA
Biola | Biola | CA | California | 6019 | Fresno | 36.8006 | -120.0199 | 1705 | 1239 | polygon | FALSE | FALSE | America/Los_Angeles | 3 | 93606 93630 93723 | 1840017629 | [10 empty] | BiolaCA
Whiting | Whiting | WI | Wisconsin | 55097 | Portage | 44.4907 | -89.56 | 1705 | 363 | polygon | FALSE | TRUE | America/Chicago | 3 | 54481 | 1840002321 | [10 empty] | WhitingWI
Bridgeport | Bridgeport | IL | Illinois | 17101 | Lawrence | 38.7095 | -87.759 | 1705 | 614 | polygon | FALSE | TRUE | America/Chicago | 3 | 62417 | 1840006131 | [10 empty] | BridgeportIL
Montverde | Montverde | FL | Florida | 12069 | Lake | 28.5971 | -81.6787 | 1705 | 393 | polygon | FALSE | TRUE | America/New_York | 3 | 34756 | 1840017230 | [10 empty] | MontverdeFL
Decatur | Decatur | MS | Mississippi | 28101 | Newton | 32.4339 | -89.1092 | 1705 | 119 | polygon | FALSE | TRUE | America/Chicago | 3 | 39327 | 1840016988 | [10 empty] | DecaturMS
Ridgeville | Ridgeville | SC | South Carolina | 45035 | Dorchester | 33.09 | -80.3071 | 1705 | 366 | polygon | FALSE | TRUE | America/New_York | 3 | 29472 | 1840018041 | [10 empty] | RidgevilleSC
Sorrento | Sorrento | LA | Louisiana | 22005 | Ascension | 30.1828 | -90.8674 | 1704 | 180 | polygon | FALSE | TRUE | America/Chicago | 3 | 70778 | 1840018244 | [10 empty] | SorrentoLA
Kayak Point | Kayak Point | WA | Washington | 53061 | Snohomish | 48.1387 | -122.3342 | 1704 | 120 | polygon | FALSE | TRUE | America/Los_Angeles | 3 | 98292 | 1840041938 | [10 empty] | Kayak PointWA
Meadowlakes | Meadowlakes | TX | Texas | 48053 | Burnet | 30.5639 | -98.2954 | 1703 | 864 | polygon | FALSE | TRUE | America/Chicago | 3 | 78654 | 1840020871 | [10 empty] | MeadowlakesTX
Warsaw | Warsaw | KY | Kentucky | 21077 | Gallatin | 38.7773 | -84.9042 | 1703 | 691 | polygon | FALSE | TRUE | America/New_York | 3 | 41095 | 1840015178 | [10 empty] | WarsawKY
Rosebud | Rosebud | SD | South Dakota | 46121 | Todd | 43.2399 | -100.823 | 1703 | 50 | polygon | FALSE | FALSE | America/Chicago | 3 | 57570 | 1840004258 | [10 empty] | RosebudSD
Richlands | Richlands | NC | North Carolina | 37133 | Onslow | 34.9003 | -77.5427 | 1703 | 402 | polygon | FALSE | TRUE | America/New_York | 3 | 28574 | 1840017901 | [10 empty] | RichlandsNC
Chilhowie | Chilhowie | VA | Virginia | 51173 | Smyth | 36.8009 | -81.6832 | 1702 | 259 | polygon | FALSE | TRUE | America/New_York | 3 | 24319 | 1840006514 | [10 empty] | ChilhowieVA
Archer City | Archer City | TX | Texas | 48009 | Archer | 33.5937 | -98.6257 | 1702 | 299 | polygon | FALSE | TRUE | America/Chicago | 3 | 76351 | 1840019334 | [10 empty] | Archer CityTX
Twin City | Twin City | GA | Georgia | 13107 | Emanuel | 32.5829 | -82.1575 | 1701 | 183 | polygon | FALSE | TRUE | America/New_York | 3 | 30471 | 1840015788 | [10 empty] | Twin CityGA
Scenic | Scenic | AZ | Arizona | 4015 | Mohave | 36.7931 | -114.0151 | 1701 | 40 | polygon | FALSE | TRUE | America/Phoenix | 3 | 86432 | 1840075488 | [10 empty] | ScenicAZ
Fairfax | Fairfax | OH | Ohio | 39061 | Hamilton | 39.1432 | -84.3972 | 1701 | 856 | polygon | FALSE | TRUE | America/New_York | 3 | 45227 | 1840012701 | [10 empty] | FairfaxOH
Big Timber | Big Timber | MT | Montana | 30097 | Sweet Grass | 45.8347 | -109.9487 | 1701 | 712 | polygon | FALSE | TRUE | America/Denver | 3 | 59011 | 1840018506 | [10 empty] | Big TimberMT
La Grulla | La Grulla | TX | Texas | 48427 | Starr | 26.272 | -98.6483 | 1701 | 701 | polygon | FALSE | TRUE | America/Chicago | 3 | 78582 78548 | 1840021018 | [10 empty] | La GrullaTX
Oakes | Oakes | ND | North Dakota | 38021 | Dickey | 46.1398 | -98.0871 | 1701 | 419 | polygon | FALSE | TRUE | America/Chicago | 3 | 58474 | 1840000256 | [10 empty] | OakesND
Oberlin | Oberlin | KS | Kansas | 20039 | Decatur | 39.823 | -100.5308 | 1700 | 343 | polygon | FALSE | TRUE | America/Chicago | 3 | 67749 | 1840003766 | [10 empty] | OberlinKS
Jonesboro | Jonesboro | IL | Illinois | 17181 | Union | 37.451 | -89.2666 | 1700 | 243 | polygon | FALSE | TRUE | America/Chicago | 3 | 62952 | 1840008737 | [10 empty] | JonesboroIL
Cassopolis | Cassopolis | MI | Michigan | 26027 | Cass | 41.9116 | -86.0085 | 1699 | 326 | polygon | FALSE | TRUE | America/Detroit | 3 | 49031 | 1840010159 | [10 empty] | CassopolisMI
Gaston | Gaston | SC | South Carolina | 45063 | Lexington | 33.818 | -81.0997 | 1699 | 123 | polygon | FALSE | TRUE | America/New_York | 3 | 29053 | 1840016726 | [10 empty] | GastonSC
Caddo Mills | Caddo Mills | TX | Texas | 48231 | Hunt | 33.0504 | -96.2279 | 1698 | 155 | polygon | FALSE | TRUE | America/Chicago | 3 | 75135 | 1840019392 | [10 empty] | Caddo MillsTX
Labadieville | Labadieville | LA | Louisiana | 22007 | Assumption | 29.8247 | -90.9525 | 1698 | 168 | polygon | FALSE | FALSE | America/Chicago | 3 | 70301 70372 | 1840014010 | [10 empty] | LabadievilleLA
Glen Lyon | Glen Lyon | PA | Pennsylvania | 42079 | Luzerne | 41.1795 | -76.0783 | 1698 | 197 | polygon | FALSE | FALSE | America/New_York | 3 | 18617 | 1840004912 | [10 empty] | Glen LyonPA
South Bend | South Bend | WA | Washington | 53049 | Pacific | 46.6678 | -123.8006 | 1698 | 399 | polygon | FALSE | TRUE | America/Los_Angeles | 3 | 98586 98577 | 1840021161 | [10 empty] | South BendWA
McMechen | McMechen | WV | West Virginia | 54051 | Marshall | 39.9854 | -80.7335 | 1697 | 1147 | polygon | FALSE | TRUE | America/New_York | 3 | 26040 | 1840005556 | [10 empty] | McMechenWV
Teaticket | Teaticket | MA | Massachusetts | 25001 | Barnstable | 41.5624 | -70.5858 | 1697 | 621 | polygon | FALSE | FALSE | America/New_York | 3 | 2536 | 1840004767 | [10 empty] | TeaticketMA
North Bennington | North Bennington | VT | Vermont | 50003 | Bennington | 42.924 | -73.2411 | 1697 | 351 | polygon | FALSE | TRUE | America/New_York | 3 | 5257 | 1840004301 | [10 empty] | North BenningtonVT
Ripley | Ripley | OH | Ohio | 39015 | Brown | 38.7325 | -83.8346 | 1697 | 329 | polygon | FALSE | TRUE | America/New_York | 3 | 45167 | 1840012720 | [10 empty] | RipleyOH
Bruceville-Eddy | Bruceville-Eddy | TX | Texas | 48309 | McLennan | 31.3103 | -97.2478 | 1697 | 159 | polygon | FALSE | TRUE | America/Chicago | 3 | 76524 76630 | 1840003906 | [10 empty] | Bruceville-EddyTX
Haubstadt | Haubstadt | IN | Indiana | 18051 | Gibson | 38.2039 | -87.5752 | 1697 | 918 | polygon | FALSE | TRUE | America/Chicago | 3 | 47639 | 1840010798 | [10 empty] | HaubstadtIN
Punta Rassa | Punta Rassa | FL | Florida | 12071 | Lee | 26.5036 | -81.9998 | 1697 | 274 | polygon | FALSE | FALSE | America/New_York | 3 | 33908 | 1840014225 | [10 empty] | Punta RassaFL
Pleasantville | Pleasantville | IA | Iowa | 19125 | Marion | 41.3864 | -93.2727 | 1696 | 258 | polygon | FALSE | TRUE | America/Chicago | 3 | 50225 | 1840009294 | [10 empty] | PleasantvilleIA
Cheswold | Cheswold | DE | Delaware | 10001 | Kent | 39.2189 | -75.5883 | 1695 | 356 | polygon | FALSE | TRUE | America/New_York | 3 | 19936 19901 19904 | 1840005814 | [10 empty] | CheswoldDE
El Paraiso | El Paraiso | PR | Puerto Rico | 72113 | Ponce | 18.0648 | -66.6021 | 1695 | 2046 | polygon | FALSE | FALSE | America/Puerto_Rico | 2 | 731 | 1630035699 | [10 empty] | El ParaisoPR
Wind Point | Wind Point | WI | Wisconsin | 55101 | Racine | 42.7814 | -87.7721 | 1695 | 517 | polygon | FALSE | TRUE | America/Chicago | 3 | 53402 | 1840002489 | [10 empty] | Wind PointWI
Mayfield | Mayfield | PA | Pennsylvania | 42069 | Lackawanna | 41.5394 | -75.5315 | 1695 | 267 | polygon | FALSE | TRUE | America/New_York | 3 | 18433 | 1840003384 | [10 empty] | MayfieldPA
Wilson | Wilson | OK | Oklahoma | 40019 | Carter | 34.1685 | -97.426 | 1695 | 115 | polygon | FALSE | TRUE | America/Chicago | 3 | 73463 | 1840021899 | [10 empty] | WilsonOK
Romney | Romney | WV | West Virginia | 54027 | Hampshire | 39.3454 | -78.7564 | 1695 | 681 | polygon | FALSE | TRUE | America/New_York | 3 | 26757 | 1840005756 | [10 empty] | RomneyWV
Rushford | Rushford | MN | Minnesota | 27045 | Fillmore | 43.8131 | -91.7535 | 1695 | 396 | polygon | FALSE | TRUE | America/Chicago | 3 | 55971 | 1840009014 | [10 empty] | RushfordMN
Jauca | Jauca | PR | Puerto Rico | 72133 | Santa Isabel | 17.9627 | -66.3682 | 1694 | 1557 | polygon | FALSE | FALSE | America/Puerto_Rico | 3 | 757 | 1630023547 | [10 empty] | JaucaPR
Kualapuu | Kualapuu | HI | Hawaii | 15009 | Maui | 21.1563 | -157.0591 | 1693 | 22 | polygon | FALSE | FALSE | Pacific/Honolulu | 3 | 96757 96729 | 1840029511 | [10 empty] | KualapuuHI
Pumpkin Center | Pumpkin Center | NC | North Carolina | 37133 | Onslow | 34.786 | -77.3642 | 1693 | 515 | polygon | FALSE | FALSE | America/New_York | 3 | 28546 | 1840013559 | [10 empty] | Pumpkin CenterNC
Bristol | Bristol | IN | Indiana | 18039 | Elkhart | 41.7183 | -85.8227 | 1692 | 162 | polygon | FALSE | TRUE | America/Indiana/Indianapolis | 3 | 46507 | 1840009238 | [10 empty] | BristolIN
Mapleton | Mapleton | MN | Minnesota | 27013 | Blue Earth | 43.9267 | -93.9544 | 1692 | 466 | polygon | FALSE | TRUE | America/Chicago | 3 | 56065 | 1840008976 | [10 empty] | MapletonMN
Mulberry | Mulberry | AR | Arkansas | 5033 | Crawford | 35.5102 | -94.0734 | 1692 | 85 | polygon | FALSE | TRUE | America/Chicago | 3 | 72947 | 1840014538 | [10 empty] | MulberryAR
Plantsville | Plantsville | CT | Connecticut | 9003 | Hartford | 41.5832 | -72.8915 | 1692 | 700 | polygon | FALSE | FALSE | America/New_York | 3 | 6479 | 1840028595 | [10 empty] | PlantsvilleCT
Angola on the Lake | Angola on the Lake | NY | New York | 36029 | Erie | 42.655 | -79.0523 | 1692 | 256 | polygon | FALSE | FALSE | America/New_York | 3 | 14006 | 1840004373 | [10 empty] | Angola on the LakeNY
Wilder | Wilder | VT | Vermont | 50027 | Windsor | 43.673 | -72.3109 | 1692 | 760 | polygon | FALSE | FALSE | America/New_York | 3 | 5001 | 1840004163 | [10 empty] | WilderVT
White Castle | White Castle | LA | Louisiana | 22047 | Iberville | 30.161 | -91.1496 | 1691 | 890 | polygon | FALSE | TRUE | America/Chicago | 3 | 70788 | 1840017193 | [10 empty] | White CastleLA
Spencer | Spencer | TN | Tennessee | 47175 | Van Buren | 35.7393 | -85.456 | 1691 | 99 | polygon | FALSE | TRUE | America/Chicago | 3 | 38585 | 1840017790 | [10 empty] | SpencerTN
Minorca | Minorca | LA | Louisiana | 22029 | Concordia | 31.5725 | -91.4884 | 1691 | 146 | polygon | FALSE | FALSE | America/Chicago | 3 | 71373 | 1840025947 | [10 empty] | MinorcaLA
Dresden | Dresden | OH | Ohio | 39119 | Muskingum | 40.122 | -82.013 | 1691 | 510 | polygon | FALSE | TRUE | America/New_York | 3 | 43821 | 1840012390 | [10 empty] | DresdenOH
Fort Montgomery | Fort Montgomery | NY | New York | 36071 | Orange | 41.3401 | -73.9853 | 1691 | 443 | polygon | FALSE | FALSE | America/New_York | 3 | 10922 10928 | 1840004855 | [10 empty] | Fort MontgomeryNY
Heritage Lake | Heritage Lake | IL | Illinois | 17179 | Tazewell | 40.5454 | -89.3309 | 1690 | 572 | polygon | FALSE | FALSE | America/Chicago | 3 | 61755 | 1840029901 | [10 empty] | Heritage LakeIL
London | London | CA | California | 6107 | Tulare | 36.481 | -119.444 | 1690 | 1036 | polygon | FALSE | FALSE | America/Los_Angeles | 3 | 93618 | 1840017692 | [10 empty] | LondonCA
Des Allemands | Des Allemands | LA | Louisiana | 22089 | St. Charles | 29.8162 | -90.4746 | 1690 | 65 | polygon | FALSE | FALSE | America/Chicago | 3 | 70030 | 1840013109 | [10 empty] | Des AllemandsLA
Lewisport | Lewisport | KY | Kentucky | 21091 | Hancock | 37.931 | -86.9029 | 1690 | 684 | polygon | FALSE | TRUE | America/Chicago | 3 | 42351 | 1840014333 | [10 empty] | LewisportKY
Searles Valley | Searles Valley | CA | California | 6071 | San Bernardino | 35.7701 | -117.3967 | 1689 | 62 | polygon | FALSE | FALSE | America/Los_Angeles | 3 | 93562 | 1840028399 | [10 empty] | Searles ValleyCA
Temple | Temple | PA | Pennsylvania | 42011 | Berks | 40.4085 | -75.9225 | 1689 | 1924 | polygon | FALSE | FALSE | America/New_York | 3 | 19560 | 1840005392 | [10 empty] | TemplePA
Smackover | Smackover | AR | Arkansas | 5139 | Union | 33.3636 | -92.7314 | 1688 | 149 | polygon | FALSE | TRUE | America/Chicago | 3 | 71762 | 1840015732 | [10 empty] | SmackoverAR
Flora Vista | Flora Vista | NM | New Mexico | 35045 | San Juan | 36.8056 | -108.0856 | 1688 | 141 | polygon | FALSE | FALSE | America/Denver | 3 | 87410 87415 | 1840017670 | [10 empty] | Flora VistaNM
Three Way | Three Way | TN | Tennessee | 47113 | Madison | 35.772 | -88.8572 | 1688 | 145 | polygon | FALSE | TRUE | America/Chicago | 3 | 38343 | 1840036153 | [10 empty] | Three WayTN
Bunker Hill | Bunker Hill | IL | Illinois | 17117 | Macoupin | 39.0416 | -89.9512 | 1687 | 513 | polygon | FALSE | TRUE | America/Chicago | 3 | 62014 | 1840007365 | [10 empty] | Bunker HillIL
Mammoth | Mammoth | AZ | Arizona | 4021 | Pinal | 32.6853 | -110.7292 | 1687 | 24 | polygon | FALSE | TRUE | America/Phoenix | 3 | 85623 | 1840022980 | [10 empty] | MammothAZ
Bylas | Bylas | AZ | Arizona | 4009 | Graham | 33.1292 | -110.1163 | 1687 | 155 | polygon | FALSE | FALSE | America/Phoenix | 3 | 85530 | 1840022957 | [10 empty] | BylasAZ
Rocky Point | Rocky Point | NC | North Carolina | 37141 | Pender | 34.4441 | -77.8909 | 1687 | 94 | polygon | FALSE | FALSE | America/New_York | 3 | 28457 | 1840025848 | [10 empty] | Rocky PointNC
King Arthur Park | King Arthur Park | MT | Montana | 30031 | Gallatin | 45.6664 | -111.1268 | 1686 | 1439 | polygon | FALSE | FALSE | America/Denver | 3 | 59718 | 1840032824 | [10 empty] | King Arthur ParkMT
Upper Fruitland | Upper Fruitland | NM | New Mexico | 35045 | San Juan | 36.7205 | -108.3234 | 1686 | 86 | polygon | FALSE | FALSE | America/Denver | 3 | 87401 87416 | 1840033717 | [10 empty] | Upper FruitlandNM
Brownlee Park | Brownlee Park | MI | Michigan | 26025 | Calhoun | 42.3257 | -85.1356 | 1686 | 321 | polygon | FALSE | FALSE | America/Detroit | 3 | 49014 | 1840004655 | [10 empty] | Brownlee ParkMI
Tonto Basin | Tonto Basin | AZ | Arizona | 4007 | Gila | 33.8361 | -111.3003 | 1685 | 20 | polygon | FALSE | FALSE | America/Phoenix | 3 | 85553 | 1840019264 | [10 empty] | Tonto BasinAZ
Shaw | Shaw | MS | Mississippi | 28011 | Bolivar | 33.6015 | -90.772 | 1685 | 584 | polygon | FALSE | TRUE | America/Chicago | 3 | 38773 | 1840015628 | [10 empty] | ShawMS
Washington Park | Washington Park | FL | Florida | 12011 | Broward | 26.1304 | -80.1801 | 1685 | 1603 | polygon | FALSE | FALSE | America/New_York | 3 | 33311 | 1840029015 | [10 empty] | Washington ParkFL
Horton | Horton | KS | Kansas | 20013 | Brown | 39.6627 | -95.5327 | 1685 | 389 | polygon | FALSE | TRUE | America/Chicago | 3 | 66439 | 1840000727 | [10 empty] | HortonKS
Nashville | Nashville | MI | Michigan | 26015 | Barry | 42.6032 | -85.0941 | 1684 | 308 | polygon | FALSE | TRUE | America/Detroit | 3 | 49073 | 1840011090 | [10 empty] | NashvilleMI
Hamilton | Hamilton | MO | Missouri | 29025 | Caldwell | 39.7426 | -94.002 | 1684 | 463 | polygon | FALSE | TRUE | America/Chicago | 3 | 64644 | 1840007320 | [10 empty] | HamiltonMO
Antwerp | Antwerp | OH | Ohio | 39125 | Paulding | 41.1798 | -84.7377 | 1683 | 487 | polygon | FALSE | TRUE | America/New_York | 3 | 45813 | 1840010302 | [10 empty] | AntwerpOH
Holley | Holley | NY | New York | 36073 | Orleans | 43.2247 | -78.0292 | 1683 | 512 | polygon | FALSE | TRUE | America/New_York | 3 | 14470 | 1840004262 | [10 empty] | HolleyNY
Shawneeland | Shawneeland | VA | Virginia | 51069 | Frederick | 39.1976 | -78.3464 | 1683 | 88 | polygon | FALSE | TRUE | America/New_York | 3 | 22602 | 1840037404 | [10 empty] | ShawneelandVA
De Pue | De Pue | IL | Illinois | 17011 | Bureau | 41.328 | -89.2959 | 1683 | 233 | polygon | FALSE | TRUE | America/Chicago | 3 | 61322 61356 | 1840073809 | [10 empty] | De PueIL
Steep Falls | Steep Falls | ME | Maine | 23005 | Cumberland | 43.7905 | -70.6275 | 1683 | 64 | polygon | FALSE | FALSE | America/New_York | 3 | 04085 04084 | 1840024008 | [10 empty] | Steep FallsME
East Lexington | East Lexington | VA | Virginia | 51163 | Rockbridge | 37.8009 | -79.416 | 1683 | 283 | polygon | FALSE | FALSE | America/New_York | 3 | 24450 | 1840026792 | [10 empty] | East LexingtonVA
Hato Candal | Hato Candal | PR | Puerto Rico | 72119 | RÃ­o Grande | 18.3733 | -65.7906 | 1683 | 1097 | polygon | FALSE | FALSE | America/Puerto_Rico | 3 | 745 | 1630035681 | [10 empty] | Hato CandalPR
Mundys Corner | Mundys Corner | PA | Pennsylvania | 42021 | Cambria | 40.4432 | -78.8325 | 1683 | 103 | polygon | FALSE | FALSE | America/New_York | 3 | 15942 15943 15909 | 1840026420 | [10 empty] | Mundys CornerPA
Tuckerman | Tuckerman | AR | Arkansas | 5067 | Jackson | 35.724 | -91.2025 | 1682 | 218 | polygon | FALSE | TRUE | America/Chicago | 3 | 72473 | 1840015378 | [10 empty] | TuckermanAR
Lake Como | Lake Como | NJ | New Jersey | 34025 | Monmouth | 40.1706 | -74.0262 | 1682 | 2579 | polygon | FALSE | TRUE | America/New_York | 2 | 7719 | 1840033317 | [10 empty] | Lake ComoNJ
Westwood Shores | Westwood Shores | TX | Texas | 48455 | Trinity | 30.9376 | -95.3254 | 1682 | 201 | polygon | FALSE | TRUE | America/Chicago | 3 | 75862 | 1840042658 | [10 empty] | Westwood ShoresTX
Panguitch | Panguitch | UT | Utah | 49017 | Garfield | 37.8232 | -112.4348 | 1682 | 223 | polygon | FALSE | TRUE | America/Denver | 3 | 84759 | 1840020272 | [10 empty] | PanguitchUT
Rancho Tehama Reserve | Rancho Tehama Reserve | CA | California | 6103 | Tehama | 40.001 | -122.4418 | 1682 | 55 | polygon | FALSE | FALSE | America/Los_Angeles | 3 | 96021 | 1840018761 | [10 empty] | Rancho Tehama ReserveCA
Summerdale | Summerdale | AL | Alabama | 1003 | Baldwin | 30.4783 | -87.6904 | 1681 | 64 | polygon | FALSE | TRUE | America/Chicago | 3 | 36535 36580 | 1840017126 | [10 empty] | SummerdaleAL
Kersey | Kersey | CO | Colorado | 8123 | Weld | 40.3895 | -104.5771 | 1681 | 382 | polygon | FALSE | TRUE | America/Denver | 3 | 80644 80631 | 1840021371 | [10 empty] | KerseyCO
Culver | Culver | OR | Oregon | 41031 | Jefferson | 44.5234 | -121.211 | 1680 | 933 | polygon | FALSE | TRUE | America/Los_Angeles | 3 | 97734 | 1840018603 | [10 empty] | CulverOR
MacArthur | MacArthur | WV | West Virginia | 54081 | Raleigh | 37.7553 | -81.2078 | 1680 | 217 | polygon | FALSE | FALSE | America/New_York | 3 | 25801 25873 | 1840038266 | [10 empty] | MacArthurWV
South Point | South Point | TX | Texas | 48061 | Cameron | 25.873 | -97.383 | 1680 | 484 | polygon | FALSE | FALSE | America/Chicago | 3 | 78521 | 1840037080 | [10 empty] | South PointTX
Oswego | Oswego | KS | Kansas | 20099 | Labette | 37.1673 | -95.1122 | 1680 | 271 | polygon | FALSE | TRUE | America/Chicago | 3 | 67356 | 1840003857 | [10 empty] | OswegoKS
Denton | Denton | NC | North Carolina | 37057 | Davidson | 35.6375 | -80.1106 | 1680 | 309 | polygon | FALSE | TRUE | America/New_York | 3 | 27239 | 1840016223 | [10 empty] | DentonNC
Island Heights | Island Heights | NJ | New Jersey | 34029 | Ocean | 39.9423 | -74.1454 | 1679 | 1064 | polygon | FALSE | TRUE | America/New_York | 3 | 8732 | 1840003758 | [10 empty] | Island HeightsNJ
Commercial Point | Commercial Point | OH | Ohio | 39129 | Pickaway | 39.7813 | -83.0383 | 1679 | 206 | polygon | FALSE | TRUE | America/New_York | 3 | 43146 43116 43137 | 1840012553 | [10 empty] | Commercial PointOH
Roodhouse | Roodhouse | IL | Illinois | 17061 | Greene | 39.484 | -90.3741 | 1677 | 574 | polygon | FALSE | TRUE | America/Chicago | 3 | 62082 | 1840009604 | [10 empty] | RoodhouseIL
Freeport | Freeport | PA | Pennsylvania | 42005 | Armstrong | 40.6829 | -79.6837 | 1677 | 509 | polygon | FALSE | TRUE | America/New_York | 3 | 16229 | 1840003518 | [10 empty] | FreeportPA
Lake Sherwood | Lake Sherwood | CA | California | 6111 | Ventura | 34.1339 | -118.8804 | 1677 | 206 | polygon | FALSE | TRUE | America/Los_Angeles | 3 | 91361 | 1840042247 | [10 empty] | Lake SherwoodCA
Osseo | Osseo | WI | Wisconsin | 55121 | Trempealeau | 44.5795 | -91.212 | 1676 | 316 | polygon | FALSE | TRUE | America/Chicago | 3 | 54758 | 1840002392 | [10 empty] | OsseoWI
Haymarket | Haymarket | VA | Virginia | 51153 | Prince William | 38.8122 | -77.6363 | 1676 | 1126 | polygon | FALSE | TRUE | America/New_York | 3 | 20169 20155 20168 | 1840006103 | [10 empty] | HaymarketVA
Peridot | Peridot | AZ | Arizona | 4007 | Gila | 33.3015 | -110.4554 | 1676 | 125 | polygon | FALSE | FALSE | America/Phoenix | 3 | 85542 | 1840019261 | [10 empty] | PeridotAZ
Lake Isabella | Lake Isabella | MI | Michigan | 26073 | Isabella | 43.6417 | -85.003 | 1676 | 185 | polygon | FALSE | TRUE | America/Detroit | 3 | 48893 | 1840010961 | [10 empty] | Lake IsabellaMI
North Fork | North Fork | AZ | Arizona | 4017 | Navajo | 33.9965 | -109.9593 | 1676 | 10 | polygon | FALSE | TRUE | America/Phoenix | 3 | 85941 | 1840075412 | [10 empty] | North ForkAZ
Fairfax | Fairfax | SC | South Carolina | 45005 | Allendale | 32.9593 | -81.2363 | 1675 | 195 | polygon | FALSE | TRUE | America/New_York | 3 | 29827 | 1840016904 | [10 empty] | FairfaxSC
Cheswick | Cheswick | PA | Pennsylvania | 42003 | Allegheny | 40.5428 | -79.8013 | 1675 | 1397 | polygon | FALSE | TRUE | America/New_York | 3 | 15024 | 1840001217 | [10 empty] | CheswickPA
Gunter | Gunter | TX | Texas | 48181 | Grayson | 33.4646 | -96.7646 | 1675 | 36 | polygon | FALSE | TRUE | America/Chicago | 3 | 75058 75459 76271 | 1840020571 | [10 empty] | GunterTX
South Amherst | South Amherst | OH | Ohio | 39093 | Lorain | 41.3515 | -82.2394 | 1675 | 261 | polygon | FALSE | TRUE | America/New_York | 3 | 44001 | 1840011594 | [10 empty] | South AmherstOH
Oroville | Oroville | WA | Washington | 53047 | Okanogan | 48.9419 | -119.4305 | 1675 | 382 | polygon | FALSE | TRUE | America/Los_Angeles | 3 | 98844 | 1840019762 | [10 empty] | OrovilleWA
Albany | Albany | MO | Missouri | 29075 | Gentry | 40.2479 | -94.3335 | 1675 | 264 | polygon | FALSE | TRUE | America/Chicago | 3 | 64402 | 1840007240 | [10 empty] | AlbanyMO
Kingston | Kingston | OK | Oklahoma | 40095 | Marshall | 33.9979 | -96.6952 | 1675 | 186 | polygon | FALSE | TRUE | America/Chicago | 3 | 73439 | 1840021925 | [10 empty] | KingstonOK
Pleak | Pleak | TX | Texas | 48157 | Fort Bend | 29.4852 | -95.8098 | 1675 | 333 | polygon | FALSE | TRUE | America/Chicago | 3 | 77471 77461 77469 | 1840023154 | [10 empty] | PleakTX
Harrisville | Harrisville | WV | West Virginia | 54085 | Ritchie | 39.2104 | -81.0485 | 1674 | 408 | polygon | FALSE | TRUE | America/New_York | 3 | 26362 | 1840005791 | [10 empty] | HarrisvilleWV
Elkview | Elkview | WV | West Virginia | 54039 | Kanawha | 38.4327 | -81.4771 | 1673 | 384 | polygon | FALSE | FALSE | America/New_York | 3 | 25071 | 1840006187 | [10 empty] | ElkviewWV
Sabinal | Sabinal | TX | Texas | 48463 | Uvalde | 29.3214 | -99.4696 | 1673 | 543 | polygon | FALSE | TRUE | America/Chicago | 3 | 78881 | 1840020968 | [10 empty] | SabinalTX
Hagerstown | Hagerstown | IN | Indiana | 18177 | Wayne | 39.9115 | -85.1554 | 1673 | 490 | polygon | FALSE | TRUE | America/Indiana/Indianapolis | 3 | 47346 | 1840010546 | [10 empty] | HagerstownIN
Walnut Grove | Walnut Grove | MS | Mississippi | 28079 | Leake | 32.5932 | -89.4578 | 1673 | 399 | polygon | FALSE | TRUE | America/Chicago | 3 | 39189 | 1840016953 | [10 empty] | Walnut GroveMS
Cascade Valley | Cascade Valley | WA | Washington | 53025 | Grant | 47.1412 | -119.3291 | 1673 | 216 | polygon | FALSE | FALSE | America/Los_Angeles | 3 | 98837 | 1840037865 | [10 empty] | Cascade ValleyWA
Stanley | Stanley | VA | Virginia | 51139 | Page | 38.5769 | -78.5027 | 1673 | 450 | polygon | FALSE | TRUE | America/New_York | 3 | 22851 | 1840006143 | [10 empty] | StanleyVA
John Day | John Day | OR | Oregon | 41023 | Grant | 44.4181 | -118.9535 | 1672 | 299 | polygon | FALSE | TRUE | America/Los_Angeles | 3 | 97845 | 1840018598 | [10 empty] | John DayOR
Princeville | Princeville | IL | Illinois | 17143 | Peoria | 40.9348 | -89.7547 | 1672 | 380 | polygon | FALSE | TRUE | America/Chicago | 3 | 61559 | 1840011926 | [10 empty] | PrincevilleIL
West Unity | West Unity | OH | Ohio | 39171 | Williams | 41.5889 | -84.4305 | 1672 | 421 | polygon | FALSE | TRUE | America/New_York | 3 | 43570 | 1840011525 | [10 empty] | West UnityOH
Daguao | Daguao | PR | Puerto Rico | 72103 | Naguabo | 18.2217 | -65.6798 | 1672 | 1161 | polygon | FALSE | FALSE | America/Puerto_Rico | 3 | 718 | 1630035659 | [10 empty] | DaguaoPR
Joseph City | Joseph City | AZ | Arizona | 4017 | Navajo | 34.9614 | -110.3274 | 1672 | 87 | polygon | FALSE | FALSE | America/Phoenix | 3 | 86032 | 1840022578 | [10 empty] | Joseph CityAZ
Canby | Canby | MN | Minnesota | 27173 | Yellow Medicine | 44.7157 | -96.269 | 1671 | 284 | polygon | FALSE | TRUE | America/Chicago | 3 | 56220 | 1840006763 | [10 empty] | CanbyMN
Blountsville | Blountsville | AL | Alabama | 1009 | Blount | 34.0814 | -86.5867 | 1670 | 118 | polygon | FALSE | TRUE | America/Chicago | 3 | 35031 | 1840015600 | [10 empty] | BlountsvilleAL
Ronceverte | Ronceverte | WV | West Virginia | 54025 | Greenbrier | 37.7503 | -80.4714 | 1670 | 378 | polygon | FALSE | TRUE | America/New_York | 3 | 24901 24970 | 1840006286 | [10 empty] | RonceverteWV
Holliday | Holliday | TX | Texas | 48009 | Archer | 33.8142 | -98.6899 | 1670 | 263 | polygon | FALSE | TRUE | America/Chicago | 3 | 76366 | 1840020601 | [10 empty] | HollidayTX
Bluff City | Bluff City | TN | Tennessee | 47163 | Sullivan | 36.4589 | -82.2769 | 1670 | 369 | polygon | FALSE | TRUE | America/New_York | 3 | 37618 37686 | 1840013300 | [10 empty] | Bluff CityTN
Altamont | Altamont | NY | New York | 36001 | Albany | 42.7055 | -74.034 | 1669 | 508 | polygon | FALSE | TRUE | America/New_York | 3 | 12009 | 1840004494 | [10 empty] | AltamontNY
Princeville | Princeville | HI | Hawaii | 15007 | Kauai | 22.2177 | -159.4809 | 1669 | 266 | polygon | FALSE | FALSE | Pacific/Honolulu | 3 | 96722 | 1840023223 | [10 empty] | PrincevilleHI
Calhoun City | Calhoun City | MS | Mississippi | 28013 | Calhoun | 33.8588 | -89.3145 | 1668 | 273 | polygon | FALSE | TRUE | America/Chicago | 3 | 38916 38839 | 1840015618 | [10 empty] | Calhoun CityMS
Wakefield | Wakefield | MI | Michigan | 26053 | Gogebic | 46.4767 | -89.9336 | 1668 | 81 | polygon | FALSE | TRUE | America/Menominee | 3 | 49968 | 1840001940 | [10 empty] | WakefieldMI
Gadsden | Gadsden | SC | South Carolina | 45079 | Richland | 33.848 | -80.7663 | 1668 | 56 | polygon | FALSE | FALSE | America/New_York | 3 | 29052 29061 | 1840026976 | [10 empty] | GadsdenSC
Kentland | Kentland | IN | Indiana | 18111 | Newton | 40.774 | -87.4465 | 1668 | 477 | polygon | FALSE | TRUE | America/Chicago | 3 | 47951 | 1840010306 | [10 empty] | KentlandIN
Dayton | Dayton | IN | Indiana | 18157 | Tippecanoe | 40.3752 | -86.7739 | 1668 | 563 | polygon | FALSE | TRUE | America/Indiana/Indianapolis | 3 | 47941 47905 | 1840009426 | [10 empty] | DaytonIN
Columbus AFB | Columbus AFB | MS | Mississippi | 28087 | Lowndes | 33.6276 | -88.4454 | 1667 | 420 | polygon | TRUE | TRUE | America/Chicago | 3 | 39705 39710 | 1840073848 | [10 empty] | Columbus AFBMS
Bement | Bement | IL | Illinois | 17147 | Piatt | 39.9228 | -88.5724 | 1667 | 844 | polygon | FALSE | TRUE | America/Chicago | 3 | 61813 | 1840012320 | [10 empty] | BementIL
Decatur | Decatur | TN | Tennessee | 47121 | Meigs | 35.5291 | -84.7933 | 1667 | 169 | polygon | FALSE | TRUE | America/New_York | 3 | 37322 | 1840016301 | [10 empty] | DecaturTN
Bent Creek | Bent Creek | NC | North Carolina | 37021 | Buncombe | 35.5081 | -82.6176 | 1666 | 291 | polygon | FALSE | FALSE | America/New_York | 3 | 28806 | 1840013409 | [10 empty] | Bent CreekNC
Perryopolis | Perryopolis | PA | Pennsylvania | 42051 | Fayette | 40.0868 | -79.7528 | 1666 | 419 | polygon | FALSE | TRUE | America/New_York | 3 | 15473 | 1840000667 | [10 empty] | PerryopolisPA
Tremont | Tremont | PA | Pennsylvania | 42107 | Schuylkill | 40.6302 | -76.3912 | 1666 | 886 | polygon | FALSE | TRUE | America/New_York | 3 | 17981 | 1840002782 | [10 empty] | TremontPA
Parcelas de Navarro | Parcelas de Navarro | PR | Puerto Rico | 72063 | Gurabo | 18.2301 | -66.0042 | 1665 | 4776 | polygon | FALSE | TRUE | America/Puerto_Rico | 2 | 778 | 1630025221 | [10 empty] | Parcelas de NavarroPR
Knollwood | Knollwood | IL | Illinois | 17097 | Lake | 42.2846 | -87.8793 | 1665 | 1064 | polygon | FALSE | FALSE | America/Chicago | 3 | 60044 | 1840026206 | [10 empty] | KnollwoodIL
Uvalde Estates | Uvalde Estates | TX | Texas | 48463 | Uvalde | 29.1695 | -99.8329 | 1665 | 108 | polygon | FALSE | FALSE | America/Chicago | 3 | 78801 | 1840019660 | [10 empty] | Uvalde EstatesTX
Trempealeau | Trempealeau | WI | Wisconsin | 55121 | Trempealeau | 44.003 | -91.4285 | 1664 | 323 | polygon | FALSE | TRUE | America/Chicago | 3 | 54661 | 1840002385 | [10 empty] | TrempealeauWI
Coaling | Coaling | AL | Alabama | 1125 | Tuscaloosa | 33.1641 | -87.3534 | 1663 | 128 | polygon | FALSE | TRUE | America/Chicago | 3 | 35453 35449 | 1840016840 | [10 empty] | CoalingAL
Cementon | Cementon | PA | Pennsylvania | 42077 | Lehigh | 40.689 | -75.5161 | 1663 | 986 | polygon | FALSE | FALSE | America/New_York | 3 | 18052 | 1840034894 | [10 empty] | CementonPA
Playita | Playita | PR | Puerto Rico | 72151 | Yabucoa | 18.0405 | -65.9071 | 1663 | 925 | polygon | FALSE | FALSE | America/Puerto_Rico | 3 | 767 | 1630023680 | [10 empty] | PlayitaPR
Cosmopolis | Cosmopolis | WA | Washington | 53027 | Grays Harbor | 46.954 | -123.7726 | 1662 | 461 | polygon | FALSE | TRUE | America/Los_Angeles | 3 | 98520 98563 98537 | 1840018448 | [10 empty] | CosmopolisWA
Arcadia | Arcadia | IN | Indiana | 18057 | Hamilton | 40.1742 | -86.021 | 1662 | 1164 | polygon | FALSE | TRUE | America/Indiana/Indianapolis | 3 | 46030 | 1840010497 | [10 empty] | ArcadiaIN
Blue Grass | Blue Grass | IA | Iowa | 19163 | Scott | 41.5096 | -90.7649 | 1661 | 219 | polygon | FALSE | TRUE | America/Chicago | 3 | 52726 | 1840007080 | [10 empty] | Blue GrassIA
Young Harris | Young Harris | GA | Georgia | 13281 | Towns | 34.9349 | -83.8472 | 1661 | 673 | polygon | FALSE | TRUE | America/New_York | 3 | 30582 | 1840015523 | [10 empty] | Young HarrisGA
Southport | Southport | CT | Connecticut | 9001 | Fairfield | 41.135 | -73.2874 | 1661 | 747 | polygon | FALSE | FALSE | America/New_York | 3 | 6890 | 1840026287 | [10 empty] | SouthportCT
Channel Lake | Channel Lake | IL | Illinois | 17097 | Lake | 42.483 | -88.1491 | 1661 | 355 | polygon | FALSE | FALSE | America/Chicago | 3 | 60002 | 1840029894 | [10 empty] | Channel LakeIL
Blackwater | Blackwater | AZ | Arizona | 4021 | Pinal | 33.0396 | -111.5798 | 1660 | 35 | polygon | FALSE | FALSE | America/Phoenix | 3 | 85128 | 1840018031 | [10 empty] | BlackwaterAZ
Star Valley Ranch | Star Valley Ranch | WY | Wyoming | 56023 | Lincoln | 42.9798 | -110.9617 | 1659 | 235 | polygon | FALSE | TRUE | America/Denver | 3 | 83127 | 1840022364 | [10 empty] | Star Valley RanchWY
Munfordville | Munfordville | KY | Kentucky | 21099 | Hart | 37.2795 | -85.8982 | 1659 | 285 | polygon | FALSE | TRUE | America/Chicago | 3 | 42765 | 1840014374 | [10 empty] | MunfordvilleKY
Cowan | Cowan | TN | Tennessee | 47051 | Franklin | 35.1629 | -86.0142 | 1658 | 308 | polygon | FALSE | TRUE | America/Chicago | 3 | 37318 | 1840014600 | [10 empty] | CowanTN
Terrebonne | Terrebonne | OR | Oregon | 41017 | Deschutes | 44.3533 | -121.1807 | 1658 | 630 | polygon | FALSE | FALSE | America/Los_Angeles | 3 | 97760 | 1840018619 | [10 empty] | TerrebonneOR
Bay Springs | Bay Springs | MS | Mississippi | 28061 | Jasper | 31.9772 | -89.2792 | 1658 | 42 | polygon | FALSE | TRUE | America/Chicago | 3 | 39422 | 1840013843 | [10 empty] | Bay SpringsMS
Sedgwick | Sedgwick | KS | Kansas | 20079 | Harvey | 37.9157 | -97.4215 | 1658 | 461 | polygon | FALSE | TRUE | America/Chicago | 3 | 67135 | 1840009759 | [10 empty] | SedgwickKS
Douglass | Douglass | KS | Kansas | 20015 | Butler | 37.5169 | -97.0105 | 1658 | 602 | polygon | FALSE | TRUE | America/Chicago | 3 | 67039 | 1840007548 | [10 empty] | DouglassKS
Salyersville | Salyersville | KY | Kentucky | 21153 | Magoffin | 37.7459 | -83.0646 | 1657 | 259 | polygon | FALSE | TRUE | America/New_York | 3 | 41465 | 1840015230 | [10 empty] | SalyersvilleKY
Murphy | Murphy | NC | North Carolina | 37039 | Cherokee | 35.0932 | -84.0279 | 1657 | 250 | polygon | FALSE | TRUE | America/New_York | 3 | 28906 | 1840016437 | [10 empty] | MurphyNC
South Rockwood | South Rockwood | MI | Michigan | 26115 | Monroe | 42.0597 | -83.2654 | 1657 | 195 | polygon | FALSE | TRUE | America/Detroit | 3 | 48179 | 1840013159 | [10 empty] | South RockwoodMI
Rehobeth | Rehobeth | AL | Alabama | 1069 | Houston | 31.1242 | -85.4382 | 1657 | 85 | polygon | FALSE | TRUE | America/Chicago | 3 | 36301 | 1840018195 | [10 empty] | RehobethAL
Ridgely | Ridgely | MD | Maryland | 24011 | Caroline | 38.9529 | -75.8828 | 1657 | 343 | polygon | FALSE | TRUE | America/New_York | 3 | 21660 | 1840005940 | [10 empty] | RidgelyMD
Kaibito | Kaibito | AZ | Arizona | 4005 | Coconino | 36.592 | -111.1071 | 1657 | 40 | polygon | FALSE | FALSE | America/Denver | 3 | 86053 | 1840017664 | [10 empty] | KaibitoAZ
Tillson | Tillson | NY | New York | 36111 | Ulster | 41.8316 | -74.0696 | 1657 | 272 | polygon | FALSE | FALSE | America/New_York | 3 | 12486 | 1840004725 | [10 empty] | TillsonNY
Muhlenberg Park | Muhlenberg Park | PA | Pennsylvania | 42011 | Berks | 40.3867 | -75.9398 | 1656 | 1102 | polygon | FALSE | FALSE | America/New_York | 3 | 19605 | 1840035444 | [10 empty] | Muhlenberg ParkPA
Black Rock | Black Rock | NM | New Mexico | 35031 | McKinley | 35.0833 | -108.7979 | 1656 | 378 | polygon | FALSE | FALSE | America/Denver | 3 | 87327 | 1840017764 | [10 empty] | Black RockNM
Plains | Plains | TX | Texas | 48501 | Yoakum | 33.1896 | -102.8272 | 1655 | 649 | polygon | FALSE | TRUE | America/Chicago | 3 | 79355 | 1840023003 | [10 empty] | PlainsTX
Cade | Cade | LA | Louisiana | 22099 | St. Martin | 30.0926 | -91.8996 | 1655 | 95 | polygon | FALSE | FALSE | America/Chicago | 3 | 70518 70519 70582 | 1840025122 | [10 empty] | CadeLA
Holland | Holland | OH | Ohio | 39095 | Lucas | 41.6192 | -83.7083 | 1655 | 645 | polygon | FALSE | TRUE | America/New_York | 3 | 43528 | 1840011478 | [10 empty] | HollandOH
Vance | Vance | AL | Alabama | 1125 | Tuscaloosa | 33.1745 | -87.2313 | 1654 | 62 | polygon | FALSE | TRUE | America/Chicago | 3 | 35188 35490 | 1840016842 | [10 empty] | VanceAL
Metlakatla | Metlakatla | AK | Alaska | 2198 | Prince of Wales-Hyder | 55.1182 | -131.5689 | 1654 | 276 | polygon | FALSE | FALSE | America/Metlakatla | 3 | 99926 | 1840023513 | [10 empty] | MetlakatlaAK
Ritzville | Ritzville | WA | Washington | 53001 | Adams | 47.1253 | -118.3809 | 1654 | 364 | polygon | FALSE | TRUE | America/Los_Angeles | 3 | 99169 | 1840019861 | [10 empty] | RitzvilleWA
Del Rey Oaks | Del Rey Oaks | CA | California | 6053 | Monterey | 36.5929 | -121.8381 | 1654 | 1326 | polygon | FALSE | TRUE | America/Los_Angeles | 3 | 93940 | 1840019024 | [10 empty] | Del Rey OaksCA
Elk Creek | Elk Creek | KY | Kentucky | 21215 | Spencer | 38.117 | -85.3722 | 1654 | 110 | polygon | FALSE | FALSE | America/New_York | 3 | 40023 40071 | 1840025690 | [10 empty] | Elk CreekKY
Montpelier | Montpelier | IN | Indiana | 18009 | Blackford | 40.5494 | -85.2874 | 1654 | 414 | polygon | FALSE | TRUE | America/Indiana/Indianapolis | 3 | 47359 | 1840008352 | [10 empty] | MontpelierIN
Juarez | Juarez | TX | Texas | 48061 | Cameron | 26.2009 | -97.7296 | 1653 | 3227 | polygon | FALSE | TRUE | America/Chicago | 2 | 78552 | 1840040893 | [10 empty] | JuarezTX
Rock Creek | Rock Creek | MN | Minnesota | 27115 | Pine | 45.7604 | -92.9088 | 1652 | 14 | polygon | FALSE | TRUE | America/Chicago | 3 | 55063 55069 55067 | 1840008856 | [10 empty] | Rock CreekMN
La Playa | La Playa | PR | Puerto Rico | 72011 | AÃ±asco | 18.2864 | -67.1866 | 1651 | 586 | polygon | FALSE | FALSE | America/Puerto_Rico | 3 | 610 | 1630035496 | [10 empty] | La PlayaPR
Canton Valley | Canton Valley | CT | Connecticut | 9003 | Hartford | 41.8316 | -72.8978 | 1651 | 362 | polygon | FALSE | FALSE | America/New_York | 3 | 6019 | 1840004777 | [10 empty] | Canton ValleyCT
Hatch | Hatch | NM | New Mexico | 35013 | DoÃ±a Ana | 32.6682 | -107.1642 | 1650 | 201 | polygon | FALSE | TRUE | America/Denver | 3 | 87937 | 1840023025 | [10 empty] | HatchNM
Steelville | Steelville | MO | Missouri | 29055 | Crawford | 37.9696 | -91.3545 | 1650 | 263 | polygon | FALSE | TRUE | America/Chicago | 3 | 65565 | 1840009845 | [10 empty] | SteelvilleMO
Lazy Mountain | Lazy Mountain | AK | Alaska | 2170 | Matanuska-Susitna | 61.6516 | -148.902 | 1650 | 10 | polygon | FALSE | FALSE | America/Anchorage | 3 | 99645 | 1840023678 | [10 empty] | Lazy MountainAK
Church Hill | Church Hill | PA | Pennsylvania | 42087 | Mifflin | 40.6926 | -77.5949 | 1649 | 459 | polygon | FALSE | FALSE | America/New_York | 3 | 17084 | 1840034904 | [10 empty] | Church HillPA
Stockdale | Stockdale | TX | Texas | 48493 | Wilson | 29.2361 | -97.9636 | 1649 | 377 | polygon | FALSE | TRUE | America/Chicago | 3 | 78160 | 1840022240 | [10 empty] | StockdaleTX
Daleville | Daleville | IN | Indiana | 18035 | Delaware | 40.1189 | -85.5573 | 1648 | 311 | polygon | FALSE | TRUE | America/Indiana/Indianapolis | 3 | 47334 | 1840009442 | [10 empty] | DalevilleIN
Vevay | Vevay | IN | Indiana | 18155 | Switzerland | 38.7427 | -85.0783 | 1648 | 438 | polygon | FALSE | TRUE | America/Indiana/Vevay | 3 | 47043 | 1840010722 | [10 empty] | VevayIN
Minco | Minco | OK | Oklahoma | 40051 | Grady | 35.3174 | -97.9518 | 1648 | 51 | polygon | FALSE | TRUE | America/Chicago | 3 | 73059 | 1840020447 | [10 empty] | MincoOK
Burnsville | Burnsville | NC | North Carolina | 37199 | Yancey | 35.9164 | -82.2974 | 1647 | 403 | polygon | FALSE | TRUE | America/New_York | 3 | 28714 | 1840015353 | [10 empty] | BurnsvilleNC
Weston | Weston | OH | Ohio | 39173 | Wood | 41.3464 | -83.7948 | 1647 | 557 | polygon | FALSE | TRUE | America/New_York | 3 | 43569 | 1840011566 | [10 empty] | WestonOH
Edgeworth | Edgeworth | PA | Pennsylvania | 42003 | Allegheny | 40.5546 | -80.1922 | 1647 | 424 | polygon | FALSE | TRUE | America/New_York | 3 | 15143 | 1840001228 | [10 empty] | EdgeworthPA
Greilickville | Greilickville | MI | Michigan | 26089 | Leelanau | 44.8049 | -85.663 | 1647 | 140 | polygon | FALSE | FALSE | America/Detroit | 3 | 49684 | 1840006573 | [10 empty] | GreilickvilleMI
Duck Hill | Duck Hill | MS | Mississippi | 28097 | Montgomery | 33.6316 | -89.7153 | 1646 | 614 | polygon | FALSE | TRUE | America/Chicago | 3 | 38925 | 1840016833 | [10 empty] | Duck HillMS
Harvey | Harvey | ND | North Dakota | 38103 | Wells | 47.7766 | -99.9301 | 1646 | 353 | polygon | FALSE | TRUE | America/Chicago | 3 | 58341 | 1840000119 | [10 empty] | HarveyND
Watervliet | Watervliet | MI | Michigan | 26021 | Berrien | 42.1883 | -86.2576 | 1646 | 538 | polygon | FALSE | TRUE | America/Detroit | 3 | 49098 | 1840003214 | [10 empty] | WatervlietMI
Dundas | Dundas | MN | Minnesota | 27131 | Rice | 44.4276 | -93.2039 | 1646 | 345 | polygon | FALSE | TRUE | America/Chicago | 3 | 55019 | 1840007888 | [10 empty] | DundasMN
Pole Ojea | Pole Ojea | PR | Puerto Rico | 72023 | Cabo Rojo | 17.9743 | -67.1832 | 1646 | 1143 | polygon | FALSE | FALSE | America/Puerto_Rico | 3 | 622 | 1630023604 | [10 empty] | Pole OjeaPR
Annandale | Annandale | NJ | New Jersey | 34019 | Hunterdon | 40.6468 | -74.8881 | 1646 | 438 | polygon | FALSE | FALSE | America/New_York | 3 | 08801 08809 | 1840033215 | [10 empty] | AnnandaleNJ
Homer | Homer | MI | Michigan | 26025 | Calhoun | 42.1461 | -84.8103 | 1645 | 455 | polygon | FALSE | TRUE | America/Detroit | 3 | 49245 | 1840011201 | [10 empty] | HomerMI
Carnegie | Carnegie | OK | Oklahoma | 40015 | Caddo | 35.1024 | -98.5995 | 1645 | 463 | polygon | FALSE | TRUE | America/Chicago | 3 | 73015 | 1840022750 | [10 empty] | CarnegieOK
Muenster | Muenster | TX | Texas | 48097 | Cooke | 33.6586 | -97.3874 | 1645 | 240 | polygon | FALSE | TRUE | America/Chicago | 3 | 76252 | 1840020574 | [10 empty] | MuensterTX
Franklin | Franklin | TX | Texas | 48395 | Robertson | 31.0251 | -96.4874 | 1645 | 542 | polygon | FALSE | TRUE | America/Chicago | 3 | 77856 | 1840020849 | [10 empty] | FranklinTX
Westwood | Westwood | CA | California | 6035 | Lassen | 40.3049 | -121.0045 | 1645 | 116 | polygon | FALSE | FALSE | America/Los_Angeles | 3 | 96137 | 1840018727 | [10 empty] | WestwoodCA
Honeyville | Honeyville | UT | Utah | 49003 | Box Elder | 41.6361 | -112.0857 | 1644 | 54 | polygon | FALSE | TRUE | America/Denver | 3 | 84302 84314 | 1840020118 | [10 empty] | HoneyvilleUT
Connelly Springs | Connelly Springs | NC | North Carolina | 37023 | Burke | 35.755 | -81.4971 | 1644 | 127 | polygon | FALSE | TRUE | America/New_York | 3 | 28612 | 1840016231 | [10 empty] | Connelly SpringsNC
Richland | Richland | GA | Georgia | 13259 | Stewart | 32.0885 | -84.6625 | 1643 | 198 | polygon | FALSE | TRUE | America/New_York | 3 | 31825 | 1840014916 | [10 empty] | RichlandGA
Jonesboro | Jonesboro | IN | Indiana | 18053 | Grant | 40.4796 | -85.6302 | 1643 | 710 | polygon | FALSE | TRUE | America/Indiana/Indianapolis | 3 | 46938 | 1840008340 | [10 empty] | JonesboroIN
McArthur | McArthur | OH | Ohio | 39163 | Vinton | 39.2466 | -82.4787 | 1643 | 477 | polygon | FALSE | TRUE | America/New_York | 3 | 45651 | 1840012687 | [10 empty] | McArthurOH
Lake City | Lake City | IA | Iowa | 19025 | Calhoun | 42.2676 | -94.7311 | 1642 | 131 | polygon | FALSE | TRUE | America/Chicago | 3 | 51449 | 1840000448 | [10 empty] | Lake CityIA
Teutopolis | Teutopolis | IL | Illinois | 17049 | Effingham | 39.1319 | -88.4793 | 1642 | 309 | polygon | FALSE | TRUE | America/Chicago | 3 | 62467 | 1840012742 | [10 empty] | TeutopolisIL
Westwood | Westwood | KS | Kansas | 20091 | Johnson | 39.0394 | -94.6156 | 1641 | 1540 | polygon | FALSE | TRUE | America/Chicago | 3 | 66205 | 1840001643 | [10 empty] | WestwoodKS
Spring Green | Spring Green | WI | Wisconsin | 55111 | Sauk | 43.1776 | -90.0688 | 1641 | 379 | polygon | FALSE | TRUE | America/Chicago | 3 | 53588 | 1840002715 | [10 empty] | Spring GreenWI
Thoreau | Thoreau | NM | New Mexico | 35031 | McKinley | 35.4209 | -108.2235 | 1641 | 39 | polygon | FALSE | FALSE | America/Denver | 3 | 87323 | 1840019096 | [10 empty] | ThoreauNM
Intercourse | Intercourse | PA | Pennsylvania | 42071 | Lancaster | 40.0378 | -76.1082 | 1640 | 300 | polygon | FALSE | FALSE | America/New_York | 3 | 17572 17529 17534 | 1840024337 | [10 empty] | IntercoursePA
Woodburn | Woodburn | IN | Indiana | 18003 | Allen | 41.1287 | -84.8501 | 1639 | 661 | polygon | FALSE | TRUE | America/Indiana/Indianapolis | 3 | 46797 | 1840010298 | [10 empty] | WoodburnIN
Houghton | Houghton | NY | New York | 36003 | Allegany | 42.4277 | -78.1615 | 1639 | 255 | polygon | FALSE | FALSE | America/New_York | 3 | 14744 | 1840004604 | [10 empty] | HoughtonNY
Duquesne | Duquesne | MO | Missouri | 29097 | Jasper | 37.0711 | -94.4573 | 1639 | 341 | polygon | FALSE | TRUE | America/Chicago | 3 | 64804 64801 | 1840013016 | [10 empty] | DuquesneMO
Los Ranchos | Los Ranchos | CA | California | 6079 | San Luis Obispo | 35.2102 | -120.6291 | 1639 | 223 | polygon | FALSE | TRUE | America/Los_Angeles | 3 | 93401 93408 93409 | 1840075936 | [10 empty] | Los RanchosCA
Garden City | Garden City | MO | Missouri | 29037 | Cass | 38.5629 | -94.1958 | 1638 | 255 | polygon | FALSE | TRUE | America/Chicago | 3 | 64747 | 1840008611 | [10 empty] | Garden CityMO
McComb | McComb | OH | Ohio | 39063 | Hancock | 41.1068 | -83.7898 | 1638 | 606 | polygon | FALSE | TRUE | America/New_York | 3 | 45858 | 1840011742 | [10 empty] | McCombOH
Boaz | Boaz | WV | West Virginia | 54107 | Wood | 39.3671 | -81.4854 | 1638 | 176 | polygon | FALSE | FALSE | America/New_York | 3 | 26187 | 1840005782 | [10 empty] | BoazWV
Hudson Lake | Hudson Lake | IN | Indiana | 18091 | LaPorte | 41.7173 | -86.5476 | 1638 | 328 | polygon | FALSE | FALSE | America/Chicago | 3 | 46552 | 1840026259 | [10 empty] | Hudson LakeIN
Dayton | Dayton | VA | Virginia | 51165 | Rockingham | 38.4173 | -78.9412 | 1637 | 612 | polygon | FALSE | TRUE | America/New_York | 3 | 22821 | 1840006137 | [10 empty] | DaytonVA
Caledonia | Caledonia | MI | Michigan | 26081 | Kent | 42.7945 | -85.5153 | 1636 | 470 | polygon | FALSE | TRUE | America/Detroit | 3 | 49316 | 1840010066 | [10 empty] | CaledoniaMI
Landover Hills | Landover Hills | MD | Maryland | 24033 | Prince George's | 38.9424 | -76.8946 | 1636 | 1720 | polygon | FALSE | TRUE | America/New_York | 3 | 20784 | 1840005987 | [10 empty] | Landover HillsMD
Kettle Falls | Kettle Falls | WA | Washington | 53065 | Stevens | 48.6055 | -118.062 | 1635 | 586 | polygon | FALSE | TRUE | America/Los_Angeles | 3 | 99141 | 1840019764 | [10 empty] | Kettle FallsWA
Moville | Moville | IA | Iowa | 19193 | Woodbury | 42.49 | -96.0679 | 1635 | 664 | polygon | FALSE | TRUE | America/Chicago | 3 | 51039 | 1840008065 | [10 empty] | MovilleIA
Charlotte | Charlotte | TN | Tennessee | 47043 | Dickson | 36.1861 | -87.3389 | 1634 | 155 | polygon | FALSE | TRUE | America/Chicago | 3 | 37036 | 1840016104 | [10 empty] | CharlotteTN
New Berlinville | New Berlinville | PA | Pennsylvania | 42011 | Berks | 40.3451 | -75.6313 | 1634 | 418 | polygon | FALSE | FALSE | America/New_York | 3 | 19512 19545 19505 | 1840035121 | [10 empty] | New BerlinvillePA
Walcott | Walcott | IA | Iowa | 19163 | Scott | 41.5989 | -90.7745 | 1634 | 202 | polygon | FALSE | TRUE | America/Chicago | 3 | 52773 | 1840010193 | [10 empty] | WalcottIA
Pocahontas | Pocahontas | IA | Iowa | 19151 | Pocahontas | 42.7371 | -94.6661 | 1634 | 312 | polygon | FALSE | TRUE | America/Chicago | 3 | 50574 | 1840009079 | [10 empty] | PocahontasIA
Stewartville | Stewartville | AL | Alabama | 1037 | Coosa | 33.0725 | -86.2658 | 1634 | 26 | polygon | FALSE | FALSE | America/Chicago | 3 | 35151 35183 | 1840023022 | [10 empty] | StewartvilleAL
Gearhart | Gearhart | OR | Oregon | 41007 | Clatsop | 46.0289 | -123.9174 | 1634 | 338 | polygon | FALSE | TRUE | America/Los_Angeles | 3 | 97138 | 1840019905 | [10 empty] | GearhartOR
Buckhead Ridge | Buckhead Ridge | FL | Florida | 12043 | Glades | 27.133 | -80.8868 | 1634 | 450 | polygon | FALSE | FALSE | America/New_York | 3 | 34974 | 1840014195 | [10 empty] | Buckhead RidgeFL
Los Alamos | Los Alamos | CA | California | 6083 | Santa Barbara | 34.7375 | -120.2783 | 1634 | 163 | polygon | FALSE | FALSE | America/Los_Angeles | 3 | 93440 | 1840017886 | [10 empty] | Los AlamosCA
Bayou Vista | Bayou Vista | TX | Texas | 48167 | Galveston | 29.3258 | -94.939 | 1633 | 1967 | polygon | FALSE | TRUE | America/Chicago | 3 | 77563 | 1840019664 | [10 empty] | Bayou VistaTX
Chapin | Chapin | SC | South Carolina | 45063 | Lexington | 34.1645 | -81.3449 | 1633 | 313 | polygon | FALSE | TRUE | America/New_York | 3 | 29036 | 1840016725 | [10 empty] | ChapinSC
Marbury | Marbury | AL | Alabama | 1001 | Autauga | 32.6793 | -86.4607 | 1633 | 27 | polygon | FALSE | FALSE | America/Chicago | 3 | 36022 36051 | 1840023045 | [10 empty] | MarburyAL
Wilderness Rim | Wilderness Rim | WA | Washington | 53033 | King | 47.4463 | -121.7691 | 1633 | 1013 | polygon | FALSE | TRUE | America/Los_Angeles | 3 | 98045 | 1840042145 | [10 empty] | Wilderness RimWA
Congress | Congress | AZ | Arizona | 4025 | Yavapai | 34.1526 | -112.8642 | 1632 | 16 | polygon | FALSE | FALSE | America/Phoenix | 3 | 85332 | 1840017840 | [10 empty] | CongressAZ
Boulevard Gardens | Boulevard Gardens | FL | Florida | 12011 | Broward | 26.1252 | -80.1822 | 1632 | 2510 | polygon | FALSE | FALSE | America/New_York | 2 | 33311 | 1840029103 | [10 empty] | Boulevard GardensFL
Sebewaing | Sebewaing | MI | Michigan | 26063 | Huron | 43.7321 | -83.4511 | 1631 | 396 | polygon | FALSE | TRUE | America/Detroit | 3 | 48759 | 1840013153 | [10 empty] | SebewaingMI
Water Mill | Water Mill | NY | New York | 36103 | Suffolk | 40.9222 | -72.3532 | 1631 | 59 | polygon | FALSE | FALSE | America/New_York | 3 | 11976 | 1840033982 | [10 empty] | Water MillNY
Nooksack | Nooksack | WA | Washington | 53073 | Whatcom | 48.9276 | -122.3211 | 1631 | 898 | polygon | FALSE | TRUE | America/Los_Angeles | 3 | 98247 98276 | 1840019753 | [10 empty] | NooksackWA
Lockney | Lockney | TX | Texas | 48153 | Floyd | 34.1231 | -101.4424 | 1631 | 407 | polygon | FALSE | TRUE | America/Chicago | 3 | 79241 79221 | 1840021915 | [10 empty] | LockneyTX
Dundee | Dundee | NY | New York | 36123 | Yates | 42.5236 | -76.9775 | 1630 | 571 | polygon | FALSE | TRUE | America/New_York | 3 | 14837 | 1840004506 | [10 empty] | DundeeNY
South Lancaster | South Lancaster | MA | Massachusetts | 25027 | Worcester | 42.4373 | -71.692 | 1630 | 476 | polygon | FALSE | FALSE | America/New_York | 3 | 01523 01561 | 1840004532 | [10 empty] | South LancasterMA
Georgetown | Georgetown | CT | Connecticut | 9001 | Fairfield | 41.2494 | -73.4343 | 1630 | 219 | polygon | FALSE | FALSE | America/New_York | 3 | 06896 06897 06829 | 1840000575 | [10 empty] | GeorgetownCT
Topaz Ranch Estates | Topaz Ranch Estates | NV | Nevada | 32005 | Douglas | 38.7357 | -119.5008 | 1630 | 43 | polygon | FALSE | TRUE | America/Los_Angeles | 3 | 89444 | 1840039850 | [10 empty] | Topaz Ranch EstatesNV
Canyon Day | Canyon Day | AZ | Arizona | 4007 | Gila | 33.7826 | -110.0328 | 1629 | 125 | polygon | FALSE | FALSE | America/Phoenix | 3 | 85941 | 1840017945 | [10 empty] | Canyon DayAZ
Pinewood Estates | Pinewood Estates | TX | Texas | 48199 | Hardin | 30.1692 | -94.3207 | 1628 | 47 | polygon | FALSE | FALSE | America/Chicago | 3 | 77659 | 1840037096 | [10 empty] | Pinewood EstatesTX
Shiremanstown | Shiremanstown | PA | Pennsylvania | 42041 | Cumberland | 40.2223 | -76.9555 | 1628 | 2052 | polygon | FALSE | TRUE | America/New_York | 2 | 17011 | 1840001393 | [10 empty] | ShiremanstownPA
East Bangor | East Bangor | PA | Pennsylvania | 42095 | Northampton | 40.8812 | -75.186 | 1628 | 741 | polygon | FALSE | TRUE | America/New_York | 3 | 18013 | 1840000969 | [10 empty] | East BangorPA
Smith Valley | Smith Valley | NV | Nevada | 32019 | Lyon | 38.7845 | -119.3444 | 1627 | 5 | polygon | FALSE | TRUE | America/Los_Angeles | 3 | 89444 89430 | 1840037104 | [10 empty] | Smith ValleyNV
Victoria | Victoria | VA | Virginia | 51111 | Lunenburg | 36.9947 | -78.2242 | 1626 | 222 | polygon | FALSE | TRUE | America/New_York | 3 | 23974 | 1840003865 | [10 empty] | VictoriaVA
Pinehurst | Pinehurst | ID | Idaho | 16079 | Shoshone | 47.5364 | -116.2327 | 1626 | 630 | polygon | FALSE | TRUE | America/Los_Angeles | 3 | 83850 | 1840019800 | [10 empty] | PinehurstID
Aurora | Aurora | MN | Minnesota | 27137 | St. Louis | 47.5312 | -92.2399 | 1626 | 165 | polygon | FALSE | TRUE | America/Chicago | 3 | 55705 | 1840006590 | [10 empty] | AuroraMN
Reinbeck | Reinbeck | IA | Iowa | 19075 | Grundy | 42.3225 | -92.5943 | 1626 | 289 | polygon | FALSE | TRUE | America/Chicago | 3 | 50669 | 1840009128 | [10 empty] | ReinbeckIA
Perry | Perry | OH | Ohio | 39085 | Lake | 41.7637 | -81.143 | 1626 | 276 | polygon | FALSE | TRUE | America/New_York | 3 | 44081 | 1840000543 | [10 empty] | PerryOH
Penn State Erie | Penn State Erie | PA | Pennsylvania | 42049 | Erie | 42.1185 | -79.9818 | 1626 | 794 | polygon | FALSE | TRUE | America/New_York | 3 | 16563 16510 | 1840043382 | [10 empty] | Penn State EriePA
Argos | Argos | IN | Indiana | 18099 | Marshall | 41.2379 | -86.2523 | 1626 | 488 | polygon | FALSE | TRUE | America/Indiana/Indianapolis | 3 | 46501 | 1840010268 | [10 empty] | ArgosIN
St. Francisville | St. Francisville | LA | Louisiana | 22125 | West Feliciana | 30.7852 | -91.3787 | 1625 | 344 | polygon | FALSE | TRUE | America/Chicago | 3 | 70775 | 1840018200 | [10 empty] | St. FrancisvilleLA
Kingsley | Kingsley | MI | Michigan | 26055 | Grand Traverse | 44.5845 | -85.5346 | 1625 | 515 | polygon | FALSE | TRUE | America/Detroit | 3 | 49649 | 1840013142 | [10 empty] | KingsleyMI
San Antonio | San Antonio | PR | Puerto Rico | 72005 | Aguadilla | 18.4931 | -67.0998 | 1625 | 1297 | polygon | FALSE | FALSE | America/Puerto_Rico | 3 | 690 | 1630149533 | [10 empty] | San AntonioPR
Marfa | Marfa | TX | Texas | 48377 | Presidio | 30.3107 | -104.0255 | 1625 | 385 | polygon | FALSE | TRUE | America/Chicago | 3 | 79843 | 1840020882 | [10 empty] | MarfaTX
Springfield | Springfield | NE | Nebraska | 31153 | Sarpy | 41.0854 | -96.1332 | 1624 | 845 | polygon | FALSE | TRUE | America/Chicago | 3 | 68059 | 1840009327 | [10 empty] | SpringfieldNE
Hillsboro | Hillsboro | ND | North Dakota | 38097 | Traill | 47.403 | -97.0635 | 1624 | 563 | polygon | FALSE | TRUE | America/Chicago | 3 | 58045 | 1840000135 | [10 empty] | HillsboroND
Gordonsville | Gordonsville | VA | Virginia | 51137 | Orange | 38.136 | -78.1879 | 1624 | 661 | polygon | FALSE | TRUE | America/New_York | 3 | 22942 | 1840006267 | [10 empty] | GordonsvilleVA
Waterflow | Waterflow | NM | New Mexico | 35045 | San Juan | 36.7575 | -108.4711 | 1623 | 72 | polygon | FALSE | FALSE | America/Denver | 3 | 87421 87416 | 1840024853 | [10 empty] | WaterflowNM
Ridgely | Ridgely | TN | Tennessee | 47095 | Lake | 36.2607 | -89.4808 | 1623 | 380 | polygon | FALSE | TRUE | America/Chicago | 3 | 38080 | 1840017710 | [10 empty] | RidgelyTN
Mitchell | Mitchell | NE | Nebraska | 31157 | Scotts Bluff | 41.9427 | -103.8097 | 1623 | 933 | polygon | FALSE | TRUE | America/Denver | 3 | 69357 | 1840008141 | [10 empty] | MitchellNE
Harlan | Harlan | IN | Indiana | 18003 | Allen | 41.1966 | -84.9245 | 1622 | 201 | polygon | FALSE | FALSE | America/Indiana/Indianapolis | 3 | 46743 46741 | 1840026346 | [10 empty] | HarlanIN
Jagual | Jagual | PR | Puerto Rico | 72129 | San Lorenzo | 18.1611 | -65.9997 | 1622 | 2894 | polygon | FALSE | FALSE | America/Puerto_Rico | 2 | 754 | 1630023577 | [10 empty] | JagualPR
Black Point-Green Point | Black Point-Green Point | CA | California | 6041 | Marin | 38.112 | -122.5191 | 1622 | 221 | polygon | FALSE | TRUE | America/Los_Angeles | 3 | 94945 | 1840036851 | [10 empty] | Black Point-Green PointCA
Ester | Ester | AK | Alaska | 2090 | Fairbanks North Star | 64.8646 | -148.0916 | 1622 | 9 | polygon | FALSE | FALSE | America/Anchorage | 3 | 99709 | 1840023460 | [10 empty] | EsterAK
Luis M. CintrÃ³n | Luis M. Cintron | PR | Puerto Rico | 72053 | Fajardo | 18.3014 | -65.6379 | 1621 | 522 | polygon | FALSE | FALSE | America/Puerto_Rico | 3 | 738 | 1630023718 | [10 empty] | Luis M. CintrÃ³nPR
Temelec | Temelec | CA | California | 6097 | Sonoma | 38.2577 | -122.4982 | 1620 | 393 | polygon | FALSE | FALSE | America/Los_Angeles | 3 | 95476 | 1840018839 | [10 empty] | TemelecCA
Wellington | Wellington | UT | Utah | 49007 | Carbon | 39.5358 | -110.7344 | 1620 | 122 | polygon | FALSE | TRUE | America/Denver | 3 | 84542 84501 | 1840021435 | [10 empty] | WellingtonUT
West Glendive | West Glendive | MT | Montana | 30021 | Dawson | 47.1056 | -104.754 | 1620 | 162 | polygon | FALSE | FALSE | America/Denver | 3 | 59330 | 1840032841 | [10 empty] | West GlendiveMT
Ainsworth | Ainsworth | NE | Nebraska | 31017 | Brown | 42.5485 | -99.8574 | 1620 | 623 | polygon | FALSE | TRUE | America/Chicago | 3 | 69210 | 1840006919 | [10 empty] | AinsworthNE
Siesta Acres | Siesta Acres | TX | Texas | 48323 | Maverick | 28.7564 | -100.491 | 1620 | 1530 | polygon | FALSE | FALSE | America/Chicago | 3 | 78852 | 1840037144 | [10 empty] | Siesta AcresTX
Wilkinson Heights | Wilkinson Heights | SC | South Carolina | 45075 | Orangeburg | 33.4919 | -80.8285 | 1620 | 209 | polygon | FALSE | FALSE | America/New_York | 3 | 29115 | 1840035796 | [10 empty] | Wilkinson HeightsSC
Mount Ayr | Mount Ayr | IA | Iowa | 19159 | Ringgold | 40.7141 | -94.2376 | 1619 | 235 | polygon | FALSE | TRUE | America/Chicago | 3 | 50854 | 1840001003 | [10 empty] | Mount AyrIA
Pinebluff | Pinebluff | NC | North Carolina | 37125 | Moore | 35.1088 | -79.4713 | 1619 | 238 | polygon | FALSE | TRUE | America/New_York | 3 | 28373 | 1840016358 | [10 empty] | PinebluffNC
South Charleston | South Charleston | OH | Ohio | 39023 | Clark | 39.8243 | -83.6416 | 1619 | 506 | polygon | FALSE | TRUE | America/New_York | 3 | 45368 | 1840012437 | [10 empty] | South CharlestonOH
Rose Hill | Rose Hill | NC | North Carolina | 37061 | Duplin | 34.8263 | -78.0259 | 1618 | 434 | polygon | FALSE | TRUE | America/New_York | 3 | 28458 | 1840017883 | [10 empty] | Rose HillNC
Chesilhurst | Chesilhurst | NJ | New Jersey | 34007 | Camden | 39.7307 | -74.8786 | 1618 | 364 | polygon | FALSE | TRUE | America/New_York | 3 | 8089 | 1840001508 | [10 empty] | ChesilhurstNJ
Remsen | Remsen | IA | Iowa | 19149 | Plymouth | 42.8148 | -95.9725 | 1617 | 479 | polygon | FALSE | TRUE | America/Chicago | 3 | 51050 | 1840009072 | [10 empty] | RemsenIA
Quincy | Quincy | MI | Michigan | 26023 | Branch | 41.9432 | -84.8844 | 1617 | 504 | polygon | FALSE | TRUE | America/Detroit | 3 | 49082 | 1840011375 | [10 empty] | QuincyMI
Kensett | Kensett | AR | Arkansas | 5145 | White | 35.2354 | -91.6706 | 1617 | 341 | polygon | FALSE | TRUE | America/Chicago | 3 | 72082 | 1840014555 | [10 empty] | KensettAR
Columbus | Columbus | NM | New Mexico | 35029 | Luna | 31.8273 | -107.6423 | 1617 | 133 | polygon | FALSE | TRUE | America/Denver | 3 | 88029 | 1840023048 | [10 empty] | ColumbusNM
Concord | Concord | AL | Alabama | 1073 | Jefferson | 33.4674 | -87.0392 | 1616 | 185 | polygon | FALSE | FALSE | America/Chicago | 3 | 35023 | 1840013094 | [10 empty] | ConcordAL
Delavan | Delavan | IL | Illinois | 17179 | Tazewell | 40.371 | -89.5461 | 1616 | 432 | polygon | FALSE | TRUE | America/Chicago | 3 | 61734 | 1840007208 | [10 empty] | DelavanIL
Key Vista | Key Vista | FL | Florida | 12101 | Pasco | 28.1946 | -82.7703 | 1616 | 822 | polygon | FALSE | TRUE | America/New_York | 3 | 34691 | 1840038986 | [10 empty] | Key VistaFL
Lakefield | Lakefield | MN | Minnesota | 27063 | Jackson | 43.678 | -95.1695 | 1615 | 465 | polygon | FALSE | TRUE | America/Chicago | 3 | 56150 | 1840007943 | [10 empty] | LakefieldMN
Tryon | Tryon | NC | North Carolina | 37149 | Polk | 35.2086 | -82.2379 | 1615 | 312 | polygon | FALSE | TRUE | America/New_York | 3 | 28782 | 1840016405 | [10 empty] | TryonNC
Elk Rapids | Elk Rapids | MI | Michigan | 26009 | Antrim | 44.895 | -85.4055 | 1615 | 377 | polygon | FALSE | TRUE | America/Detroit | 3 | 49629 | 1840010923 | [10 empty] | Elk RapidsMI
Saratoga | Saratoga | WY | Wyoming | 56007 | Carbon | 41.4517 | -106.8107 | 1615 | 183 | polygon | FALSE | TRUE | America/Denver | 3 | 82331 | 1840022371 | [10 empty] | SaratogaWY
Gordo | Gordo | AL | Alabama | 1107 | Pickens | 33.322 | -87.904 | 1614 | 191 | polygon | FALSE | TRUE | America/Chicago | 3 | 35466 | 1840003367 | [10 empty] | GordoAL
Ovid | Ovid | MI | Michigan | 26037 | Clinton | 43.0031 | -84.3742 | 1613 | 686 | polygon | FALSE | TRUE | America/Detroit | 3 | 48866 | 1840011026 | [10 empty] | OvidMI
Bladenboro | Bladenboro | NC | North Carolina | 37017 | Bladen | 34.5406 | -78.7949 | 1613 | 281 | polygon | FALSE | TRUE | America/New_York | 3 | 28320 | 1840015539 | [10 empty] | BladenboroNC
El Negro | El Negro | PR | Puerto Rico | 72151 | Yabucoa | 18.037 | -65.8494 | 1613 | 1957 | polygon | FALSE | FALSE | America/Puerto_Rico | 3 | 767 | 1630023684 | [10 empty] | El NegroPR
Sawyerwood | Sawyerwood | OH | Ohio | 39153 | Summit | 41.0344 | -81.4413 | 1613 | 843 | polygon | FALSE | FALSE | America/New_York | 3 | 44312 | 1840034132 | [10 empty] | SawyerwoodOH
Bokeelia | Bokeelia | FL | Florida | 12071 | Lee | 26.68 | -82.1409 | 1613 | 69 | polygon | FALSE | FALSE | America/New_York | 3 | 33922 | 1840014215 | [10 empty] | BokeeliaFL
Oglala | Oglala | SD | South Dakota | 46102 | Oglala Lakota | 43.1849 | -102.7267 | 1612 | 49 | polygon | FALSE | FALSE | America/Denver | 3 | 57764 | 1840004200 | [10 empty] | OglalaSD
Crosbyton | Crosbyton | TX | Texas | 48107 | Crosby | 33.6413 | -101.2377 | 1612 | 294 | polygon | FALSE | TRUE | America/Chicago | 3 | 79322 | 1840019336 | [10 empty] | CrosbytonTX
North Eastham | North Eastham | MA | Massachusetts | 25001 | Barnstable | 41.8539 | -69.9968 | 1612 | 180 | polygon | FALSE | FALSE | America/New_York | 3 | 02651 02642 | 1840004758 | [10 empty] | North EasthamMA
Richland | Richland | PA | Pennsylvania | 42075 | Lebanon | 40.3574 | -76.2568 | 1612 | 448 | polygon | FALSE | TRUE | America/New_York | 3 | 17073 17087 | 1840001351 | [10 empty] | RichlandPA
Mars | Mars | PA | Pennsylvania | 42019 | Butler | 40.6969 | -80.0141 | 1612 | 1322 | polygon | FALSE | TRUE | America/New_York | 3 | 16046 | 1840000869 | [10 empty] | MarsPA
Fox Chase | Fox Chase | PA | Pennsylvania | 42011 | Berks | 40.3952 | -75.9634 | 1612 | 1788 | polygon | FALSE | TRUE | America/New_York | 3 | 19605 | 1840035445 | [10 empty] | Fox ChasePA
Corrigan | Corrigan | TX | Texas | 48373 | Polk | 30.9988 | -94.8275 | 1611 | 270 | polygon | FALSE | TRUE | America/Chicago | 3 | 75939 | 1840023132 | [10 empty] | CorriganTX
Thorp | Thorp | WI | Wisconsin | 55019 | Clark | 44.958 | -90.8021 | 1611 | 417 | polygon | FALSE | TRUE | America/Chicago | 3 | 54771 | 1840002176 | [10 empty] | ThorpWI
Senath | Senath | MO | Missouri | 29069 | Dunklin | 36.134 | -90.1614 | 1611 | 323 | polygon | FALSE | TRUE | America/Chicago | 3 | 63876 | 1840009949 | [10 empty] | SenathMO
Lake Bryan | Lake Bryan | TX | Texas | 48041 | Brazos | 30.7188 | -96.4631 | 1611 | 68 | polygon | FALSE | FALSE | America/Chicago | 3 | 77807 | 1840139791 | [10 empty] | Lake BryanTX
Bethel | Bethel | NC | North Carolina | 37147 | Pitt | 35.8072 | -77.3762 | 1611 | 586 | polygon | FALSE | TRUE | America/New_York | 3 | 27812 | 1840015389 | [10 empty] | BethelNC
Falmouth Foreside | Falmouth Foreside | ME | Maine | 23005 | Cumberland | 43.7348 | -70.2152 | 1611 | 408 | polygon | FALSE | FALSE | America/New_York | 3 | 4105 | 1840002551 | [10 empty] | Falmouth ForesideME
Maurice | Maurice | LA | Louisiana | 22113 | Vermilion | 30.1041 | -92.1211 | 1609 | 223 | polygon | FALSE | TRUE | America/Chicago | 3 | 70555 | 1840018255 | [10 empty] | MauriceLA
Spencerville | Spencerville | NM | New Mexico | 35045 | San Juan | 36.8192 | -108.056 | 1609 | 185 | polygon | FALSE | FALSE | America/Denver | 3 | 87410 | 1840024852 | [10 empty] | SpencervilleNM
Drew | Drew | MS | Mississippi | 28133 | Sunflower | 33.8101 | -90.5304 | 1608 | 553 | polygon | FALSE | TRUE | America/Chicago | 3 | 38737 | 1840013698 | [10 empty] | DrewMS
Ashley | Ashley | OH | Ohio | 39041 | Delaware | 40.4098 | -82.9516 | 1608 | 942 | polygon | FALSE | TRUE | America/New_York | 3 | 43003 | 1840003706 | [10 empty] | AshleyOH
Mill Hall | Mill Hall | PA | Pennsylvania | 42035 | Clinton | 41.1045 | -77.4888 | 1608 | 673 | polygon | FALSE | TRUE | America/New_York | 3 | 17751 | 1840003452 | [10 empty] | Mill HallPA
Georgiana | Georgiana | AL | Alabama | 1013 | Butler | 31.6391 | -86.7468 | 1608 | 99 | polygon | FALSE | TRUE | America/Chicago | 3 | 36033 | 1840003191 | [10 empty] | GeorgianaAL
La Huerta | La Huerta | NM | New Mexico | 35015 | Eddy | 32.4488 | -104.2224 | 1608 | 398 | polygon | FALSE | FALSE | America/Denver | 3 | 88220 | 1840018082 | [10 empty] | La HuertaNM
Port Byron | Port Byron | IL | Illinois | 17161 | Rock Island | 41.616 | -90.328 | 1607 | 255 | polygon | FALSE | TRUE | America/Chicago | 3 | 61275 | 1840011441 | [10 empty] | Port ByronIL
Ladera | Ladera | CA | California | 6081 | San Mateo | 37.3996 | -122.199 | 1607 | 1361 | polygon | FALSE | FALSE | America/Los_Angeles | 3 | 94028 | 1840028324 | [10 empty] | LaderaCA
Fish Lake | Fish Lake | IN | Indiana | 18091 | LaPorte | 41.5616 | -86.5513 | 1605 | 402 | polygon | FALSE | FALSE | America/Chicago | 3 | 46574 | 1840026261 | [10 empty] | Fish LakeIN
Ballplay | Ballplay | AL | Alabama | 1055 | Etowah | 34.0179 | -85.7853 | 1605 | 26 | polygon | FALSE | FALSE | America/Chicago | 3 | 35903 36272 | 1840022887 | [10 empty] | BallplayAL
Aberdeen | Aberdeen | OH | Ohio | 39015 | Brown | 38.6714 | -83.7705 | 1604 | 458 | polygon | FALSE | TRUE | America/New_York | 3 | 45101 | 1840010685 | [10 empty] | AberdeenOH
Montour Falls | Montour Falls | NY | New York | 36097 | Schuyler | 42.3499 | -76.8483 | 1604 | 205 | polygon | FALSE | TRUE | America/New_York | 3 | 14865 14891 | 1840004583 | [10 empty] | Montour FallsNY
Peach Lake | Peach Lake | NY | New York | 36079 | Putnam | 41.3682 | -73.5778 | 1604 | 232 | polygon | FALSE | FALSE | America/New_York | 3 | 10560 10509 | 1840034058 | [10 empty] | Peach LakeNY
Grand Ronde | Grand Ronde | OR | Oregon | 41053 | Polk | 45.0739 | -123.621 | 1604 | 32 | polygon | FALSE | FALSE | America/Los_Angeles | 3 | 97347 | 1840017424 | [10 empty] | Grand RondeOR
Belleair Beach | Belleair Beach | FL | Florida | 12103 | Pinellas | 27.9242 | -82.8358 | 1603 | 1298 | polygon | FALSE | TRUE | America/New_York | 3 | 33786 | 1840014146 | [10 empty] | Belleair BeachFL
Soap Lake | Soap Lake | WA | Washington | 53025 | Grant | 47.3914 | -119.4892 | 1603 | 402 | polygon | FALSE | TRUE | America/Los_Angeles | 3 | 98851 | 1840021102 | [10 empty] | Soap LakeWA
Waverly | Waverly | MN | Minnesota | 27171 | Wright | 45.065 | -93.9663 | 1603 | 353 | polygon | FALSE | TRUE | America/Chicago | 3 | 55390 | 1840009994 | [10 empty] | WaverlyMN
Neoga | Neoga | IL | Illinois | 17035 | Cumberland | 39.3215 | -88.4504 | 1602 | 444 | polygon | FALSE | TRUE | America/Chicago | 3 | 62447 | 1840008512 | [10 empty] | NeogaIL
Leavittsburg | Leavittsburg | OH | Ohio | 39155 | Trumbull | 41.2452 | -80.8789 | 1602 | 356 | polygon | FALSE | FALSE | America/New_York | 3 | 44430 | 1840004900 | [10 empty] | LeavittsburgOH
Towamensing Trails | Towamensing Trails | PA | Pennsylvania | 42025 | Carbon | 40.995 | -75.5826 | 1602 | 106 | polygon | FALSE | FALSE | America/New_York | 3 | 18210 | 1840035384 | [10 empty] | Towamensing TrailsPA
Espy | Espy | PA | Pennsylvania | 42037 | Columbia | 41.0055 | -76.4164 | 1602 | 687 | polygon | FALSE | FALSE | America/New_York | 3 | 17815 | 1840034953 | [10 empty] | EspyPA
Stevenson | Stevenson | WA | Washington | 53059 | Skamania | 45.6944 | -121.8931 | 1601 | 375 | polygon | FALSE | TRUE | America/Los_Angeles | 3 | 98648 | 1840021180 | [10 empty] | StevensonWA
Trevorton | Trevorton | PA | Pennsylvania | 42097 | Northumberland | 40.7841 | -76.6713 | 1601 | 144 | polygon | FALSE | FALSE | America/New_York | 3 | 17881 17872 | 1840005178 | [10 empty] | TrevortonPA
Corydon | Corydon | IA | Iowa | 19185 | Wayne | 40.7574 | -93.3174 | 1600 | 443 | polygon | FALSE | TRUE | America/Chicago | 3 | 50060 | 1840007200 | [10 empty] | CorydonIA
Monterey Park | Monterey Park | NM | New Mexico | 35061 | Valencia | 34.7511 | -106.653 | 1600 | 233 | polygon | FALSE | FALSE | America/Denver | 3 | 87031 | 1840033727 | [10 empty] | Monterey ParkNM
Atlanta | Atlanta | IL | Illinois | 17107 | Logan | 40.2637 | -89.231 | 1600 | 494 | polygon | FALSE | TRUE | America/Chicago | 3 | 61723 | 1840007252 | [10 empty] | AtlantaIL
South Browning | South Browning | MT | Montana | 30035 | Glacier | 48.5459 | -113.0128 | 1600 | 263 | polygon | FALSE | FALSE | America/Denver | 3 | 59417 | 1840032848 | [10 empty] | South BrowningMT
Naranjito | Naranjito | PR | Puerto Rico | 72105 | Naranjito | 18.302 | -66.246 | 1599 | 1876 | polygon | FALSE | FALSE | America/Puerto_Rico | 3 | 719 | 1630023649 | [10 empty] | NaranjitoPR
Bowman | Bowman | ND | North Dakota | 38011 | Bowman | 46.184 | -103.3991 | 1599 | 387 | polygon | FALSE | TRUE | America/Denver | 3 | 58623 | 1840000257 | [10 empty] | BowmanND
Saxapahaw | Saxapahaw | NC | North Carolina | 37001 | Alamance | 35.9489 | -79.321 | 1599 | 119 | polygon | FALSE | FALSE | America/New_York | 3 | 27253 27340 | 1840013359 | [10 empty] | SaxapahawNC
Eureka Mill | Eureka Mill | SC | South Carolina | 45023 | Chester | 34.718 | -81.193 | 1599 | 490 | polygon | FALSE | FALSE | America/New_York | 3 | 29706 | 1840035844 | [10 empty] | Eureka MillSC
Adrian | Adrian | MO | Missouri | 29013 | Bates | 38.396 | -94.3498 | 1597 | 294 | polygon | FALSE | TRUE | America/Chicago | 3 | 64720 | 1840007511 | [10 empty] | AdrianMO
Brooklyn | Brooklyn | IN | Indiana | 18109 | Morgan | 39.5436 | -86.3674 | 1597 | 923 | polygon | FALSE | TRUE | America/Indiana/Indianapolis | 3 | 46158 46111 | 1840009666 | [10 empty] | BrooklynIN
Emerson | Emerson | GA | Georgia | 13015 | Bartow | 34.1303 | -84.7484 | 1596 | 71 | polygon | FALSE | TRUE | America/New_York | 3 | 30137 30121 30120 | 1840013621 | [10 empty] | EmersonGA
Galesville | Galesville | WI | Wisconsin | 55121 | Trempealeau | 44.0839 | -91.358 | 1596 | 473 | polygon | FALSE | TRUE | America/Chicago | 3 | 54630 | 1840002387 | [10 empty] | GalesvilleWI
Coalville | Coalville | UT | Utah | 49043 | Summit | 40.912 | -111.413 | 1596 | 98 | polygon | FALSE | TRUE | America/Denver | 3 | 84017 | 1840018723 | [10 empty] | CoalvilleUT
Spring Valley | Spring Valley | AZ | Arizona | 4025 | Yavapai | 34.3531 | -112.1513 | 1596 | 58 | polygon | FALSE | FALSE | America/Phoenix | 3 | 86333 | 1840019161 | [10 empty] | Spring ValleyAZ
Rocky Point | Rocky Point | WA | Washington | 53035 | Kitsap | 47.5881 | -122.6668 | 1596 | 870 | polygon | FALSE | FALSE | America/Los_Angeles | 3 | 98312 | 1840037507 | [10 empty] | Rocky PointWA
Traer | Traer | IA | Iowa | 19171 | Tama | 42.1895 | -92.4639 | 1596 | 477 | polygon | FALSE | TRUE | America/Chicago | 3 | 50675 | 1840010128 | [10 empty] | TraerIA
Monette | Monette | AR | Arkansas | 5031 | Craighead | 35.8931 | -90.3442 | 1595 | 108 | polygon | FALSE | TRUE | America/Chicago | 3 | 72447 | 1840014506 | [10 empty] | MonetteAR
Edmonton | Edmonton | KY | Kentucky | 21169 | Metcalfe | 36.9854 | -85.6193 | 1595 | 161 | polygon | FALSE | TRUE | America/Chicago | 3 | 42129 | 1840013266 | [10 empty] | EdmontonKY
Astor | Astor | FL | Florida | 12069 | Lake | 29.1635 | -81.5349 | 1595 | 263 | polygon | FALSE | FALSE | America/New_York | 3 | 32102 | 1840014046 | [10 empty] | AstorFL
Bernice | Bernice | LA | Louisiana | 22111 | Union | 32.8276 | -92.6584 | 1594 | 190 | polygon | FALSE | TRUE | America/Chicago | 3 | 71222 | 1840015773 | [10 empty] | BerniceLA
Orwell | Orwell | OH | Ohio | 39007 | Ashtabula | 41.5364 | -80.8596 | 1594 | 311 | polygon | FALSE | TRUE | America/New_York | 3 | 44076 | 1840011418 | [10 empty] | OrwellOH
Lakeside | Lakeside | TX | Texas | 48439 | Tarrant | 32.8219 | -97.4869 | 1593 | 371 | polygon | FALSE | TRUE | America/Chicago | 3 | 76135 76108 | 1840022053 | [10 empty] | LakesideTX
Shoreacres | Shoreacres | TX | Texas | 48201 | Harris | 29.6204 | -95.0188 | 1593 | 676 | polygon | FALSE | TRUE | America/Chicago | 3 | 77571 | 1840022198 | [10 empty] | ShoreacresTX
De Kalb | De Kalb | TX | Texas | 48037 | Bowie | 33.5076 | -94.6167 | 1593 | 449 | polygon | FALSE | TRUE | America/Chicago | 3 | 75559 | 1840019340 | [10 empty] | De KalbTX
Calumet | Calumet | PA | Pennsylvania | 42129 | Westmoreland | 40.2189 | -79.4892 | 1593 | 282 | polygon | FALSE | FALSE | America/New_York | 3 | 15666 15689 15601 15621 | 1840026435 | [10 empty] | CalumetPA
Linn | Linn | MO | Missouri | 29151 | Osage | 38.4788 | -91.845 | 1593 | 527 | polygon | FALSE | TRUE | America/Chicago | 3 | 65051 | 1840009646 | [10 empty] | LinnMO
New Hope | New Hope | OR | Oregon | 41033 | Josephine | 42.3693 | -123.359 | 1593 | 160 | polygon | FALSE | FALSE | America/Los_Angeles | 3 | 97527 | 1840025485 | [10 empty] | New HopeOR
Emigration Canyon | Emigration Canyon | UT | Utah | 49035 | Salt Lake | 40.7886 | -111.7414 | 1592 | 33 | polygon | FALSE | TRUE | America/Denver | 3 | 84108 | 1840041631 | [10 empty] | Emigration CanyonUT
Eagle River | Eagle River | WI | Wisconsin | 55125 | Vilas | 45.9249 | -89.2561 | 1592 | 189 | polygon | FALSE | TRUE | America/Chicago | 3 | 54521 | 1840001982 | [10 empty] | Eagle RiverWI
Mayville | Mayville | NY | New York | 36013 | Chautauqua | 42.2532 | -79.5031 | 1592 | 308 | polygon | FALSE | TRUE | America/New_York | 3 | 14757 | 1840004568 | [10 empty] | MayvilleNY
Midway | Midway | FL | Florida | 12117 | Seminole | 28.7924 | -81.2314 | 1592 | 833 | polygon | FALSE | FALSE | America/New_York | 3 | 32771 | 1840148976 | [10 empty] | MidwayFL
Del Rio | Del Rio | CA | California | 6099 | Stanislaus | 37.7432 | -121.0091 | 1592 | 295 | polygon | FALSE | FALSE | America/Los_Angeles | 3 | 95356 | 1840028341 | [10 empty] | Del RioCA
Crooked Lake Park | Crooked Lake Park | FL | Florida | 12105 | Polk | 27.8295 | -81.5897 | 1592 | 1065 | polygon | FALSE | FALSE | America/New_York | 3 | 33859 | 1840028657 | [10 empty] | Crooked Lake ParkFL
Aberdeen | Aberdeen | IN | Indiana | 18127 | Porter | 41.4418 | -87.1166 | 1591 | 488 | polygon | FALSE | FALSE | America/Chicago | 3 | 46385 | 1840030083 | [10 empty] | AberdeenIN
Cressona | Cressona | PA | Pennsylvania | 42107 | Schuylkill | 40.6304 | -76.1938 | 1591 | 615 | polygon | FALSE | TRUE | America/New_York | 3 | 17929 | 1840002756 | [10 empty] | CressonaPA
Mechanicsburg | Mechanicsburg | OH | Ohio | 39021 | Champaign | 40.0735 | -83.5564 | 1591 | 626 | polygon | FALSE | TRUE | America/New_York | 3 | 43044 | 1840012334 | [10 empty] | MechanicsburgOH
Woodland Hills | Woodland Hills | UT | Utah | 49049 | Utah | 40.0132 | -111.6558 | 1590 | 242 | polygon | FALSE | TRUE | America/Denver | 3 | 84651 84653 | 1840021400 | [10 empty] | Woodland HillsUT
Darien | Darien | WI | Wisconsin | 55127 | Walworth | 42.6008 | -88.7127 | 1590 | 476 | polygon | FALSE | TRUE | America/Chicago | 3 | 53114 | 1840002482 | [10 empty] | DarienWI
Warner | Warner | OK | Oklahoma | 40101 | Muskogee | 35.4902 | -95.3085 | 1590 | 316 | polygon | FALSE | TRUE | America/Chicago | 3 | 74469 | 1840022724 | [10 empty] | WarnerOK
Avon | Avon | MN | Minnesota | 27145 | Stearns | 45.6101 | -94.4619 | 1590 | 374 | polygon | FALSE | TRUE | America/Chicago | 3 | 56310 | 1840006684 | [10 empty] | AvonMN
Natalia | Natalia | TX | Texas | 48325 | Medina | 29.1877 | -98.8524 | 1590 | 441 | polygon | FALSE | TRUE | America/Chicago | 3 | 78059 | 1840020964 | [10 empty] | NataliaTX
Nashua | Nashua | IA | Iowa | 19037 | Chickasaw | 42.9502 | -92.5417 | 1589 | 212 | polygon | FALSE | TRUE | America/Chicago | 3 | 50658 | 1840007997 | [10 empty] | NashuaIA
Shelbina | Shelbina | MO | Missouri | 29205 | Shelby | 39.693 | -92.0396 | 1589 | 262 | polygon | FALSE | TRUE | America/Chicago | 3 | 63468 | 1840009519 | [10 empty] | ShelbinaMO
Palomas | Palomas | PR | Puerto Rico | 72153 | Yauco | 18.0135 | -66.8688 | 1588 | 1226 | polygon | FALSE | FALSE | America/Puerto_Rico | 3 | 698 | 1630137130 | [10 empty] | PalomasPR
Woodland Park | Woodland Park | NE | Nebraska | 31167 | Stanton | 42.0542 | -97.3452 | 1588 | 391 | polygon | FALSE | TRUE | America/Chicago | 3 | 68701 | 1840042699 | [10 empty] | Woodland ParkNE
Jerome | Jerome | IL | Illinois | 17167 | Sangamon | 39.7677 | -89.6785 | 1588 | 1318 | polygon | FALSE | TRUE | America/Chicago | 3 | 62704 | 1840012442 | [10 empty] | JeromeIL
Union City | Union City | OH | Ohio | 39037 | Darke | 40.1996 | -84.7943 | 1588 | 666 | polygon | FALSE | TRUE | America/New_York | 3 | 45390 | 1840012258 | [10 empty] | Union CityOH
Lockport Heights | Lockport Heights | LA | Louisiana | 22057 | Lafourche | 29.6564 | -90.5486 | 1588 | 469 | polygon | FALSE | FALSE | America/Chicago | 3 | 70374 70394 | 1840025137 | [10 empty] | Lockport HeightsLA
Homer City | Homer City | PA | Pennsylvania | 42063 | Indiana | 40.5403 | -79.1597 | 1588 | 1110 | polygon | FALSE | TRUE | America/New_York | 3 | 15748 | 1840000996 | [10 empty] | Homer CityPA
Rosedale | Rosedale | MS | Mississippi | 28011 | Bolivar | 33.8525 | -91.0339 | 1588 | 113 | polygon | FALSE | TRUE | America/Chicago | 3 | 38769 | 1840014750 | [10 empty] | RosedaleMS
McCord | McCord | OK | Oklahoma | 40113 | Osage | 36.6798 | -97.0346 | 1588 | 140 | polygon | FALSE | FALSE | America/Chicago | 3 | 74604 | 1840034657 | [10 empty] | McCordOK
West Milton | West Milton | PA | Pennsylvania | 42119 | Union | 41.0183 | -76.8767 | 1588 | 738 | polygon | FALSE | FALSE | America/New_York | 3 | 17886 | 1840024213 | [10 empty] | West MiltonPA
Eleanor | Eleanor | WV | West Virginia | 54079 | Putnam | 38.5374 | -81.9256 | 1587 | 288 | polygon | FALSE | TRUE | America/New_York | 3 | 25168 25070 | 1840006179 | [10 empty] | EleanorWV
Earlville | Earlville | IL | Illinois | 17099 | LaSalle | 41.588 | -88.9229 | 1587 | 510 | polygon | FALSE | TRUE | America/Chicago | 3 | 60518 | 1840008197 | [10 empty] | EarlvilleIL
Kalida | Kalida | OH | Ohio | 39137 | Putnam | 40.9854 | -84.1945 | 1587 | 364 | polygon | FALSE | TRUE | America/New_York | 3 | 45875 45830 45853 | 1840011748 | [10 empty] | KalidaOH
Harbor Beach | Harbor Beach | MI | Michigan | 26063 | Huron | 43.8456 | -82.6554 | 1587 | 356 | polygon | FALSE | TRUE | America/Detroit | 3 | 48441 | 1840003952 | [10 empty] | Harbor BeachMI
Tecumseh | Tecumseh | NE | Nebraska | 31097 | Johnson | 40.3718 | -96.1888 | 1586 | 405 | polygon | FALSE | TRUE | America/Chicago | 3 | 68450 | 1840009428 | [10 empty] | TecumsehNE
Murfreesboro | Murfreesboro | AR | Arkansas | 5109 | Pike | 34.0546 | -93.6834 | 1586 | 162 | polygon | FALSE | TRUE | America/Chicago | 3 | 71958 | 1840014711 | [10 empty] | MurfreesboroAR
Sparkill | Sparkill | NY | New York | 36087 | Rockland | 41.0289 | -73.9333 | 1586 | 1156 | polygon | FALSE | FALSE | America/New_York | 3 | 10983 10976 | 1840026341 | [10 empty] | SparkillNY
Paradis | Paradis | LA | Louisiana | 22089 | St. Charles | 29.868 | -90.4398 | 1586 | 95 | polygon | FALSE | FALSE | America/Chicago | 3 | 70030 70080 | 1840013984 | [10 empty] | ParadisLA
Albion | Albion | NE | Nebraska | 31011 | Boone | 41.6872 | -97.9987 | 1585 | 590 | polygon | FALSE | TRUE | America/Chicago | 3 | 68620 | 1840007049 | [10 empty] | AlbionNE
Osgood | Osgood | IN | Indiana | 18137 | Ripley | 39.1291 | -85.292 | 1585 | 422 | polygon | FALSE | TRUE | America/Indiana/Indianapolis | 3 | 47037 | 1840009622 | [10 empty] | OsgoodIN
Coarsegold | Coarsegold | CA | California | 6039 | Madera | 37.2526 | -119.7 | 1585 | 55 | polygon | FALSE | FALSE | America/Los_Angeles | 3 | 93614 | 1840025724 | [10 empty] | CoarsegoldCA
Clark Mills | Clark Mills | NY | New York | 36065 | Oneida | 43.0895 | -75.3757 | 1585 | 410 | polygon | FALSE | FALSE | America/New_York | 3 | 13321 13323 13492 | 1840004204 | [10 empty] | Clark MillsNY
Rollingwood | Rollingwood | TX | Texas | 48453 | Travis | 30.2736 | -97.7867 | 1585 | 876 | polygon | FALSE | TRUE | America/Chicago | 3 | 78746 | 1840020889 | [10 empty] | RollingwoodTX
Kenly | Kenly | NC | North Carolina | 37101 | Johnston | 35.5887 | -78.1368 | 1584 | 350 | polygon | FALSE | TRUE | America/New_York | 3 | 27542 | 1840016288 | [10 empty] | KenlyNC
Prestbury | Prestbury | IL | Illinois | 17089 | Kane | 41.7847 | -88.4225 | 1584 | 971 | polygon | FALSE | FALSE | America/Chicago | 3 | 60554 | 1840026220 | [10 empty] | PrestburyIL
Tuolumne City | Tuolumne City | CA | California | 6109 | Tuolumne | 37.9615 | -120.2428 | 1583 | 262 | polygon | FALSE | FALSE | America/Los_Angeles | 3 | 95379 | 1840018881 | [10 empty] | Tuolumne CityCA
Bourbon | Bourbon | MO | Missouri | 29055 | Crawford | 38.1505 | -91.2493 | 1582 | 456 | polygon | FALSE | TRUE | America/Chicago | 3 | 65441 | 1840007532 | [10 empty] | BourbonMO
Des Arc | Des Arc | AR | Arkansas | 5117 | Prairie | 34.9777 | -91.5068 | 1582 | 290 | polygon | FALSE | TRUE | America/Chicago | 3 | 72040 | 1840014624 | [10 empty] | Des ArcAR
Sardis | Sardis | MS | Mississippi | 28107 | Panola | 34.4355 | -89.9114 | 1581 | 305 | polygon | FALSE | TRUE | America/Chicago | 3 | 38666 | 1840017936 | [10 empty] | SardisMS
Hamilton | Hamilton | IN | Indiana | 18151 | Steuben | 41.541 | -84.9204 | 1580 | 290 | polygon | FALSE | TRUE | America/Indiana/Indianapolis | 3 | 46742 | 1840010205 | [10 empty] | HamiltonIN
Langhorne | Langhorne | PA | Pennsylvania | 42017 | Bucks | 40.1777 | -74.9212 | 1580 | 1239 | polygon | FALSE | TRUE | America/New_York | 3 | 19047 19048 19049 | 1840001324 | [10 empty] | LanghornePA
Sturgeon | Sturgeon | PA | Pennsylvania | 42003 | Allegheny | 40.3835 | -80.2153 | 1580 | 544 | polygon | FALSE | FALSE | America/New_York | 3 | 15082 15057 | 1840026480 | [10 empty] | SturgeonPA
Graysville | Graysville | TN | Tennessee | 47143 | Rhea | 35.4493 | -85.0763 | 1580 | 517 | polygon | FALSE | TRUE | America/New_York | 3 | 37338 37321 | 1840016286 | [10 empty] | GraysvilleTN
Belhaven | Belhaven | NC | North Carolina | 37013 | Beaufort | 35.5428 | -76.6232 | 1579 | 383 | polygon | FALSE | TRUE | America/New_York | 3 | 27810 | 1840015400 | [10 empty] | BelhavenNC
Eldorado | Eldorado | TX | Texas | 48413 | Schleicher | 30.8617 | -100.5979 | 1579 | 437 | polygon | FALSE | TRUE | America/Chicago | 3 | 76936 | 1840020864 | [10 empty] | EldoradoTX
Oakland | Oakland | PA | Pennsylvania | 42073 | Lawrence | 40.9915 | -80.3671 | 1579 | 664 | polygon | FALSE | FALSE | America/New_York | 3 | 16101 | 1840149256 | [10 empty] | OaklandPA
Foscoe | Foscoe | NC | North Carolina | 37189 | Watauga | 36.1535 | -81.7736 | 1579 | 105 | polygon | FALSE | FALSE | America/New_York | 3 | 28604 28607 | 1840024901 | [10 empty] | FoscoeNC
Brookside Village | Brookside Village | TX | Texas | 48039 | Brazoria | 29.5907 | -95.318 | 1577 | 294 | polygon | FALSE | TRUE | America/Chicago | 3 | 77581 | 1840019674 | [10 empty] | Brookside VillageTX
Stratford | Stratford | WI | Wisconsin | 55073 | Marathon | 44.8009 | -90.0722 | 1577 | 114 | polygon | FALSE | TRUE | America/Chicago | 3 | 54484 | 1840002162 | [10 empty] | StratfordWI
Hallsville | Hallsville | MO | Missouri | 29019 | Boone | 39.1196 | -92.2268 | 1577 | 395 | polygon | FALSE | TRUE | America/Chicago | 3 | 65255 | 1840007394 | [10 empty] | HallsvilleMO
Morenci | Morenci | AZ | Arizona | 4011 | Greenlee | 33.0531 | -109.3307 | 1576 | 633 | polygon | FALSE | FALSE | America/Phoenix | 3 | 85540 | 1840019339 | [10 empty] | MorenciAZ
East Canton | East Canton | OH | Ohio | 39151 | Stark | 40.7889 | -81.285 | 1576 | 507 | polygon | FALSE | TRUE | America/New_York | 3 | 44730 | 1840011913 | [10 empty] | East CantonOH
Runaway Bay | Runaway Bay | TX | Texas | 48497 | Wise | 33.1773 | -97.871 | 1576 | 241 | polygon | FALSE | TRUE | America/Chicago | 3 | 76426 | 1840020633 | [10 empty] | Runaway BayTX
Banner Hill | Banner Hill | TN | Tennessee | 47171 | Unicoi | 36.1222 | -82.4203 | 1576 | 436 | polygon | FALSE | FALSE | America/New_York | 3 | 37650 | 1840013353 | [10 empty] | Banner HillTN
Leilani Estates | Leilani Estates | HI | Hawaii | 15001 | Hawaii | 19.4659 | -154.9157 | 1576 | 150 | polygon | FALSE | FALSE | Pacific/Honolulu | 3 | 96778 | 1840029573 | [10 empty] | Leilani EstatesHI
Wayne | Wayne | WV | West Virginia | 54099 | Wayne | 38.2296 | -82.4417 | 1576 | 515 | polygon | FALSE | TRUE | America/New_York | 3 | 25570 | 1840006264 | [10 empty] | WayneWV
River Hills | River Hills | WI | Wisconsin | 55079 | Milwaukee | 43.1717 | -87.9353 | 1575 | 117 | polygon | FALSE | TRUE | America/Chicago | 3 | 53217 | 1840003048 | [10 empty] | River HillsWI
Lookout Mountain | Lookout Mountain | GA | Georgia | 13295 | Walker | 34.9664 | -85.3622 | 1574 | 228 | polygon | FALSE | TRUE | America/New_York | 3 | 30750 | 1840015530 | [10 empty] | Lookout MountainGA
Francis | Francis | UT | Utah | 49043 | Summit | 40.6105 | -111.2744 | 1574 | 228 | polygon | FALSE | TRUE | America/Denver | 3 | 84036 | 1840021346 | [10 empty] | FrancisUT
Hartley | Hartley | IA | Iowa | 19141 | O'Brien | 43.179 | -95.4768 | 1574 | 468 | polygon | FALSE | TRUE | America/Chicago | 3 | 51346 | 1840006876 | [10 empty] | HartleyIA
Central Garage | Central Garage | VA | Virginia | 51101 | King William | 37.7458 | -77.1315 | 1574 | 126 | polygon | FALSE | FALSE | America/New_York | 3 | 23086 23009 | 1840024751 | [10 empty] | Central GarageVA
Alvord | Alvord | TX | Texas | 48497 | Wise | 33.3569 | -97.696 | 1573 | 398 | polygon | FALSE | TRUE | America/Chicago | 3 | 76225 | 1840022003 | [10 empty] | AlvordTX
Owingsville | Owingsville | KY | Kentucky | 21011 | Bath | 38.1364 | -83.7603 | 1573 | 241 | polygon | FALSE | TRUE | America/New_York | 3 | 40360 | 1840014316 | [10 empty] | OwingsvilleKY
Thorntown | Thorntown | IN | Indiana | 18011 | Boone | 40.1292 | -86.6099 | 1573 | 990 | polygon | FALSE | TRUE | America/Indiana/Indianapolis | 3 | 46071 | 1840010512 | [10 empty] | ThorntownIN
Adwolf | Adwolf | VA | Virginia | 51173 | Smyth | 36.793 | -81.5927 | 1573 | 71 | polygon | FALSE | FALSE | America/New_York | 3 | 24354 24319 | 1840006511 | [10 empty] | AdwolfVA
Shasta | Shasta | CA | California | 6089 | Shasta | 40.591 | -122.4797 | 1573 | 55 | polygon | FALSE | FALSE | America/Los_Angeles | 3 | 96001 96087 | 1840024204 | [10 empty] | ShastaCA
Pirtleville | Pirtleville | AZ | Arizona | 4003 | Cochise | 31.3613 | -109.5661 | 1572 | 325 | polygon | FALSE | FALSE | America/Phoenix | 3 | 85626 85607 | 1840019492 | [10 empty] | PirtlevilleAZ
Whitehall | Whitehall | WI | Wisconsin | 55121 | Trempealeau | 44.3705 | -91.3476 | 1572 | 105 | polygon | FALSE | TRUE | America/Chicago | 3 | 54773 54747 | 1840002386 | [10 empty] | WhitehallWI
Warren Park | Warren Park | IN | Indiana | 18097 | Marion | 39.7833 | -86.0516 | 1572 | 1341 | polygon | FALSE | TRUE | America/Indiana/Indianapolis | 3 | 46219 | 1840010575 | [10 empty] | Warren ParkIN
New Paris | New Paris | OH | Ohio | 39135 | Preble | 39.8565 | -84.7922 | 1572 | 825 | polygon | FALSE | TRUE | America/New_York | 3 | 45347 | 1840012496 | [10 empty] | New ParisOH
Mount Carroll | Mount Carroll | IL | Illinois | 17015 | Carroll | 42.0947 | -89.9769 | 1571 | 302 | polygon | FALSE | TRUE | America/Chicago | 3 | 61053 | 1840008127 | [10 empty] | Mount CarrollIL
Leona Valley | Leona Valley | CA | California | 6037 | Los Angeles | 34.6147 | -118.299 | 1571 | 32 | polygon | FALSE | FALSE | America/Los_Angeles | 3 | 93551 | 1840025004 | [10 empty] | Leona ValleyCA
Wacousta | Wacousta | MI | Michigan | 26037 | Clinton | 42.8202 | -84.6907 | 1571 | 68 | polygon | FALSE | FALSE | America/Detroit | 3 | 48822 48837 48820 | 1840024060 | [10 empty] | WacoustaMI
Estancia | Estancia | NM | New Mexico | 35057 | Torrance | 34.7667 | -106.0301 | 1571 | 98 | polygon | FALSE | TRUE | America/Denver | 3 | 87016 | 1840021834 | [10 empty] | EstanciaNM
Southern View | Southern View | IL | Illinois | 17167 | Sangamon | 39.7559 | -89.6511 | 1570 | 1147 | polygon | FALSE | TRUE | America/Chicago | 3 | 62703 | 1840012456 | [10 empty] | Southern ViewIL
Smith Center | Smith Center | KS | Kansas | 20183 | Smith | 39.7748 | -98.783 | 1570 | 474 | polygon | FALSE | TRUE | America/Chicago | 3 | 66967 | 1840009501 | [10 empty] | Smith CenterKS
Summit | Summit | MS | Mississippi | 28113 | Pike | 31.2808 | -90.467 | 1570 | 267 | polygon | FALSE | TRUE | America/Chicago | 3 | 39666 | 1840017116 | [10 empty] | SummitMS
Pewee Valley | Pewee Valley | KY | Kentucky | 21185 | Oldham | 38.3105 | -85.4895 | 1569 | 313 | polygon | FALSE | TRUE | America/New_York | 3 | 40056 40014 | 1840014285 | [10 empty] | Pewee ValleyKY
Blossom | Blossom | TX | Texas | 48277 | Lamar | 33.6633 | -95.3837 | 1569 | 237 | polygon | FALSE | TRUE | America/Chicago | 3 | 75416 | 1840019329 | [10 empty] | BlossomTX
East Dubuque | East Dubuque | IL | Illinois | 17085 | Jo Daviess | 42.4889 | -90.6278 | 1569 | 220 | polygon | FALSE | TRUE | America/Chicago | 3 | 61025 | 1840008081 | [10 empty] | East DubuqueIL
Tonka Bay | Tonka Bay | MN | Minnesota | 27053 | Hennepin | 44.9167 | -93.5886 | 1568 | 644 | polygon | FALSE | TRUE | America/Chicago | 3 | 55331 | 1840009999 | [10 empty] | Tonka BayMN
Del Norte | Del Norte | CO | Colorado | 8105 | Rio Grande | 37.6785 | -106.354 | 1568 | 615 | polygon | FALSE | TRUE | America/Denver | 3 | 81132 | 1840021542 | [10 empty] | Del NorteCO
Descanso | Descanso | CA | California | 6073 | San Diego | 32.8696 | -116.6279 | 1568 | 31 | polygon | FALSE | FALSE | America/Los_Angeles | 3 | 91916 | 1840022970 | [10 empty] | DescansoCA
Genola | Genola | UT | Utah | 49049 | Utah | 40.0117 | -111.8464 | 1567 | 43 | polygon | FALSE | TRUE | America/Denver | 3 | 84655 | 1840021402 | [10 empty] | GenolaUT
West Lawn | West Lawn | PA | Pennsylvania | 42011 | Berks | 40.3289 | -75.9939 | 1567 | 2849 | polygon | FALSE | FALSE | America/New_York | 2 | 19609 | 1840035253 | [10 empty] | West LawnPA
Inverness | Inverness | CO | Colorado | 8005 | Arapahoe | 39.5787 | -104.8624 | 1567 | 406 | polygon | FALSE | FALSE | America/Denver | 3 | 80112 | 1840028591 | [10 empty] | InvernessCO
Fairlea | Fairlea | WV | West Virginia | 54025 | Greenbrier | 37.7756 | -80.4582 | 1567 | 161 | polygon | FALSE | FALSE | America/New_York | 3 | 24901 24970 24902 | 1840038243 | [10 empty] | FairleaWV
Sausal | Sausal | NM | New Mexico | 35061 | Valencia | 34.6803 | -106.7589 | 1566 | 267 | polygon | FALSE | TRUE | America/Denver | 3 | 87002 | 1840040215 | [10 empty] | SausalNM
Manson | Manson | IA | Iowa | 19025 | Calhoun | 42.5284 | -94.5401 | 1566 | 190 | polygon | FALSE | TRUE | America/Chicago | 3 | 50563 | 1840009116 | [10 empty] | MansonIA
Elizabeth | Elizabeth | CO | Colorado | 8039 | Elbert | 39.36 | -104.6071 | 1566 | 463 | polygon | FALSE | TRUE | America/Denver | 3 | 80107 | 1840021449 | [10 empty] | ElizabethCO
Chester Center | Chester Center | CT | Connecticut | 9007 | Middlesex | 41.4014 | -72.4523 | 1566 | 302 | polygon | FALSE | TRUE | America/New_York | 3 | 6412 | 1840073563 | [10 empty] | Chester CenterCT
Milford | Milford | IN | Indiana | 18085 | Kosciusko | 41.4142 | -85.8446 | 1565 | 416 | polygon | FALSE | TRUE | America/Indiana/Indianapolis | 3 | 46542 | 1840009307 | [10 empty] | MilfordIN
Random Lake | Random Lake | WI | Wisconsin | 55117 | Sheboygan | 43.5541 | -87.9548 | 1565 | 424 | polygon | FALSE | TRUE | America/Chicago | 3 | 53075 | 1840002627 | [10 empty] | Random LakeWI
Grayville | Grayville | IL | Illinois | 17047 | Edwards | 38.2554 | -87.997 | 1565 | 284 | polygon | FALSE | TRUE | America/Chicago | 3 | 62844 | 1840008669 | [10 empty] | GrayvilleIL
Chester | Chester | GA | Georgia | 13091 | Dodge | 32.3945 | -83.1551 | 1564 | 685 | polygon | FALSE | TRUE | America/New_York | 3 | 31012 | 1840017004 | [10 empty] | ChesterGA
Toast | Toast | NC | North Carolina | 37171 | Surry | 36.4966 | -80.6346 | 1564 | 398 | polygon | FALSE | FALSE | America/New_York | 3 | 27030 27049 | 1840013306 | [10 empty] | ToastNC
Union City | Union City | MI | Michigan | 26023 | Branch | 42.0662 | -85.1432 | 1564 | 417 | polygon | FALSE | TRUE | America/Detroit | 3 | 49094 | 1840011377 | [10 empty] | Union CityMI
Dunsmuir | Dunsmuir | CA | California | 6093 | Siskiyou | 41.2318 | -122.2714 | 1564 | 376 | polygon | FALSE | TRUE | America/Los_Angeles | 3 | 96067 96025 | 1840018697 | [10 empty] | DunsmuirCA
Ada | Ada | MN | Minnesota | 27107 | Norman | 47.2992 | -96.5165 | 1563 | 445 | polygon | FALSE | TRUE | America/Chicago | 3 | 56510 | 1840006617 | [10 empty] | AdaMN
Crescent | Crescent | OK | Oklahoma | 40083 | Logan | 35.9516 | -97.5949 | 1561 | 580 | polygon | FALSE | TRUE | America/Chicago | 3 | 73028 | 1840019073 | [10 empty] | CrescentOK
LeChee | LeChee | AZ | Arizona | 4005 | Coconino | 36.871 | -111.4328 | 1561 | 36 | polygon | FALSE | FALSE | America/Denver | 3 | 86040 | 1840027980 | [10 empty] | LeCheeAZ
Baidland | Baidland | PA | Pennsylvania | 42125 | Washington | 40.1888 | -79.9533 | 1560 | 308 | polygon | FALSE | FALSE | America/New_York | 3 | 15063 | 1840005432 | [10 empty] | BaidlandPA
Norwood | Norwood | NY | New York | 36089 | St. Lawrence | 44.7481 | -74.997 | 1560 | 287 | polygon | FALSE | TRUE | America/New_York | 3 | 13668 | 1840004060 | [10 empty] | NorwoodNY
Wardsville | Wardsville | MO | Missouri | 29051 | Cole | 38.4901 | -92.1791 | 1560 | 173 | polygon | FALSE | TRUE | America/Chicago | 3 | 65101 | 1840012859 | [10 empty] | WardsvilleMO
Comanche | Comanche | OK | Oklahoma | 40137 | Stephens | 34.3597 | -97.9478 | 1559 | 132 | polygon | FALSE | TRUE | America/Chicago | 3 | 73529 | 1840019252 | [10 empty] | ComancheOK
Franklin Furnace | Franklin Furnace | OH | Ohio | 39145 | Scioto | 38.6115 | -82.8439 | 1559 | 255 | polygon | FALSE | FALSE | America/New_York | 3 | 45636 45629 | 1840006052 | [10 empty] | Franklin FurnaceOH
Sharon | Sharon | WI | Wisconsin | 55127 | Walworth | 42.5047 | -88.7394 | 1557 | 362 | polygon | FALSE | TRUE | America/Chicago | 3 | 53585 | 1840002485 | [10 empty] | SharonWI
Olive Hill | Olive Hill | KY | Kentucky | 21043 | Carter | 38.3033 | -83.1695 | 1556 | 315 | polygon | FALSE | TRUE | America/New_York | 3 | 41164 | 1840014289 | [10 empty] | Olive HillKY
Belle Plaine | Belle Plaine | KS | Kansas | 20191 | Sumner | 37.3934 | -97.2796 | 1556 | 722 | polygon | FALSE | TRUE | America/Chicago | 3 | 67013 | 1840007610 | [10 empty] | Belle PlaineKS
Ames Lake | Ames Lake | WA | Washington | 53033 | King | 47.6346 | -121.9664 | 1556 | 375 | polygon | FALSE | FALSE | America/Los_Angeles | 3 | 98053 98014 | 1840037846 | [10 empty] | Ames LakeWA
Manton | Manton | MI | Michigan | 26165 | Wexford | 44.4114 | -85.401 | 1555 | 384 | polygon | FALSE | TRUE | America/Detroit | 3 | 49663 | 1840002513 | [10 empty] | MantonMI
New Plymouth | New Plymouth | ID | Idaho | 16075 | Payette | 43.9705 | -116.8187 | 1554 | 872 | polygon | FALSE | TRUE | America/Boise | 3 | 83655 | 1840020014 | [10 empty] | New PlymouthID
Ransomville | Ransomville | NY | New York | 36063 | Niagara | 43.2389 | -78.9114 | 1553 | 96 | polygon | FALSE | FALSE | America/New_York | 3 | 14131 | 1840004268 | [10 empty] | RansomvilleNY
Oak Grove | Oak Grove | LA | Louisiana | 22123 | West Carroll | 32.8619 | -91.3911 | 1553 | 348 | polygon | FALSE | TRUE | America/Chicago | 3 | 71263 71242 | 1840016944 | [10 empty] | Oak GroveLA
Vonore | Vonore | TN | Tennessee | 47123 | Monroe | 35.5977 | -84.2365 | 1552 | 68 | polygon | FALSE | TRUE | America/New_York | 3 | 37885 37801 | 1840016312 | [10 empty] | VonoreTN
Woodmont | Woodmont | CT | Connecticut | 9009 | New Haven | 41.2282 | -72.993 | 1552 | 2182 | polygon | FALSE | TRUE | America/New_York | 2 | 6460 | 1840004853 | [10 empty] | WoodmontCT
Carrier Mills | Carrier Mills | IL | Illinois | 17165 | Saline | 37.6886 | -88.6294 | 1552 | 496 | polygon | FALSE | TRUE | America/Chicago | 3 | 62917 | 1840010850 | [10 empty] | Carrier MillsIL
Reform | Reform | AL | Alabama | 1107 | Pickens | 33.3788 | -88.0173 | 1552 | 74 | polygon | FALSE | TRUE | America/Chicago | 3 | 35481 | 1840018010 | [10 empty] | ReformAL
Moroni | Moroni | UT | Utah | 49039 | Sanpete | 39.5271 | -111.5832 | 1552 | 562 | polygon | FALSE | TRUE | America/Denver | 3 | 84646 | 1840020207 | [10 empty] | MoroniUT
Warren | Warren | MN | Minnesota | 27089 | Marshall | 48.194 | -96.7688 | 1552 | 411 | polygon | FALSE | TRUE | America/Chicago | 3 | 56762 | 1840009957 | [10 empty] | WarrenMN
McMillin | McMillin | WA | Washington | 53053 | Pierce | 47.1286 | -122.2374 | 1551 | 362 | polygon | FALSE | FALSE | America/Los_Angeles | 3 | 98360 98374 | 1840023837 | [10 empty] | McMillinWA
Westville | Westville | OK | Oklahoma | 40001 | Adair | 35.9903 | -94.5743 | 1551 | 493 | polygon | FALSE | TRUE | America/Chicago | 3 | 74965 | 1840022706 | [10 empty] | WestvilleOK
East Spencer | East Spencer | NC | North Carolina | 37159 | Rowan | 35.6821 | -80.4274 | 1551 | 376 | polygon | FALSE | TRUE | America/New_York | 3 | 28039 28144 | 1840016266 | [10 empty] | East SpencerNC
Schoolcraft | Schoolcraft | MI | Michigan | 26077 | Kalamazoo | 42.117 | -85.6337 | 1551 | 610 | polygon | FALSE | TRUE | America/Detroit | 3 | 49087 | 1840011212 | [10 empty] | SchoolcraftMI
Sarcoxie | Sarcoxie | MO | Missouri | 29097 | Jasper | 37.0683 | -94.1259 | 1551 | 427 | polygon | FALSE | TRUE | America/Chicago | 3 | 64862 | 1840009912 | [10 empty] | SarcoxieMO
Bay Park | Bay Park | NY | New York | 36059 | Nassau | 40.6302 | -73.667 | 1550 | 1192 | polygon | FALSE | FALSE | America/New_York | 3 | 11518 | 1840005230 | [10 empty] | Bay ParkNY
New Middletown | New Middletown | OH | Ohio | 39099 | Mahoning | 40.9646 | -80.5597 | 1550 | 685 | polygon | FALSE | TRUE | America/New_York | 3 | 44442 | 1840011779 | [10 empty] | New MiddletownOH
Duque | Duque | PR | Puerto Rico | 72103 | Naguabo | 18.2381 | -65.7432 | 1550 | 2709 | polygon | FALSE | FALSE | America/Puerto_Rico | 2 | 718 | 1630023709 | [10 empty] | DuquePR
Worthington Hills | Worthington Hills | KY | Kentucky | 21111 | Jefferson | 38.3093 | -85.527 | 1550 | 2336 | polygon | FALSE | TRUE | America/New_York | 2 | 40245 | 1840015204 | [10 empty] | Worthington HillsKY
Wyoming | Wyoming | DE | Delaware | 10001 | Kent | 39.1147 | -75.5631 | 1549 | 574 | polygon | FALSE | TRUE | America/New_York | 3 | 19934 | 1840005822 | [10 empty] | WyomingDE
Montrose | Montrose | MI | Michigan | 26049 | Genesee | 43.1765 | -83.8932 | 1549 | 612 | polygon | FALSE | TRUE | America/Detroit | 3 | 48457 | 1840002942 | [10 empty] | MontroseMI
Cedar Glen Lakes | Cedar Glen Lakes | NJ | New Jersey | 34029 | Ocean | 39.9527 | -74.3995 | 1549 | 861 | polygon | FALSE | FALSE | America/New_York | 3 | 8759 | 1840033477 | [10 empty] | Cedar Glen LakesNJ
Stanfield | Stanfield | NC | North Carolina | 37167 | Stanly | 35.2336 | -80.4303 | 1548 | 134 | polygon | FALSE | TRUE | America/New_York | 3 | 28163 | 1840016365 | [10 empty] | StanfieldNC
Bressler | Bressler | PA | Pennsylvania | 42043 | Dauphin | 40.2319 | -76.819 | 1548 | 1886 | polygon | FALSE | FALSE | America/New_York | 3 | 17113 | 1840034875 | [10 empty] | BresslerPA
Shawsville | Shawsville | VA | Virginia | 51121 | Montgomery | 37.1707 | -80.2527 | 1548 | 251 | polygon | FALSE | FALSE | America/New_York | 3 | 24162 24087 | 1840006445 | [10 empty] | ShawsvilleVA
Wagner | Wagner | SD | South Dakota | 46023 | Charles Mix | 43.0768 | -98.2934 | 1547 | 316 | polygon | FALSE | TRUE | America/Chicago | 3 | 57380 | 1840002850 | [10 empty] | WagnerSD
Linden | Linden | CA | California | 6077 | San Joaquin | 38.0186 | -121.0994 | 1547 | 80 | polygon | FALSE | FALSE | America/Los_Angeles | 3 | 95236 | 1840018893 | [10 empty] | LindenCA
Lewiston | Lewiston | MN | Minnesota | 27169 | Winona | 43.9823 | -91.8695 | 1547 | 471 | polygon | FALSE | TRUE | America/Chicago | 3 | 55952 | 1840007921 | [10 empty] | LewistonMN
Judson | Judson | SC | South Carolina | 45045 | Greenville | 34.8335 | -82.4272 | 1546 | 758 | polygon | FALSE | FALSE | America/New_York | 3 | 29611 29601 | 1840013494 | [10 empty] | JudsonSC
Dover | Dover | TN | Tennessee | 47161 | Stewart | 36.4818 | -87.8438 | 1546 | 156 | polygon | FALSE | TRUE | America/Chicago | 3 | 37058 | 1840013293 | [10 empty] | DoverTN
Rehoboth Beach | Rehoboth Beach | DE | Delaware | 10005 | Sussex | 38.7171 | -75.0845 | 1546 | 507 | polygon | FALSE | TRUE | America/New_York | 3 | 19971 | 1840006070 | [10 empty] | Rehoboth BeachDE
Paxtang | Paxtang | PA | Pennsylvania | 42043 | Dauphin | 40.2623 | -76.8342 | 1546 | 1470 | polygon | FALSE | TRUE | America/New_York | 3 | 17111 | 1840001293 | [10 empty] | PaxtangPA
Crothersville | Crothersville | IN | Indiana | 18071 | Jackson | 38.7944 | -85.84 | 1546 | 511 | polygon | FALSE | TRUE | America/Indiana/Indianapolis | 3 | 47229 | 1840009710 | [10 empty] | CrothersvilleIN
Miranda | Miranda | PR | Puerto Rico | 72145 | Vega Baja | 18.3869 | -66.3789 | 1545 | 322 | polygon | FALSE | FALSE | America/Puerto_Rico | 3 | 693 | 1630035521 | [10 empty] | MirandaPR
East Berlin | East Berlin | PA | Pennsylvania | 42001 | Adams | 39.9368 | -76.9794 | 1545 | 848 | polygon | FALSE | TRUE | America/New_York | 3 | 17316 | 1840000681 | [10 empty] | East BerlinPA
Hines | Hines | OR | Oregon | 41025 | Harney | 43.557 | -119.0803 | 1545 | 289 | polygon | FALSE | TRUE | America/Los_Angeles | 3 | 97738 | 1840020025 | [10 empty] | HinesOR
Three Oaks | Three Oaks | MI | Michigan | 26021 | Berrien | 41.7987 | -86.613 | 1545 | 580 | polygon | FALSE | TRUE | America/Detroit | 3 | 49128 | 1840011231 | [10 empty] | Three OaksMI
Rossville | Rossville | IN | Indiana | 18023 | Clinton | 40.4196 | -86.5958 | 1545 | 1299 | polygon | FALSE | TRUE | America/Indiana/Indianapolis | 3 | 46065 | 1840010446 | [10 empty] | RossvilleIN
North Pekin | North Pekin | IL | Illinois | 17179 | Tazewell | 40.6114 | -89.6225 | 1545 | 427 | polygon | FALSE | TRUE | America/Chicago | 3 | 61554 | 1840011992 | [10 empty] | North PekinIL
Nescopeck | Nescopeck | PA | Pennsylvania | 42079 | Luzerne | 41.0528 | -76.2121 | 1544 | 574 | polygon | FALSE | TRUE | America/New_York | 3 | 18635 | 1840000762 | [10 empty] | NescopeckPA
New Fairview | New Fairview | TX | Texas | 48497 | Wise | 33.1122 | -97.4489 | 1544 | 38 | polygon | FALSE | TRUE | America/Chicago | 3 | 76078 | 1840020634 | [10 empty] | New FairviewTX
Niagara | Niagara | WI | Wisconsin | 55075 | Marinette | 45.7801 | -87.9991 | 1544 | 215 | polygon | FALSE | TRUE | America/Menominee | 3 | 54151 | 1840003931 | [10 empty] | NiagaraWI
Chatmoss | Chatmoss | VA | Virginia | 51089 | Henry | 36.6758 | -79.7981 | 1544 | 111 | polygon | FALSE | FALSE | America/New_York | 3 | 24054 24112 | 1840006552 | [10 empty] | ChatmossVA
Tipton | Tipton | PA | Pennsylvania | 42013 | Blair | 40.6359 | -78.3001 | 1544 | 327 | polygon | FALSE | FALSE | America/New_York | 3 | 16686 16684 | 1840005377 | [10 empty] | TiptonPA
Seaside Park | Seaside Park | NJ | New Jersey | 34029 | Ocean | 39.9264 | -74.0785 | 1543 | 909 | polygon | FALSE | TRUE | America/New_York | 3 | 8752 | 1840001488 | [10 empty] | Seaside ParkNJ
East Valley | East Valley | NV | Nevada | 32005 | Douglas | 38.9462 | -119.7003 | 1543 | 63 | polygon | FALSE | TRUE | America/Los_Angeles | 3 | 89410 | 1840039807 | [10 empty] | East ValleyNV
Newfield | Newfield | NJ | New Jersey | 34015 | Gloucester | 39.5484 | -75.0167 | 1543 | 342 | polygon | FALSE | TRUE | America/New_York | 3 | 8344 | 1840001522 | [10 empty] | NewfieldNJ
Hillsdale | Hillsdale | MO | Missouri | 29189 | St. Louis | 38.6858 | -90.2869 | 1542 | 1738 | polygon | FALSE | TRUE | America/Chicago | 3 | 63121 63133 | 1840012818 | [10 empty] | HillsdaleMO
Fort Belknap Agency | Fort Belknap Agency | MT | Montana | 30005 | Blaine | 48.4278 | -108.6829 | 1542 | 13 | polygon | FALSE | FALSE | America/Denver | 3 | 59526 | 1840017305 | [10 empty] | Fort Belknap AgencyMT
Roseto | Roseto | PA | Pennsylvania | 42095 | Northampton | 40.8778 | -75.2204 | 1540 | 945 | polygon | FALSE | TRUE | America/New_York | 3 | 18013 | 1840000979 | [10 empty] | RosetoPA
Rosepine | Rosepine | LA | Louisiana | 22115 | Vernon | 30.9208 | -93.2857 | 1539 | 244 | polygon | FALSE | TRUE | America/Chicago | 3 | 70659 70634 | 1840018184 | [10 empty] | RosepineLA
Dobson | Dobson | NC | North Carolina | 37171 | Surry | 36.3927 | -80.7239 | 1539 | 296 | polygon | FALSE | TRUE | America/New_York | 3 | 27017 | 1840016030 | [10 empty] | DobsonNC
Fairforest | Fairforest | SC | South Carolina | 45083 | Spartanburg | 34.9532 | -82.0157 | 1539 | 284 | polygon | FALSE | FALSE | America/New_York | 3 | 29301 29336 | 1840026960 | [10 empty] | FairforestSC
Collings Lakes | Collings Lakes | NJ | New Jersey | 34001 | Atlantic | 39.5939 | -74.8821 | 1539 | 926 | polygon | FALSE | FALSE | America/New_York | 3 | 8094 | 1840005595 | [10 empty] | Collings LakesNJ
Chapel Hill | Chapel Hill | TN | Tennessee | 47117 | Marshall | 35.6294 | -86.6955 | 1538 | 187 | polygon | FALSE | TRUE | America/Chicago | 3 | 37034 | 1840016306 | [10 empty] | Chapel HillTN
Logansport | Logansport | LA | Louisiana | 22031 | De Soto | 31.9762 | -93.9933 | 1537 | 174 | polygon | FALSE | TRUE | America/Chicago | 3 | 71049 | 1840017013 | [10 empty] | LogansportLA
Pleasant Grove | Pleasant Grove | OH | Ohio | 39119 | Muskingum | 39.9513 | -81.9593 | 1537 | 184 | polygon | FALSE | FALSE | America/New_York | 3 | 43701 | 1840005539 | [10 empty] | Pleasant GroveOH
Rheems | Rheems | PA | Pennsylvania | 42071 | Lancaster | 40.1256 | -76.5734 | 1537 | 502 | polygon | FALSE | FALSE | America/New_York | 3 | 17570 17552 17022 | 1840005489 | [10 empty] | RheemsPA
Neuse Forest | Neuse Forest | NC | North Carolina | 37049 | Craven | 34.966 | -76.94 | 1536 | 187 | polygon | FALSE | FALSE | America/New_York | 3 | 28560 | 1840033020 | [10 empty] | Neuse ForestNC
Kodiak Station | Kodiak Station | AK | Alaska | 2150 | Kodiak Island | 57.7451 | -152.5443 | 1536 | 25 | polygon | TRUE | TRUE | America/Anchorage | 3 | 99615 | 1840075081 | [10 empty] | Kodiak StationAK
Ramos | Ramos | PR | Puerto Rico | 72089 | Luquillo | 18.3389 | -65.7111 | 1536 | 541 | polygon | FALSE | FALSE | America/Puerto_Rico | 3 | 773 | 1630023694 | [10 empty] | RamosPR
Fort Covington Hamlet | Fort Covington Hamlet | NY | New York | 36033 | Franklin | 44.9761 | -74.5097 | 1535 | 30 | polygon | FALSE | FALSE | America/New_York | 3 | 12937 | 1840040223 | [10 empty] | Fort Covington HamletNY
Harvey | Harvey | MI | Michigan | 26103 | Marquette | 46.4882 | -87.3511 | 1534 | 297 | polygon | FALSE | FALSE | America/Detroit | 3 | 49855 | 1840006568 | [10 empty] | HarveyMI
Sumas | Sumas | WA | Washington | 53073 | Whatcom | 48.9956 | -122.2695 | 1534 | 403 | polygon | FALSE | TRUE | America/Los_Angeles | 3 | 98295 | 1840021045 | [10 empty] | SumasWA
Gallitzin | Gallitzin | PA | Pennsylvania | 42021 | Cambria | 40.4809 | -78.5547 | 1534 | 809 | polygon | FALSE | TRUE | America/New_York | 3 | 16641 | 1840001113 | [10 empty] | GallitzinPA
Englewood | Englewood | TN | Tennessee | 47107 | McMinn | 35.4228 | -84.4883 | 1534 | 310 | polygon | FALSE | TRUE | America/New_York | 3 | 37329 | 1840016317 | [10 empty] | EnglewoodTN
Hasson Heights | Hasson Heights | PA | Pennsylvania | 42121 | Venango | 41.4487 | -79.6765 | 1533 | 387 | polygon | FALSE | FALSE | America/New_York | 3 | 16301 | 1840035426 | [10 empty] | Hasson HeightsPA
Owenton | Owenton | KY | Kentucky | 21187 | Owen | 38.5386 | -84.8409 | 1533 | 311 | polygon | FALSE | TRUE | America/New_York | 3 | 40359 | 1840014278 | [10 empty] | OwentonKY
Patrick AFB | Patrick AFB | FL | Florida | 12009 | Brevard | 28.2346 | -80.6079 | 1533 | 191 | polygon | TRUE | TRUE | America/New_York | 3 | 32925 | 1840042859 | [10 empty] | Patrick AFBFL
Appalachia | Appalachia | VA | Virginia | 51195 | Wise | 36.9098 | -82.7882 | 1533 | 259 | polygon | FALSE | TRUE | America/New_York | 3 | 24216 | 1840006480 | [10 empty] | AppalachiaVA
Walnut Cove | Walnut Cove | NC | North Carolina | 37169 | Stokes | 36.2941 | -80.1403 | 1533 | 237 | polygon | FALSE | TRUE | America/New_York | 3 | 27052 | 1840016035 | [10 empty] | Walnut CoveNC
Coldwater | Coldwater | MS | Mississippi | 28137 | Tate | 34.6902 | -89.9757 | 1533 | 249 | polygon | FALSE | TRUE | America/Chicago | 3 | 38618 | 1840016596 | [10 empty] | ColdwaterMS
Nederland | Nederland | CO | Colorado | 8013 | Boulder | 39.9633 | -105.5071 | 1533 | 399 | polygon | FALSE | TRUE | America/Denver | 3 | 80466 80308 | 1840022424 | [10 empty] | NederlandCO
Brookston | Brookston | IN | Indiana | 18181 | White | 40.6008 | -86.8665 | 1533 | 896 | polygon | FALSE | TRUE | America/Indiana/Indianapolis | 3 | 47923 | 1840009377 | [10 empty] | BrookstonIN
Mercersburg | Mercersburg | PA | Pennsylvania | 42055 | Franklin | 39.832 | -77.903 | 1532 | 655 | polygon | FALSE | TRUE | America/New_York | 3 | 17236 | 1840001412 | [10 empty] | MercersburgPA
Passapatanzy | Passapatanzy | VA | Virginia | 51099 | King George | 38.2942 | -77.3266 | 1532 | 290 | polygon | FALSE | FALSE | America/New_York | 3 | 22485 | 1840026759 | [10 empty] | PassapatanzyVA
McConnell AFB | McConnell AFB | KS | Kansas | 20173 | Sedgwick | 37.6249 | -97.26 | 1532 | 142 | polygon | TRUE | TRUE | America/Chicago | 3 | 67037 67210 67221 | 1840039354 | [10 empty] | McConnell AFBKS
Mason | Mason | TN | Tennessee | 47167 | Tipton | 35.4128 | -89.5412 | 1531 | 298 | polygon | FALSE | TRUE | America/Chicago | 3 | 38049 | 1840016315 | [10 empty] | MasonTN
Baxter | Baxter | TN | Tennessee | 47141 | Putnam | 36.1537 | -85.6349 | 1531 | 188 | polygon | FALSE | TRUE | America/Chicago | 3 | 38544 | 1840015318 | [10 empty] | BaxterTN
Sebree | Sebree | KY | Kentucky | 21233 | Webster | 37.604 | -87.5187 | 1530 | 201 | polygon | FALSE | TRUE | America/Chicago | 3 | 42455 | 1840015239 | [10 empty] | SebreeKY
Smethport | Smethport | PA | Pennsylvania | 42083 | McKean | 41.8071 | -78.4435 | 1530 | 363 | polygon | FALSE | TRUE | America/New_York | 3 | 16749 | 1840000529 | [10 empty] | SmethportPA
Chepachet | Chepachet | RI | Rhode Island | 44007 | Providence | 41.9105 | -71.6653 | 1530 | 108 | polygon | FALSE | FALSE | America/New_York | 3 | 2814 | 1840026229 | [10 empty] | ChepachetRI
Crownsville | Crownsville | MD | Maryland | 24003 | Anne Arundel | 39.0225 | -76.5903 | 1530 | 116 | polygon | FALSE | FALSE | America/New_York | 3 | 21401 21032 | 1840005910 | [10 empty] | CrownsvilleMD
Fair Grove | Fair Grove | MO | Missouri | 29077 | Greene | 37.3833 | -93.1522 | 1529 | 185 | polygon | FALSE | TRUE | America/Chicago | 3 | 65648 | 1840008757 | [10 empty] | Fair GroveMO
Zilwaukee | Zilwaukee | MI | Michigan | 26145 | Saginaw | 43.4809 | -83.9223 | 1529 | 267 | polygon | FALSE | TRUE | America/Detroit | 3 | 48604 | 1840000351 | [10 empty] | ZilwaukeeMI
Tariffville | Tariffville | CT | Connecticut | 9003 | Hartford | 41.9076 | -72.7682 | 1529 | 985 | polygon | FALSE | FALSE | America/New_York | 3 | 6081 | 1840003266 | [10 empty] | TariffvilleCT
Hancock | Hancock | MD | Maryland | 24043 | Washington | 39.7054 | -78.1749 | 1529 | 213 | polygon | FALSE | TRUE | America/New_York | 3 | 21750 | 1840005610 | [10 empty] | HancockMD
Contoocook | Contoocook | NH | New Hampshire | 33013 | Merrimack | 43.2232 | -71.7129 | 1528 | 256 | polygon | FALSE | FALSE | America/New_York | 3 | 3229 | 1840002749 | [10 empty] | ContoocookNH
Grandview Plaza | Grandview Plaza | KS | Kansas | 20061 | Geary | 39.0327 | -96.793 | 1528 | 696 | polygon | FALSE | TRUE | America/Chicago | 3 | 66441 | 1840008543 | [10 empty] | Grandview PlazaKS
White Pigeon | White Pigeon | MI | Michigan | 26149 | St. Joseph | 41.7977 | -85.6486 | 1527 | 418 | polygon | FALSE | TRUE | America/Detroit | 3 | 49099 | 1840011385 | [10 empty] | White PigeonMI
Stony Point | Stony Point | NC | North Carolina | 37003 | Alexander | 35.8669 | -81.047 | 1527 | 197 | polygon | FALSE | FALSE | America/New_York | 3 | 28678 | 1840013383 | [10 empty] | Stony PointNC
Mescal | Mescal | AZ | Arizona | 4003 | Cochise | 31.9675 | -110.4368 | 1527 | 120 | polygon | FALSE | FALSE | America/Phoenix | 3 | 85602 | 1840023088 | [10 empty] | MescalAZ
Bangs | Bangs | TX | Texas | 48049 | Brown | 31.7161 | -99.1303 | 1527 | 394 | polygon | FALSE | TRUE | America/Chicago | 3 | 76823 | 1840019518 | [10 empty] | BangsTX
Crugers | Crugers | NY | New York | 36119 | Westchester | 41.2279 | -73.926 | 1527 | 887 | polygon | FALSE | FALSE | America/New_York | 3 | 10520 10521 | 1840004918 | [10 empty] | CrugersNY
Lusk | Lusk | WY | Wyoming | 56027 | Niobrara | 42.7612 | -104.4583 | 1526 | 284 | polygon | FALSE | TRUE | America/Denver | 3 | 82225 | 1840021285 | [10 empty] | LuskWY
Edgewood | Edgewood | TX | Texas | 48467 | Van Zandt | 32.6947 | -95.8833 | 1525 | 433 | polygon | FALSE | TRUE | America/Chicago | 3 | 75117 | 1840022070 | [10 empty] | EdgewoodTX
Augusta | Augusta | WI | Wisconsin | 55035 | Eau Claire | 44.6784 | -91.1203 | 1525 | 266 | polygon | FALSE | TRUE | America/Chicago | 3 | 54722 | 1840002292 | [10 empty] | AugustaWI
Port Dickinson | Port Dickinson | NY | New York | 36007 | Broome | 42.1361 | -75.8939 | 1525 | 939 | polygon | FALSE | TRUE | America/New_York | 3 | 13901 | 1840004660 | [10 empty] | Port DickinsonNY
Rome | Rome | IL | Illinois | 17143 | Peoria | 40.8754 | -89.5129 | 1525 | 306 | polygon | FALSE | FALSE | America/Chicago | 3 | 61523 61562 | 1840005203 | [10 empty] | RomeIL
Stratford | Stratford | OK | Oklahoma | 40049 | Garvin | 34.7952 | -96.9603 | 1525 | 585 | polygon | FALSE | TRUE | America/Chicago | 3 | 74872 | 1840022824 | [10 empty] | StratfordOK
Oronoco | Oronoco | MN | Minnesota | 27109 | Olmsted | 44.1598 | -92.5401 | 1525 | 202 | polygon | FALSE | TRUE | America/Chicago | 3 | 55960 | 1840008986 | [10 empty] | OronocoMN
Big Pine | Big Pine | CA | California | 6027 | Inyo | 37.1655 | -118.2952 | 1524 | 199 | polygon | FALSE | FALSE | America/Los_Angeles | 3 | 93513 | 1840017640 | [10 empty] | Big PineCA
Kremmling | Kremmling | CO | Colorado | 8049 | Grand | 40.0566 | -106.3782 | 1524 | 449 | polygon | FALSE | TRUE | America/Denver | 3 | 80459 | 1840021410 | [10 empty] | KremmlingCO
Quinlan | Quinlan | TX | Texas | 48231 | Hunt | 32.909 | -96.1312 | 1524 | 455 | polygon | FALSE | TRUE | America/Chicago | 3 | 75474 | 1840020652 | [10 empty] | QuinlanTX
McConnellstown | McConnellstown | PA | Pennsylvania | 42061 | Huntingdon | 40.464 | -78.0672 | 1524 | 183 | polygon | FALSE | FALSE | America/New_York | 3 | 16652 16660 | 1840026412 | [10 empty] | McConnellstownPA
Lake Caroline | Lake Caroline | VA | Virginia | 51033 | Caroline | 37.9856 | -77.5244 | 1523 | 207 | polygon | FALSE | TRUE | America/New_York | 3 | 22546 | 1840043222 | [10 empty] | Lake CarolineVA
Watertown | Watertown | TN | Tennessee | 47189 | Wilson | 36.101 | -86.1403 | 1523 | 442 | polygon | FALSE | TRUE | America/Chicago | 3 | 37184 | 1840015315 | [10 empty] | WatertownTN
Kerens | Kerens | TX | Texas | 48349 | Navarro | 32.1308 | -96.2251 | 1523 | 235 | polygon | FALSE | TRUE | America/Chicago | 3 | 75144 | 1840019504 | [10 empty] | KerensTX
Salisbury | Salisbury | MO | Missouri | 29041 | Chariton | 39.4233 | -92.8025 | 1523 | 439 | polygon | FALSE | TRUE | America/Chicago | 3 | 65281 | 1840009559 | [10 empty] | SalisburyMO
Apollo | Apollo | PA | Pennsylvania | 42005 | Armstrong | 40.5849 | -79.5648 | 1523 | 1926 | polygon | FALSE | TRUE | America/New_York | 3 | 15613 | 1840000882 | [10 empty] | ApolloPA
Meade | Meade | KS | Kansas | 20119 | Meade | 37.2836 | -100.343 | 1523 | 401 | polygon | FALSE | TRUE | America/Chicago | 3 | 67864 | 1840008751 | [10 empty] | MeadeKS
Fort Loramie | Fort Loramie | OH | Ohio | 39149 | Shelby | 40.3442 | -84.3696 | 1523 | 586 | polygon | FALSE | TRUE | America/New_York | 3 | 45845 | 1840012194 | [10 empty] | Fort LoramieOH
Fairmount Heights | Fairmount Heights | MD | Maryland | 24033 | Prince George's | 38.9016 | -76.9153 | 1522 | 2219 | polygon | FALSE | TRUE | America/New_York | 2 | 20743 | 1840005965 | [10 empty] | Fairmount HeightsMD
Lac du Flambeau | Lac du Flambeau | WI | Wisconsin | 55125 | Vilas | 45.9696 | -89.8995 | 1522 | 118 | polygon | FALSE | FALSE | America/Chicago | 3 | 54538 | 1840004007 | [10 empty] | Lac du FlambeauWI
Salem | Salem | WV | West Virginia | 54033 | Harrison | 39.2849 | -80.5645 | 1522 | 439 | polygon | FALSE | TRUE | America/New_York | 3 | 26426 | 1840005768 | [10 empty] | SalemWV
Limestone | Limestone | IL | Illinois | 17091 | Kankakee | 41.1337 | -87.9599 | 1522 | 224 | polygon | FALSE | TRUE | America/Chicago | 3 | 60901 | 1840011696 | [10 empty] | LimestoneIL
Hawthorne | Hawthorne | FL | Florida | 12001 | Alachua | 29.5937 | -82.0945 | 1522 | 79 | polygon | FALSE | TRUE | America/New_York | 3 | 32640 | 1840015059 | [10 empty] | HawthorneFL
Oak Hill | Oak Hill | OH | Ohio | 39079 | Jackson | 38.8962 | -82.5691 | 1522 | 514 | polygon | FALSE | TRUE | America/New_York | 3 | 45656 | 1840012745 | [10 empty] | Oak HillOH
Gordon | Gordon | NE | Nebraska | 31161 | Sheridan | 42.8063 | -102.2039 | 1521 | 630 | polygon | FALSE | TRUE | America/Denver | 3 | 69343 | 1840008019 | [10 empty] | GordonNE
East Brooklyn | East Brooklyn | CT | Connecticut | 9015 | Windham | 41.7948 | -71.8992 | 1521 | 345 | polygon | FALSE | FALSE | America/New_York | 3 | 6234 | 1840000508 | [10 empty] | East BrooklynCT
Avoca | Avoca | IA | Iowa | 19155 | Pottawattamie | 41.4829 | -95.3372 | 1521 | 245 | polygon | FALSE | TRUE | America/Chicago | 3 | 51521 | 1840007121 | [10 empty] | AvocaIA
Seven Points | Seven Points | TX | Texas | 48213 | Henderson | 32.3291 | -96.2142 | 1521 | 213 | polygon | FALSE | TRUE | America/Chicago | 3 | 75143 | 1840022109 | [10 empty] | Seven PointsTX
Bennington | Bennington | NE | Nebraska | 31055 | Douglas | 41.3681 | -96.1616 | 1521 | 703 | polygon | FALSE | TRUE | America/Chicago | 3 | 68007 | 1840007137 | [10 empty] | BenningtonNE
Home Garden | Home Garden | CA | California | 6031 | Kings | 36.3025 | -119.6362 | 1521 | 1186 | polygon | FALSE | FALSE | America/Los_Angeles | 3 | 93230 | 1840017717 | [10 empty] | Home GardenCA
Plum Creek | Plum Creek | VA | Virginia | 51121 | Montgomery | 37.1268 | -80.5047 | 1521 | 378 | polygon | FALSE | FALSE | America/New_York | 3 | 24073 | 1840037471 | [10 empty] | Plum CreekVA
Powhatan Point | Powhatan Point | OH | Ohio | 39013 | Belmont | 39.8625 | -80.8098 | 1520 | 399 | polygon | FALSE | TRUE | America/New_York | 3 | 43942 | 1840012386 | [10 empty] | Powhatan PointOH
Shreve | Shreve | OH | Ohio | 39169 | Wayne | 40.6813 | -82.0217 | 1520 | 678 | polygon | FALSE | TRUE | America/New_York | 3 | 44676 | 1840011898 | [10 empty] | ShreveOH
Coal Run Village | Coal Run Village | KY | Kentucky | 21195 | Pike | 37.5372 | -82.5578 | 1520 | 66 | polygon | FALSE | TRUE | America/New_York | 3 | 41501 | 1840014347 | [10 empty] | Coal Run VillageKY
Anna | Anna | OH | Ohio | 39149 | Shelby | 40.3958 | -84.176 | 1520 | 585 | polygon | FALSE | TRUE | America/New_York | 3 | 45302 | 1840010440 | [10 empty] | AnnaOH
Rainelle | Rainelle | WV | West Virginia | 54025 | Greenbrier | 37.9678 | -80.7717 | 1520 | 527 | polygon | FALSE | TRUE | America/New_York | 3 | 25962 | 1840006290 | [10 empty] | RainelleWV
Bainbridge | Bainbridge | PA | Pennsylvania | 42071 | Lancaster | 40.0915 | -76.6581 | 1520 | 257 | polygon | FALSE | FALSE | America/New_York | 3 | 17502 | 1840024328 | [10 empty] | BainbridgePA
Dewart | Dewart | PA | Pennsylvania | 42097 | Northumberland | 41.1099 | -76.8707 | 1520 | 288 | polygon | FALSE | FALSE | America/New_York | 3 | 17777 17730 | 1840026370 | [10 empty] | DewartPA
Nellieburg | Nellieburg | MS | Mississippi | 28075 | Lauderdale | 32.3973 | -88.783 | 1519 | 82 | polygon | FALSE | FALSE | America/Chicago | 3 | 39307 | 1840013826 | [10 empty] | NellieburgMS
Boyd | Boyd | TX | Texas | 48497 | Wise | 33.0843 | -97.5632 | 1518 | 143 | polygon | FALSE | TRUE | America/Chicago | 3 | 76023 | 1840022002 | [10 empty] | BoydTX
Stacy | Stacy | MN | Minnesota | 27025 | Chisago | 45.3841 | -92.9938 | 1518 | 181 | polygon | FALSE | TRUE | America/Chicago | 3 | 55079 55092 55078 | 1840008894 | [10 empty] | StacyMN
Pepeekeo | Pepeekeo | HI | Hawaii | 15001 | Hawaii | 19.8316 | -155.1061 | 1518 | 490 | polygon | FALSE | FALSE | Pacific/Honolulu | 3 | 96783 | 1840023207 | [10 empty] | PepeekeoHI
Laguna Park | Laguna Park | TX | Texas | 48035 | Bosque | 31.8643 | -97.3862 | 1518 | 195 | polygon | FALSE | FALSE | America/Chicago | 3 | 76634 76644 | 1840025924 | [10 empty] | Laguna ParkTX
Waterville | Waterville | NY | New York | 36065 | Oneida | 42.9306 | -75.3802 | 1517 | 413 | polygon | FALSE | TRUE | America/New_York | 3 | 13480 | 1840004215 | [10 empty] | WatervilleNY
Mediapolis | Mediapolis | IA | Iowa | 19057 | Des Moines | 41.0078 | -91.1636 | 1517 | 487 | polygon | FALSE | TRUE | America/Chicago | 3 | 52637 | 1840008281 | [10 empty] | MediapolisIA
Cross Roads | Cross Roads | TX | Texas | 48121 | Denton | 33.229 | -96.9985 | 1516 | 86 | polygon | FALSE | TRUE | America/Chicago | 3 | 76227 | 1840022006 | [10 empty] | Cross RoadsTX
Rock Hill | Rock Hill | NY | New York | 36105 | Sullivan | 41.6153 | -74.5821 | 1516 | 166 | polygon | FALSE | FALSE | America/New_York | 3 | 12775 | 1840004784 | [10 empty] | Rock HillNY
Meridian | Meridian | TX | Texas | 48035 | Bosque | 31.9262 | -97.6501 | 1515 | 280 | polygon | FALSE | TRUE | America/Chicago | 3 | 76665 | 1840020786 | [10 empty] | MeridianTX
Dallesport | Dallesport | WA | Washington | 53039 | Klickitat | 45.6316 | -121.1749 | 1515 | 86 | polygon | FALSE | FALSE | America/Los_Angeles | 3 | 98617 98635 | 1840018525 | [10 empty] | DallesportWA
Bells | Bells | TX | Texas | 48181 | Grayson | 33.6166 | -96.4126 | 1515 | 261 | polygon | FALSE | TRUE | America/Chicago | 3 | 75414 | 1840020572 | [10 empty] | BellsTX
Sebastian | Sebastian | TX | Texas | 48489 | Willacy | 26.3454 | -97.7964 | 1515 | 350 | polygon | FALSE | FALSE | America/Chicago | 3 | 78594 | 1840019737 | [10 empty] | SebastianTX
Claycomo | Claycomo | MO | Missouri | 29047 | Clay | 39.1986 | -94.4788 | 1514 | 224 | polygon | FALSE | TRUE | America/Chicago | 3 | 64068 64119 | 1840010656 | [10 empty] | ClaycomoMO
Redfield | Redfield | AR | Arkansas | 5069 | Jefferson | 34.4429 | -92.1843 | 1514 | 188 | polygon | FALSE | TRUE | America/Chicago | 3 | 72132 | 1840014700 | [10 empty] | RedfieldAR
Roseland | Roseland | FL | Florida | 12061 | Indian River | 27.8361 | -80.4884 | 1514 | 309 | polygon | FALSE | FALSE | America/New_York | 3 | 32958 32957 | 1840014164 | [10 empty] | RoselandFL
Miamitown | Miamitown | OH | Ohio | 39061 | Hamilton | 39.2171 | -84.7095 | 1514 | 436 | polygon | FALSE | FALSE | America/New_York | 3 | 45041 45002 | 1840024517 | [10 empty] | MiamitownOH
Twin Lake | Twin Lake | MI | Michigan | 26121 | Muskegon | 43.3695 | -86.1805 | 1513 | 246 | polygon | FALSE | FALSE | America/Detroit | 3 | 49457 | 1840004236 | [10 empty] | Twin LakeMI
Chisholm | Chisholm | ME | Maine | 23007 | Franklin | 44.4916 | -70.1923 | 1513 | 267 | polygon | FALSE | FALSE | America/New_York | 3 | 4239 | 1840002061 | [10 empty] | ChisholmME
Winchester | Winchester | MO | Missouri | 29189 | St. Louis | 38.5897 | -90.526 | 1513 | 2338 | polygon | FALSE | TRUE | America/Chicago | 2 | 63021 | 1840010747 | [10 empty] | WinchesterMO
Willow Creek | Willow Creek | CA | California | 6023 | Humboldt | 40.9385 | -123.6412 | 1513 | 19 | polygon | FALSE | FALSE | America/Los_Angeles | 3 | 95573 | 1840018718 | [10 empty] | Willow CreekCA
Nutter Fort | Nutter Fort | WV | West Virginia | 54033 | Harrison | 39.2604 | -80.3265 | 1512 | 656 | polygon | FALSE | TRUE | America/New_York | 3 | 26301 | 1840005774 | [10 empty] | Nutter FortWV
Atlantic Beach | Atlantic Beach | NC | North Carolina | 37031 | Carteret | 34.7011 | -76.7403 | 1512 | 249 | polygon | FALSE | TRUE | America/New_York | 3 | 28512 | 1840015495 | [10 empty] | Atlantic BeachNC
Hilldale | Hilldale | PA | Pennsylvania | 42079 | Luzerne | 41.2869 | -75.8361 | 1512 | 713 | polygon | FALSE | FALSE | America/New_York | 3 | 18702 18705 | 1840035016 | [10 empty] | HilldalePA
Aurora | Aurora | TX | Texas | 48497 | Wise | 33.056 | -97.5096 | 1512 | 156 | polygon | FALSE | TRUE | America/Chicago | 3 | 76078 | 1840019383 | [10 empty] | AuroraTX
Chualar | Chualar | CA | California | 6053 | Monterey | 36.5711 | -121.5103 | 1512 | 932 | polygon | FALSE | FALSE | America/Los_Angeles | 3 | 93925 | 1840017679 | [10 empty] | ChualarCA
Snow Hill | Snow Hill | NC | North Carolina | 37079 | Greene | 35.4506 | -77.6769 | 1512 | 379 | polygon | FALSE | TRUE | America/New_York | 3 | 28580 | 1840017829 | [10 empty] | Snow HillNC
West Salem | West Salem | OH | Ohio | 39169 | Wayne | 40.9696 | -82.108 | 1511 | 553 | polygon | FALSE | TRUE | America/New_York | 3 | 44287 | 1840011900 | [10 empty] | West SalemOH
Kings Mills | Kings Mills | OH | Ohio | 39165 | Warren | 39.3586 | -84.2505 | 1511 | 506 | polygon | FALSE | FALSE | America/New_York | 3 | 45040 45034 | 1840025603 | [10 empty] | Kings MillsOH
Bass Lake | Bass Lake | IN | Indiana | 18149 | Starke | 41.2304 | -86.5845 | 1510 | 64 | polygon | FALSE | FALSE | America/Indiana/Knox | 3 | 46534 | 1840004910 | [10 empty] | Bass LakeIN
Harbor Hills | Harbor Hills | OH | Ohio | 39089 | Licking | 39.9366 | -82.4343 | 1510 | 211 | polygon | FALSE | FALSE | America/New_York | 3 | 43025 43076 | 1840005500 | [10 empty] | Harbor HillsOH
Russell | Russell | PA | Pennsylvania | 42123 | Warren | 41.9394 | -79.1393 | 1510 | 165 | polygon | FALSE | FALSE | America/New_York | 3 | 16345 | 1840026242 | [10 empty] | RussellPA
Pilot Rock | Pilot Rock | OR | Oregon | 41059 | Umatilla | 45.4961 | -118.8332 | 1509 | 398 | polygon | FALSE | TRUE | America/Los_Angeles | 3 | 97868 | 1840019918 | [10 empty] | Pilot RockOR
Northlakes | Northlakes | NC | North Carolina | 37027 | Caldwell | 35.7755 | -81.3669 | 1509 | 388 | polygon | FALSE | FALSE | America/New_York | 3 | 28601 | 1840033021 | [10 empty] | NorthlakesNC
University of Pittsburgh Johnstown | University of Pittsburgh Johnstown | PA | Pennsylvania | 42021 | Cambria | 40.263 | -78.8296 | 1509 | 1049 | polygon | FALSE | TRUE | America/New_York | 3 | 15904 | 1840043349 | [10 empty] | University of Pittsburgh JohnstownPA
Granger | Granger | IA | Iowa | 19049 | Dallas | 41.7616 | -93.8234 | 1508 | 344 | polygon | FALSE | TRUE | America/Chicago | 3 | 50109 | 1840008158 | [10 empty] | GrangerIA
Rock Creek | Rock Creek | AL | Alabama | 1073 | Jefferson | 33.4772 | -87.0812 | 1508 | 193 | polygon | FALSE | FALSE | America/Chicago | 3 | 35023 | 1840027632 | [10 empty] | Rock CreekAL
Marathon City | Marathon City | WI | Wisconsin | 55073 | Marathon | 44.9379 | -89.8436 | 1508 | 185 | polygon | FALSE | TRUE | America/Chicago | 3 | 54448 | 1840037983 | [10 empty] | Marathon CityWI
Huntsville | Huntsville | MO | Missouri | 29175 | Randolph | 39.4364 | -92.544 | 1507 | 244 | polygon | FALSE | TRUE | America/Chicago | 3 | 65259 | 1840007341 | [10 empty] | HuntsvilleMO
Collinsville | Collinsville | MS | Mississippi | 28075 | Lauderdale | 32.4912 | -88.8452 | 1506 | 40 | polygon | FALSE | FALSE | America/Chicago | 3 | 39325 | 1840013101 | [10 empty] | CollinsvilleMS
Granville South | Granville South | OH | Ohio | 39089 | Licking | 40.0521 | -82.5415 | 1506 | 95 | polygon | FALSE | TRUE | America/New_York | 3 | 43023 | 1840073760 | [10 empty] | Granville SouthOH
Bannockburn | Bannockburn | IL | Illinois | 17097 | Lake | 42.1932 | -87.8694 | 1506 | 286 | polygon | FALSE | TRUE | America/Chicago | 3 | 60015 | 1840011148 | [10 empty] | BannockburnIL
Granger | Granger | TX | Texas | 48491 | Williamson | 30.718 | -97.4411 | 1505 | 871 | polygon | FALSE | TRUE | America/Chicago | 3 | 76530 | 1840020876 | [10 empty] | GrangerTX
Worthington | Worthington | KY | Kentucky | 21089 | Greenup | 38.5509 | -82.7349 | 1505 | 511 | polygon | FALSE | TRUE | America/New_York | 3 | 41183 | 1840015185 | [10 empty] | WorthingtonKY
Highland Park | Highland Park | PA | Pennsylvania | 42087 | Mifflin | 40.6216 | -77.5707 | 1504 | 784 | polygon | FALSE | FALSE | America/New_York | 3 | 17009 17044 | 1840005371 | [10 empty] | Highland ParkPA
Mora | Mora | PR | Puerto Rico | 72071 | Isabela | 18.4626 | -67.0322 | 1504 | 1815 | polygon | FALSE | FALSE | America/Puerto_Rico | 3 | 662 | 1630035525 | [10 empty] | MoraPR
Herscher | Herscher | IL | Illinois | 17091 | Kankakee | 41.0493 | -88.1006 | 1504 | 320 | polygon | FALSE | TRUE | America/Chicago | 3 | 60941 | 1840011697 | [10 empty] | HerscherIL
Monrovia | Monrovia | IN | Indiana | 18109 | Morgan | 39.5841 | -86.4793 | 1504 | 323 | polygon | FALSE | TRUE | America/Indiana/Indianapolis | 3 | 46157 | 1840009667 | [10 empty] | MonroviaIN
Lincolnton | Lincolnton | GA | Georgia | 13181 | Lincoln | 33.7931 | -82.4776 | 1503 | 165 | polygon | FALSE | TRUE | America/New_York | 3 | 30817 | 1840015643 | [10 empty] | LincolntonGA
Lucasville | Lucasville | OH | Ohio | 39145 | Scioto | 38.8783 | -82.9934 | 1503 | 230 | polygon | FALSE | FALSE | America/New_York | 3 | 45648 45699 | 1840006053 | [10 empty] | LucasvilleOH
Buxton | Buxton | NC | North Carolina | 37055 | Dare | 35.2608 | -75.5392 | 1503 | 195 | polygon | FALSE | FALSE | America/New_York | 3 | 27920 | 1840025781 | [10 empty] | BuxtonNC
New Paris | New Paris | IN | Indiana | 18039 | Elkhart | 41.5005 | -85.8248 | 1503 | 435 | polygon | FALSE | FALSE | America/Indiana/Indianapolis | 3 | 46553 | 1840004815 | [10 empty] | New ParisIN
Clinton | Clinton | LA | Louisiana | 22037 | East Feliciana | 30.8614 | -91.015 | 1502 | 211 | polygon | FALSE | TRUE | America/Chicago | 3 | 70722 | 1840017160 | [10 empty] | ClintonLA
Stanton | Stanton | NE | Nebraska | 31167 | Stanton | 41.9472 | -97.2172 | 1502 | 333 | polygon | FALSE | TRUE | America/Chicago | 3 | 68779 | 1840009192 | [10 empty] | StantonNE
De Soto | De Soto | IL | Illinois | 17077 | Jackson | 37.8163 | -89.2269 | 1502 | 635 | polygon | FALSE | TRUE | America/Chicago | 3 | 62924 | 1840012963 | [10 empty] | De SotoIL
Shoshone | Shoshone | ID | Idaho | 16063 | Lincoln | 42.9369 | -114.4055 | 1502 | 494 | polygon | FALSE | TRUE | America/Boise | 3 | 83352 | 1840021295 | [10 empty] | ShoshoneID
Neligh | Neligh | NE | Nebraska | 31003 | Antelope | 42.1291 | -98.03 | 1501 | 396 | polygon | FALSE | TRUE | America/Chicago | 3 | 68756 | 1840000458 | [10 empty] | NelighNE
Oakland | Oakland | IA | Iowa | 19155 | Pottawattamie | 41.3114 | -95.3951 | 1501 | 339 | polygon | FALSE | TRUE | America/Chicago | 3 | 51560 | 1840008232 | [10 empty] | OaklandIA
Charenton | Charenton | LA | Louisiana | 22101 | St. Mary | 29.8685 | -91.5388 | 1500 | 116 | polygon | FALSE | FALSE | America/Chicago | 3 | 70544 70514 70523 | 1840014018 | [10 empty] | CharentonLA
Terra Alta | Terra Alta | WV | West Virginia | 54077 | Preston | 39.4442 | -79.5435 | 1500 | 488 | polygon | FALSE | TRUE | America/New_York | 3 | 26764 | 1840005659 | [10 empty] | Terra AltaWV
Waterman | Waterman | IL | Illinois | 17037 | DeKalb | 41.7683 | -88.7659 | 1500 | 399 | polygon | FALSE | TRUE | America/Chicago | 3 | 60556 | 1840011341 | [10 empty] | WatermanIL
Depoe Bay | Depoe Bay | OR | Oregon | 41041 | Lincoln | 44.8091 | -124.0599 | 1499 | 319 | polygon | FALSE | TRUE | America/Los_Angeles | 3 | 97341 | 1840018593 | [10 empty] | Depoe BayOR
LaBarque Creek | LaBarque Creek | MO | Missouri | 29099 | Jefferson | 38.4163 | -90.6777 | 1499 | 32 | polygon | FALSE | TRUE | America/Chicago | 3 | 63025 63015 63069 63051 | 1840039631 | [10 empty] | LaBarque CreekMO
Erie | Erie | IL | Illinois | 17195 | Whiteside | 41.6588 | -90.0813 | 1499 | 419 | polygon | FALSE | TRUE | America/Chicago | 3 | 61250 | 1840011421 | [10 empty] | ErieIL
Winfield | Winfield | MO | Missouri | 29113 | Lincoln | 38.9944 | -90.7437 | 1499 | 903 | polygon | FALSE | TRUE | America/Chicago | 3 | 63389 | 1840010690 | [10 empty] | WinfieldMO
Columbine Valley | Columbine Valley | CO | Colorado | 8005 | Arapahoe | 39.5994 | -105.0351 | 1499 | 581 | polygon | FALSE | TRUE | America/Denver | 3 | 80123 | 1840028444 | [10 empty] | Columbine ValleyCO
Gold Key Lake | Gold Key Lake | PA | Pennsylvania | 42103 | Pike | 41.3145 | -74.9434 | 1498 | 254 | polygon | FALSE | FALSE | America/New_York | 3 | 18337 | 1840035389 | [10 empty] | Gold Key LakePA
Orfordville | Orfordville | WI | Wisconsin | 55105 | Rock | 42.6294 | -89.2572 | 1498 | 487 | polygon | FALSE | TRUE | America/Chicago | 3 | 53576 | 1840002474 | [10 empty] | OrfordvilleWI
Ackley | Ackley | IA | Iowa | 19083 | Hardin | 42.5519 | -93.0526 | 1498 | 233 | polygon | FALSE | TRUE | America/Chicago | 3 | 50601 | 1840006960 | [10 empty] | AckleyIA
Russell | Russell | GA | Georgia | 13013 | Barrow | 33.9797 | -83.6922 | 1497 | 484 | polygon | FALSE | FALSE | America/New_York | 3 | 30680 | 1840013681 | [10 empty] | RussellGA
East Hazel Crest | East Hazel Crest | IL | Illinois | 17031 | Cook | 41.5758 | -87.6503 | 1497 | 736 | polygon | FALSE | TRUE | America/Chicago | 3 | 60429 60430 | 1840011270 | [10 empty] | East Hazel CrestIL
Lukachukai | Lukachukai | AZ | Arizona | 4001 | Apache | 36.4112 | -109.2267 | 1497 | 26 | polygon | FALSE | FALSE | America/Denver | 3 | 86507 | 1840017673 | [10 empty] | LukachukaiAZ
St. Regis Park | St. Regis Park | KY | Kentucky | 21111 | Jefferson | 38.2289 | -85.6159 | 1497 | 1637 | polygon | FALSE | TRUE | America/New_York | 3 | 40220 | 1840015195 | [10 empty] | St. Regis ParkKY
Toa Baja | Toa Baja | PR | Puerto Rico | 72137 | Toa Baja | 18.4439 | -66.2547 | 1497 | 983 | polygon | FALSE | FALSE | America/Puerto_Rico | 3 | 949 | 1630023735 | [10 empty] | Toa BajaPR
Rand | Rand | WV | West Virginia | 54039 | Kanawha | 38.2817 | -81.5654 | 1497 | 1253 | polygon | FALSE | FALSE | America/New_York | 3 | 25306 | 1840025660 | [10 empty] | RandWV
Kittitas | Kittitas | WA | Washington | 53037 | Kittitas | 46.9837 | -120.419 | 1497 | 740 | polygon | FALSE | TRUE | America/Los_Angeles | 3 | 98934 98926 | 1840019843 | [10 empty] | KittitasWA
Brooklyn Heights | Brooklyn Heights | OH | Ohio | 39035 | Cuyahoga | 41.4178 | -81.668 | 1497 | 330 | polygon | FALSE | TRUE | America/New_York | 3 | 44131 | 1840000593 | [10 empty] | Brooklyn HeightsOH
Lake Hamilton | Lake Hamilton | FL | Florida | 12105 | Polk | 28.0478 | -81.627 | 1496 | 185 | polygon | FALSE | TRUE | America/New_York | 3 | 33851 33844 | 1840017240 | [10 empty] | Lake HamiltonFL
Parks | Parks | AZ | Arizona | 4005 | Coconino | 35.2939 | -111.9771 | 1496 | 3 | polygon | FALSE | FALSE | America/Phoenix | 3 | 86046 86018 | 1840018970 | [10 empty] | ParksAZ
Long Beach | Long Beach | WA | Washington | 53049 | Pacific | 46.3559 | -124.0557 | 1496 | 418 | polygon | FALSE | TRUE | America/Los_Angeles | 3 | 98631 | 1840019880 | [10 empty] | Long BeachWA
Rafael CapÃ³ | Rafael Capo | PR | Puerto Rico | 72065 | Hatillo | 18.3998 | -66.7908 | 1496 | 403 | polygon | FALSE | FALSE | America/Puerto_Rico | 3 | 659 | 1630035469 | [10 empty] | Rafael CapÃ³PR
Mount Vernon | Mount Vernon | AL | Alabama | 1097 | Mobile | 31.0889 | -88.0137 | 1495 | 105 | polygon | FALSE | TRUE | America/Chicago | 3 | 36560 | 1840017140 | [10 empty] | Mount VernonAL
Marion | Marion | MS | Mississippi | 28075 | Lauderdale | 32.4272 | -88.6502 | 1495 | 198 | polygon | FALSE | TRUE | America/Chicago | 3 | 39342 39305 | 1840016986 | [10 empty] | MarionMS
Ferndale | Ferndale | PA | Pennsylvania | 42021 | Cambria | 40.2884 | -78.918 | 1495 | 1484 | polygon | FALSE | TRUE | America/New_York | 3 | 15905 | 1840001111 | [10 empty] | FerndalePA
Ferron | Ferron | UT | Utah | 49015 | Emery | 39.0913 | -111.1337 | 1495 | 247 | polygon | FALSE | TRUE | America/Denver | 3 | 84523 | 1840020215 | [10 empty] | FerronUT
Centerfield | Centerfield | UT | Utah | 49039 | Sanpete | 39.1275 | -111.8189 | 1495 | 316 | polygon | FALSE | TRUE | America/Denver | 3 | 84622 | 1840022442 | [10 empty] | CenterfieldUT
Booker | Booker | TX | Texas | 48295 | Lipscomb | 36.4561 | -100.5402 | 1494 | 551 | polygon | FALSE | TRUE | America/Chicago | 3 | 79005 | 1840021669 | [10 empty] | BookerTX
Elizabethville | Elizabethville | PA | Pennsylvania | 42043 | Dauphin | 40.5472 | -76.816 | 1494 | 1053 | polygon | FALSE | TRUE | America/New_York | 3 | 17023 | 1840001285 | [10 empty] | ElizabethvillePA
Urbana | Urbana | IA | Iowa | 19011 | Benton | 42.2279 | -91.8875 | 1494 | 266 | polygon | FALSE | TRUE | America/Chicago | 3 | 52345 | 1840010123 | [10 empty] | UrbanaIA
Guthrie Center | Guthrie Center | IA | Iowa | 19077 | Guthrie | 41.6781 | -94.499 | 1494 | 233 | polygon | FALSE | TRUE | America/Chicago | 3 | 50115 | 1840007075 | [10 empty] | Guthrie CenterIA
Rapid City | Rapid City | MI | Michigan | 26079 | Kalkaska | 44.8366 | -85.2871 | 1493 | 106 | polygon | FALSE | FALSE | America/Detroit | 3 | 49676 | 1840023934 | [10 empty] | Rapid CityMI
Copper Canyon | Copper Canyon | TX | Texas | 48121 | Denton | 33.0961 | -97.0975 | 1493 | 127 | polygon | FALSE | TRUE | America/Chicago | 3 | 76226 75077 | 1840022990 | [10 empty] | Copper CanyonTX
Seadrift | Seadrift | TX | Texas | 48057 | Calhoun | 28.4143 | -96.7158 | 1493 | 472 | polygon | FALSE | TRUE | America/Chicago | 3 | 77983 | 1840022247 | [10 empty] | SeadriftTX
Sylvan Springs | Sylvan Springs | AL | Alabama | 1073 | Jefferson | 33.5287 | -87.0312 | 1492 | 66 | polygon | FALSE | TRUE | America/Chicago | 3 | 35118 | 1840016803 | [10 empty] | Sylvan SpringsAL
Cacao | Cacao | PR | Puerto Rico | 72115 | Quebradillas | 18.4524 | -66.9559 | 1492 | 698 | polygon | FALSE | FALSE | America/Puerto_Rico | 3 | 678 | 1630023646 | [10 empty] | CacaoPR
Dale | Dale | IN | Indiana | 18147 | Spencer | 38.1769 | -86.9802 | 1491 | 238 | polygon | FALSE | TRUE | America/Chicago | 3 | 47523 | 1840009758 | [10 empty] | DaleIN
Edmonston | Edmonston | MD | Maryland | 24033 | Prince George's | 38.9502 | -76.9332 | 1490 | 1408 | polygon | FALSE | TRUE | America/New_York | 3 | 20781 | 1840005964 | [10 empty] | EdmonstonMD
Greenup | Greenup | IL | Illinois | 17035 | Cumberland | 39.2484 | -88.1597 | 1490 | 328 | polygon | FALSE | TRUE | America/Chicago | 3 | 62428 | 1840012690 | [10 empty] | GreenupIL
Avis | Avis | PA | Pennsylvania | 42035 | Clinton | 41.1857 | -77.3167 | 1490 | 1162 | polygon | FALSE | TRUE | America/New_York | 3 | 17721 | 1840003447 | [10 empty] | AvisPA
Blue Ridge | Blue Ridge | AL | Alabama | 1051 | Elmore | 32.501 | -86.1839 | 1490 | 74 | polygon | FALSE | FALSE | America/Chicago | 3 | 36093 | 1840013806 | [10 empty] | Blue RidgeAL
Murphys Estates | Murphys Estates | SC | South Carolina | 45037 | Edgefield | 33.6003 | -81.9439 | 1490 | 280 | polygon | FALSE | FALSE | America/New_York | 3 | 29860 | 1840035841 | [10 empty] | Murphys EstatesSC
Audubon Park | Audubon Park | KY | Kentucky | 21111 | Jefferson | 38.205 | -85.727 | 1489 | 1775 | polygon | FALSE | TRUE | America/New_York | 3 | 40213 | 1840013199 | [10 empty] | Audubon ParkKY
Baldwin | Baldwin | FL | Florida | 12031 | Duval | 30.3051 | -81.9744 | 1489 | 284 | polygon | FALSE | TRUE | America/New_York | 3 | 32234 | 1840015920 | [10 empty] | BaldwinFL
Duncannon | Duncannon | PA | Pennsylvania | 42099 | Perry | 40.3952 | -77.0277 | 1489 | 1412 | polygon | FALSE | TRUE | America/New_York | 3 | 17020 | 1840001300 | [10 empty] | DuncannonPA
Wendover | Wendover | UT | Utah | 49045 | Tooele | 40.7241 | -114.025 | 1489 | 64 | polygon | FALSE | TRUE | America/Denver | 3 | 84083 | 1840021357 | [10 empty] | WendoverUT
Cherokee | Cherokee | OK | Oklahoma | 40003 | Alfalfa | 36.7547 | -98.3551 | 1489 | 390 | polygon | FALSE | TRUE | America/Chicago | 3 | 73728 | 1840018979 | [10 empty] | CherokeeOK
Colma | Colma | CA | California | 6081 | San Mateo | 37.6767 | -122.4526 | 1489 | 302 | polygon | FALSE | TRUE | America/Los_Angeles | 3 | 94014 | 1840022547 | [10 empty] | ColmaCA
McCrory | McCrory | AR | Arkansas | 5147 | Woodruff | 35.2572 | -91.1974 | 1488 | 243 | polygon | FALSE | TRUE | America/Chicago | 3 | 72101 | 1840015444 | [10 empty] | McCroryAR
Port Barrington | Port Barrington | IL | Illinois | 17111 | McHenry | 42.244 | -88.1943 | 1488 | 506 | polygon | FALSE | TRUE | America/Chicago | 3 | 60010 | 1840011136 | [10 empty] | Port BarringtonIL
Au Sable | Au Sable | MI | Michigan | 26069 | Iosco | 44.4105 | -83.3423 | 1488 | 273 | polygon | FALSE | FALSE | America/Detroit | 3 | 48750 | 1840004095 | [10 empty] | Au SableMI
Fulton | Fulton | TX | Texas | 48007 | Aransas | 28.0706 | -97.0428 | 1487 | 408 | polygon | FALSE | TRUE | America/Chicago | 3 | 78358 78382 | 1840022249 | [10 empty] | FultonTX
Sun Valley | Sun Valley | ID | Idaho | 16013 | Blaine | 43.6837 | -114.3337 | 1486 | 59 | polygon | FALSE | TRUE | America/Boise | 3 | 83354 83353 83340 | 1840021271 | [10 empty] | Sun ValleyID
Shepherd | Shepherd | MI | Michigan | 26073 | Isabella | 43.5235 | -84.6927 | 1486 | 599 | polygon | FALSE | TRUE | America/Detroit | 3 | 48883 | 1840010963 | [10 empty] | ShepherdMI
Baird | Baird | TX | Texas | 48059 | Callahan | 32.396 | -99.3962 | 1486 | 215 | polygon | FALSE | TRUE | America/Chicago | 3 | 79504 | 1840019480 | [10 empty] | BairdTX
Legend Lake | Legend Lake | WI | Wisconsin | 55078 | Menominee | 44.8909 | -88.544 | 1486 | 34 | polygon | FALSE | FALSE | America/Chicago | 3 | 54135 54124 | 1840004029 | [10 empty] | Legend LakeWI
Pine Knot | Pine Knot | KY | Kentucky | 21147 | McCreary | 36.6648 | -84.4395 | 1486 | 89 | polygon | FALSE | FALSE | America/New_York | 3 | 42635 42649 | 1840013285 | [10 empty] | Pine KnotKY
Bonner-West Riverside | Bonner-West Riverside | MT | Montana | 30063 | Missoula | 46.8767 | -113.8868 | 1486 | 376 | polygon | FALSE | TRUE | America/Denver | 3 | 59823 59802 59851 | 1840036941 | [10 empty] | Bonner-West RiversideMT
Manito | Manito | IL | Illinois | 17125 | Mason | 40.4201 | -89.7806 | 1486 | 379 | polygon | FALSE | TRUE | America/Chicago | 3 | 61546 | 1840012210 | [10 empty] | ManitoIL
Warsaw | Warsaw | VA | Virginia | 51159 | Richmond | 37.9603 | -76.761 | 1486 | 187 | polygon | FALSE | TRUE | America/New_York | 3 | 22572 | 1840006314 | [10 empty] | WarsawVA
Ethete | Ethete | WY | Wyoming | 56013 | Fremont | 43.0008 | -108.723 | 1486 | 17 | polygon | FALSE | FALSE | America/Denver | 3 | 82510 82520 | 1840017435 | [10 empty] | EtheteWY
Lacoochee | Lacoochee | FL | Florida | 12101 | Pasco | 28.4655 | -82.1698 | 1485 | 200 | polygon | FALSE | FALSE | America/New_York | 3 | 33523 33537 | 1840014119 | [10 empty] | LacoocheeFL
Oakwood | Oakwood | IL | Illinois | 17183 | Vermilion | 40.1101 | -87.7769 | 1485 | 617 | polygon | FALSE | TRUE | America/Chicago | 3 | 61858 | 1840012186 | [10 empty] | OakwoodIL
Windsor | Windsor | PA | Pennsylvania | 42133 | York | 39.9163 | -76.5841 | 1485 | 1045 | polygon | FALSE | TRUE | America/New_York | 3 | 17366 | 1840001468 | [10 empty] | WindsorPA
Williamsville | Williamsville | IL | Illinois | 17167 | Sangamon | 39.9527 | -89.5489 | 1485 | 477 | polygon | FALSE | TRUE | America/Chicago | 3 | 62693 | 1840012454 | [10 empty] | WilliamsvilleIL
Johnsonville | Johnsonville | SC | South Carolina | 45041 | Florence | 33.8149 | -79.4444 | 1485 | 271 | polygon | FALSE | TRUE | America/New_York | 3 | 29555 | 1840014714 | [10 empty] | JohnsonvilleSC
North Granby | North Granby | CT | Connecticut | 9003 | Hartford | 42.0152 | -72.844 | 1485 | 68 | polygon | FALSE | FALSE | America/New_York | 3 | 6060 | 1840003265 | [10 empty] | North GranbyCT
Oak Leaf | Oak Leaf | TX | Texas | 48139 | Ellis | 32.5138 | -96.8563 | 1484 | 242 | polygon | FALSE | TRUE | America/Chicago | 3 | 75154 | 1840020758 | [10 empty] | Oak LeafTX
La Alianza | La Alianza | PR | Puerto Rico | 72013 | Arecibo | 18.3975 | -66.5995 | 1484 | 777 | polygon | FALSE | FALSE | America/Puerto_Rico | 3 | 688 | 1630035694 | [10 empty] | La AlianzaPR
Quinebaug | Quinebaug | CT | Connecticut | 9015 | Windham | 42.0107 | -71.937 | 1484 | 131 | polygon | FALSE | FALSE | America/New_York | 3 | 06255 06262 06245 | 1840003280 | [10 empty] | QuinebaugCT
Babbitt | Babbitt | MN | Minnesota | 27137 | St. Louis | 47.6445 | -91.9458 | 1484 | 5 | polygon | FALSE | TRUE | America/Chicago | 3 | 55706 | 1840006591 | [10 empty] | BabbittMN
Lynchburg | Lynchburg | OH | Ohio | 39071 | Highland | 39.2401 | -83.7883 | 1483 | 609 | polygon | FALSE | TRUE | America/New_York | 3 | 45142 | 1840012695 | [10 empty] | LynchburgOH
Glen Alpine | Glen Alpine | NC | North Carolina | 37023 | Burke | 35.7307 | -81.7826 | 1483 | 266 | polygon | FALSE | TRUE | America/New_York | 3 | 28655 28628 | 1840016233 | [10 empty] | Glen AlpineNC
Blossburg | Blossburg | PA | Pennsylvania | 42117 | Tioga | 41.6795 | -77.069 | 1482 | 123 | polygon | FALSE | TRUE | America/New_York | 3 | 16912 | 1840003296 | [10 empty] | BlossburgPA
Lone Star | Lone Star | TX | Texas | 48343 | Morris | 32.9392 | -94.7091 | 1482 | 289 | polygon | FALSE | TRUE | America/Chicago | 3 | 75668 75636 | 1840020675 | [10 empty] | Lone StarTX
Justice | Justice | OK | Oklahoma | 40131 | Rogers | 36.2909 | -95.5635 | 1481 | 64 | polygon | FALSE | FALSE | America/Chicago | 3 | 74019 | 1840034642 | [10 empty] | JusticeOK
Cannelton | Cannelton | IN | Indiana | 18123 | Perry | 37.9106 | -86.7377 | 1481 | 385 | polygon | FALSE | TRUE | America/Chicago | 3 | 47520 | 1840007521 | [10 empty] | CanneltonIN
Warsaw | Warsaw | IL | Illinois | 17067 | Hancock | 40.3509 | -91.4277 | 1480 | 87 | polygon | FALSE | TRUE | America/Chicago | 3 | 62379 | 1840010400 | [10 empty] | WarsawIL
Wolfe City | Wolfe City | TX | Texas | 48231 | Hunt | 33.3687 | -96.072 | 1480 | 508 | polygon | FALSE | TRUE | America/Chicago | 3 | 75496 | 1840022016 | [10 empty] | Wolfe CityTX
Paisley | Paisley | FL | Florida | 12069 | Lake | 28.985 | -81.5404 | 1479 | 182 | polygon | FALSE | FALSE | America/New_York | 3 | 32767 | 1840014051 | [10 empty] | PaisleyFL
Bunkerville | Bunkerville | NV | Nevada | 32003 | Clark | 36.7198 | -114.1221 | 1479 | 13 | polygon | FALSE | FALSE | America/Los_Angeles | 3 | 89007 | 1840017685 | [10 empty] | BunkervilleNV
Airport | Airport | CA | California | 6099 | Stanislaus | 37.6324 | -120.9774 | 1479 | 994 | polygon | FALSE | TRUE | America/Los_Angeles | 3 | 95354 | 1840075978 | [10 empty] | AirportCA
Belle | Belle | MO | Missouri | 29125 | Maries | 38.2848 | -91.7217 | 1479 | 427 | polygon | FALSE | TRUE | America/Chicago | 3 | 65013 | 1840007519 | [10 empty] | BelleMO
Brilliant | Brilliant | OH | Ohio | 39081 | Jefferson | 40.2701 | -80.6318 | 1479 | 326 | polygon | FALSE | FALSE | America/New_York | 3 | 43913 | 1840005424 | [10 empty] | BrilliantOH
Porterdale | Porterdale | GA | Georgia | 13217 | Newton | 33.5739 | -83.894 | 1478 | 239 | polygon | FALSE | TRUE | America/New_York | 3 | 30070 30014 | 1840014810 | [10 empty] | PorterdaleGA
Bismarck | Bismarck | MO | Missouri | 29187 | St. Francois | 37.7673 | -90.6225 | 1478 | 570 | polygon | FALSE | TRUE | America/Chicago | 3 | 63624 | 1840007550 | [10 empty] | BismarckMO
Pine Valley | Pine Valley | CA | California | 6073 | San Diego | 32.8415 | -116.5107 | 1477 | 79 | polygon | FALSE | FALSE | America/Los_Angeles | 3 | 91962 | 1840019344 | [10 empty] | Pine ValleyCA
Parkston | Parkston | SD | South Dakota | 46067 | Hutchinson | 43.3929 | -97.9864 | 1477 | 437 | polygon | FALSE | TRUE | America/Chicago | 3 | 57366 | 1840000361 | [10 empty] | ParkstonSD
Montrose | Montrose | PA | Pennsylvania | 42115 | Susquehanna | 41.8335 | -75.8761 | 1477 | 443 | polygon | FALSE | TRUE | America/New_York | 3 | 18801 | 1840003325 | [10 empty] | MontrosePA
Wheeler | Wheeler | TX | Texas | 48483 | Wheeler | 35.4411 | -100.2752 | 1477 | 372 | polygon | FALSE | TRUE | America/Chicago | 3 | 79096 | 1840021759 | [10 empty] | WheelerTX
Home | Home | WA | Washington | 53053 | Pierce | 47.279 | -122.7744 | 1477 | 90 | polygon | FALSE | FALSE | America/Los_Angeles | 3 | 98349 | 1840023831 | [10 empty] | HomeWA
Webb | Webb | AL | Alabama | 1069 | Houston | 31.2572 | -85.2896 | 1477 | 50 | polygon | FALSE | TRUE | America/Chicago | 3 | 36376 36321 | 1840017134 | [10 empty] | WebbAL
Elizabeth | Elizabeth | PA | Pennsylvania | 42003 | Allegheny | 40.2716 | -79.8872 | 1476 | 1664 | polygon | FALSE | TRUE | America/New_York | 3 | 15037 | 1840001229 | [10 empty] | ElizabethPA
Bertram | Bertram | TX | Texas | 48053 | Burnet | 30.7427 | -98.064 | 1476 | 377 | polygon | FALSE | TRUE | America/Chicago | 3 | 78605 | 1840019566 | [10 empty] | BertramTX
North Redington Beach | North Redington Beach | FL | Florida | 12103 | Pinellas | 27.8213 | -82.819 | 1476 | 2180 | polygon | FALSE | TRUE | America/New_York | 2 | 33708 | 1840017245 | [10 empty] | North Redington BeachFL
Birch Run | Birch Run | MI | Michigan | 26145 | Saginaw | 43.2503 | -83.7911 | 1476 | 302 | polygon | FALSE | TRUE | America/Detroit | 3 | 48415 | 1840010983 | [10 empty] | Birch RunMI
Sandia Knolls | Sandia Knolls | NM | New Mexico | 35001 | Bernalillo | 35.1604 | -106.2987 | 1475 | 203 | polygon | FALSE | FALSE | America/Denver | 3 | 87047 | 1840033703 | [10 empty] | Sandia KnollsNM
San Antonio | San Antonio | FL | Florida | 12101 | Pasco | 28.3396 | -82.2787 | 1475 | 418 | polygon | FALSE | TRUE | America/New_York | 3 | 33525 33576 33574 | 1840015969 | [10 empty] | San AntonioFL
Groton | Groton | SD | South Dakota | 46013 | Brown | 45.4517 | -98.1 | 1475 | 325 | polygon | FALSE | TRUE | America/Chicago | 3 | 57445 | 1840002034 | [10 empty] | GrotonSD
Bartolo | Bartolo | PR | Puerto Rico | 72119 | RÃ­o Grande | 18.362 | -65.8414 | 1475 | 3076 | polygon | FALSE | FALSE | America/Puerto_Rico | 2 | 745 | 1630035620 | [10 empty] | BartoloPR
Pittsville | Pittsville | MD | Maryland | 24045 | Wicomico | 38.3939 | -75.4074 | 1474 | 372 | polygon | FALSE | TRUE | America/New_York | 3 | 21850 | 1840006222 | [10 empty] | PittsvilleMD
Cordova | Cordova | NC | North Carolina | 37153 | Richmond | 34.9103 | -79.8119 | 1473 | 266 | polygon | FALSE | FALSE | America/New_York | 3 | 28379 28330 | 1840024981 | [10 empty] | CordovaNC
Green Valley | Green Valley | CA | California | 6095 | Solano | 38.2607 | -122.1622 | 1472 | 67 | polygon | FALSE | FALSE | America/Los_Angeles | 3 | 94534 | 1840135862 | [10 empty] | Green ValleyCA
Hebron | Hebron | NE | Nebraska | 31169 | Thayer | 40.1681 | -97.5872 | 1472 | 404 | polygon | FALSE | TRUE | America/Chicago | 3 | 68370 | 1840007250 | [10 empty] | HebronNE
Talahi Island | Talahi Island | GA | Georgia | 13051 | Chatham | 32.0331 | -80.976 | 1472 | 441 | polygon | FALSE | TRUE | America/New_York | 3 | 31410 | 1840039168 | [10 empty] | Talahi IslandGA
Freedom | Freedom | PA | Pennsylvania | 42007 | Beaver | 40.6849 | -80.2533 | 1472 | 941 | polygon | FALSE | TRUE | America/New_York | 3 | 15042 | 1840001022 | [10 empty] | FreedomPA
Monticello | Monticello | MS | Mississippi | 28077 | Lawrence | 31.5525 | -90.1145 | 1472 | 136 | polygon | FALSE | TRUE | America/Chicago | 3 | 39654 | 1840017077 | [10 empty] | MonticelloMS
Bridgeport | Bridgeport | NE | Nebraska | 31123 | Morrill | 41.6639 | -103.0962 | 1472 | 495 | polygon | FALSE | TRUE | America/Denver | 3 | 69336 | 1840004795 | [10 empty] | BridgeportNE
Lebec | Lebec | CA | California | 6029 | Kern | 34.845 | -118.8992 | 1472 | 37 | polygon | FALSE | FALSE | America/Los_Angeles | 3 | 93243 | 1840017826 | [10 empty] | LebecCA
Monona | Monona | IA | Iowa | 19043 | Clayton | 43.0513 | -91.3912 | 1471 | 486 | polygon | FALSE | TRUE | America/Chicago | 3 | 52159 | 1840008018 | [10 empty] | MononaIA
Interlachen | Interlachen | FL | Florida | 12107 | Putnam | 29.6203 | -81.8965 | 1471 | 95 | polygon | FALSE | TRUE | America/New_York | 3 | 32148 32149 | 1840017218 | [10 empty] | InterlachenFL
Redington Beach | Redington Beach | FL | Florida | 12103 | Pinellas | 27.8128 | -82.8096 | 1471 | 1582 | polygon | FALSE | TRUE | America/New_York | 3 | 33708 | 1840018294 | [10 empty] | Redington BeachFL
Bon Aqua Junction | Bon Aqua Junction | TN | Tennessee | 47081 | Hickman | 35.9281 | -87.3124 | 1471 | 120 | polygon | FALSE | FALSE | America/Chicago | 3 | 37098 | 1840024918 | [10 empty] | Bon Aqua JunctionTN
Richmond | Richmond | MN | Minnesota | 27145 | Stearns | 45.4547 | -94.5135 | 1470 | 480 | polygon | FALSE | TRUE | America/Chicago | 3 | 56368 | 1840008876 | [10 empty] | RichmondMN
Victory Gardens | Victory Gardens | NJ | New Jersey | 34027 | Morris | 40.8762 | -74.5435 | 1470 | 3911 | polygon | FALSE | TRUE | America/New_York | 2 | 7801 | 1840000954 | [10 empty] | Victory GardensNJ
Navesink | Navesink | NJ | New Jersey | 34025 | Monmouth | 40.4021 | -74.0387 | 1470 | 642 | polygon | FALSE | FALSE | America/New_York | 3 | 07716 07760 | 1840005443 | [10 empty] | NavesinkNJ
Weldon | Weldon | NC | North Carolina | 37083 | Halifax | 36.421 | -77.6135 | 1470 | 199 | polygon | FALSE | TRUE | America/New_York | 3 | 27890 | 1840016065 | [10 empty] | WeldonNC
South Palm Beach | South Palm Beach | FL | Florida | 12099 | Palm Beach | 26.5899 | -80.039 | 1470 | 5658 | polygon | FALSE | TRUE | America/New_York | 2 | 33480 | 1840018305 | [10 empty] | South Palm BeachFL
Porcupine | Porcupine | SD | South Dakota | 46102 | Oglala Lakota | 43.2687 | -102.3353 | 1470 | 59 | polygon | FALSE | FALSE | America/Denver | 3 | 57772 | 1840004202 | [10 empty] | PorcupineSD
Paonia | Paonia | CO | Colorado | 8029 | Delta | 38.8697 | -107.5919 | 1469 | 690 | polygon | FALSE | TRUE | America/Denver | 3 | 81428 | 1840022472 | [10 empty] | PaoniaCO
Mayo | Mayo | SC | South Carolina | 45083 | Spartanburg | 35.0857 | -81.8535 | 1469 | 186 | polygon | FALSE | FALSE | America/New_York | 3 | 29368 29330 29323 | 1840013513 | [10 empty] | MayoSC
Indian Shores | Indian Shores | FL | Florida | 12103 | Pinellas | 27.8536 | -82.8438 | 1468 | 1697 | polygon | FALSE | TRUE | America/New_York | 3 | 33785 | 1840017243 | [10 empty] | Indian ShoresFL
Benson | Benson | UT | Utah | 49005 | Cache | 41.7489 | -111.9169 | 1468 | 18 | polygon | FALSE | FALSE | America/Denver | 3 | 84321 84335 84339 | 1840017476 | [10 empty] | BensonUT
Colwich | Colwich | KS | Kansas | 20173 | Sedgwick | 37.7818 | -97.5362 | 1467 | 424 | polygon | FALSE | TRUE | America/Chicago | 3 | 67030 | 1840007564 | [10 empty] | ColwichKS
Winchester | Winchester | IL | Illinois | 17171 | Scott | 39.6298 | -90.456 | 1467 | 501 | polygon | FALSE | TRUE | America/Chicago | 3 | 62694 | 1840010604 | [10 empty] | WinchesterIL
Rockvale | Rockvale | TN | Tennessee | 47149 | Rutherford | 35.7668 | -86.521 | 1467 | 129 | polygon | FALSE | FALSE | America/Chicago | 3 | 37153 37128 | 1840036091 | [10 empty] | RockvaleTN
Omao | Omao | HI | Hawaii | 15007 | Kauai | 21.9236 | -159.4814 | 1467 | 446 | polygon | FALSE | FALSE | Pacific/Honolulu | 3 | 96756 | 1840029533 | [10 empty] | OmaoHI
Radium Springs | Radium Springs | NM | New Mexico | 35013 | DoÃ±a Ana | 32.4783 | -106.9031 | 1467 | 94 | polygon | FALSE | FALSE | America/Denver | 3 | 88007 | 1840019411 | [10 empty] | Radium SpringsNM
Plandome | Plandome | NY | New York | 36059 | Nassau | 40.8069 | -73.6996 | 1466 | 1144 | polygon | FALSE | TRUE | America/New_York | 3 | 11030 | 1840005318 | [10 empty] | PlandomeNY
Monument Hills | Monument Hills | CA | California | 6113 | Yolo | 38.6641 | -121.8756 | 1466 | 140 | polygon | FALSE | TRUE | America/Los_Angeles | 3 | 95695 | 1840038332 | [10 empty] | Monument HillsCA
Catawissa | Catawissa | PA | Pennsylvania | 42037 | Columbia | 40.9531 | -76.4604 | 1466 | 1102 | polygon | FALSE | TRUE | America/New_York | 3 | 17820 | 1840000812 | [10 empty] | CatawissaPA
La Pryor | La Pryor | TX | Texas | 48507 | Zavala | 28.9487 | -99.8483 | 1466 | 212 | polygon | FALSE | FALSE | America/Chicago | 3 | 78872 | 1840018283 | [10 empty] | La PryorTX
Montello | Montello | WI | Wisconsin | 55077 | Marquette | 43.7939 | -89.3332 | 1466 | 288 | polygon | FALSE | TRUE | America/Chicago | 3 | 53949 | 1840002595 | [10 empty] | MontelloWI
Stamps | Stamps | AR | Arkansas | 5073 | Lafayette | 33.3567 | -93.4956 | 1465 | 185 | polygon | FALSE | TRUE | America/Chicago | 3 | 71860 | 1840015724 | [10 empty] | StampsAR
Brooklyn | Brooklyn | WI | Wisconsin | 55045 | Green | 42.8524 | -89.3723 | 1465 | 506 | polygon | FALSE | TRUE | America/Chicago | 3 | 53521 | 1840002461 | [10 empty] | BrooklynWI
Central Aguirre | Central Aguirre | PR | Puerto Rico | 72123 | Salinas | 17.9559 | -66.2264 | 1465 | 1095 | polygon | FALSE | FALSE | America/Puerto_Rico | 3 | 704 | 1630035645 | [10 empty] | Central AguirrePR
Somerville | Somerville | TX | Texas | 48051 | Burleson | 30.346 | -96.5311 | 1465 | 190 | polygon | FALSE | TRUE | America/Chicago | 3 | 77879 | 1840022171 | [10 empty] | SomervilleTX
North Lewisburg | North Lewisburg | OH | Ohio | 39021 | Champaign | 40.2205 | -83.5581 | 1465 | 520 | polygon | FALSE | TRUE | America/New_York | 3 | 43060 | 1840012336 | [10 empty] | North LewisburgOH
Big Bend | Big Bend | WI | Wisconsin | 55133 | Waukesha | 42.9023 | -88.2122 | 1465 | 173 | polygon | FALSE | TRUE | America/Chicago | 3 | 53189 53103 | 1840003015 | [10 empty] | Big BendWI
Jackson Center | Jackson Center | OH | Ohio | 39149 | Shelby | 40.4385 | -84.0413 | 1465 | 328 | polygon | FALSE | TRUE | America/New_York | 3 | 45334 | 1840012191 | [10 empty] | Jackson CenterOH
Marble Hill | Marble Hill | MO | Missouri | 29017 | Bollinger | 37.3032 | -89.9808 | 1464 | 341 | polygon | FALSE | TRUE | America/Chicago | 3 | 63764 | 1840008738 | [10 empty] | Marble HillMO
Burkesville | Burkesville | KY | Kentucky | 21057 | Cumberland | 36.7906 | -85.3674 | 1464 | 219 | polygon | FALSE | TRUE | America/Chicago | 3 | 42717 | 1840013288 | [10 empty] | BurkesvilleKY
Mount Pulaski | Mount Pulaski | IL | Illinois | 17107 | Logan | 40.0102 | -89.2839 | 1464 | 498 | polygon | FALSE | TRUE | America/Chicago | 3 | 62548 | 1840008373 | [10 empty] | Mount PulaskiIL
Fosston | Fosston | MN | Minnesota | 27119 | Polk | 47.5855 | -95.7579 | 1464 | 276 | polygon | FALSE | TRUE | America/Chicago | 3 | 56542 | 1840007704 | [10 empty] | FosstonMN
Leland Grove | Leland Grove | IL | Illinois | 17167 | Sangamon | 39.7787 | -89.6839 | 1464 | 891 | polygon | FALSE | TRUE | America/Chicago | 3 | 62704 | 1840008432 | [10 empty] | Leland GroveIL
Hastings | Hastings | FL | Florida | 12109 | St. Johns | 29.7144 | -81.499 | 1464 | 174 | polygon | FALSE | FALSE | America/New_York | 3 | 32145 | 1840017203 | [10 empty] | HastingsFL
Hartington | Hartington | NE | Nebraska | 31027 | Cedar | 42.6205 | -97.2672 | 1464 | 564 | polygon | FALSE | TRUE | America/Chicago | 3 | 68739 | 1840006918 | [10 empty] | HartingtonNE
New Haven | New Haven | WV | West Virginia | 54053 | Mason | 38.9876 | -81.9655 | 1464 | 513 | polygon | FALSE | TRUE | America/New_York | 3 | 25265 | 1840006051 | [10 empty] | New HavenWV
Colfax | Colfax | LA | Louisiana | 22043 | Grant | 31.5208 | -92.7001 | 1464 | 379 | polygon | FALSE | TRUE | America/Chicago | 3 | 71417 | 1840017069 | [10 empty] | ColfaxLA
Ardmore | Ardmore | AL | Alabama | 1083 | Limestone | 34.9847 | -86.8373 | 1463 | 276 | polygon | FALSE | TRUE | America/Chicago | 3 | 35739 | 1840015515 | [10 empty] | ArdmoreAL
Cumberland Head | Cumberland Head | NY | New York | 36019 | Clinton | 44.7165 | -73.3966 | 1463 | 160 | polygon | FALSE | FALSE | America/New_York | 3 | 12901 | 1840034045 | [10 empty] | Cumberland HeadNY
Akron | Akron | IA | Iowa | 19149 | Plymouth | 42.8268 | -96.5571 | 1463 | 456 | polygon | FALSE | TRUE | America/Chicago | 3 | 51001 | 1840006896 | [10 empty] | AkronIA
Cambria | Cambria | IL | Illinois | 17199 | Williamson | 37.7799 | -89.119 | 1463 | 415 | polygon | FALSE | TRUE | America/Chicago | 3 | 62918 62915 | 1840010853 | [10 empty] | CambriaIL
Malvern | Malvern | AL | Alabama | 1061 | Geneva | 31.1428 | -85.521 | 1463 | 40 | polygon | FALSE | TRUE | America/Chicago | 3 | 36375 36301 36305 | 1840017137 | [10 empty] | MalvernAL
Clermont | Clermont | IN | Indiana | 18097 | Marion | 39.8167 | -86.3207 | 1463 | 845 | polygon | FALSE | TRUE | America/Indiana/Indianapolis | 3 | 46234 | 1840009530 | [10 empty] | ClermontIN
Yaurel | Yaurel | PR | Puerto Rico | 72015 | Arroyo | 18.0301 | -66.056 | 1463 | 475 | polygon | FALSE | FALSE | America/Puerto_Rico | 3 | 714 | 1630023594 | [10 empty] | YaurelPR
Pine Grove Mills | Pine Grove Mills | PA | Pennsylvania | 42027 | Centre | 40.7315 | -77.8884 | 1463 | 225 | polygon | FALSE | FALSE | America/New_York | 3 | 16868 16865 16801 | 1840005160 | [10 empty] | Pine Grove MillsPA
Wilson | Wilson | WY | Wyoming | 56039 | Teton | 43.486 | -110.8937 | 1463 | 24 | polygon | FALSE | FALSE | America/Denver | 3 | 83014 | 1840018612 | [10 empty] | WilsonWY
Garrison | Garrison | ND | North Dakota | 38055 | McLean | 47.6533 | -101.4222 | 1462 | 411 | polygon | FALSE | TRUE | America/Chicago | 3 | 58540 | 1840000111 | [10 empty] | GarrisonND
Castleton-on-Hudson | Castleton-on-Hudson | NY | New York | 36083 | Rensselaer | 42.5332 | -73.7493 | 1462 | 790 | polygon | FALSE | TRUE | America/New_York | 3 | 12033 | 1840004440 | [10 empty] | Castleton-on-HudsonNY
Versailles | Versailles | PA | Pennsylvania | 42003 | Allegheny | 40.3177 | -79.8309 | 1461 | 1161 | polygon | FALSE | TRUE | America/New_York | 3 | 15132 | 1840001269 | [10 empty] | VersaillesPA
Wagon Wheel | Wagon Wheel | AZ | Arizona | 4017 | Navajo | 34.1976 | -110.0273 | 1461 | 222 | polygon | FALSE | TRUE | America/Phoenix | 3 | 85929 85901 | 1840075510 | [10 empty] | Wagon WheelAZ
Culver | Culver | IN | Indiana | 18099 | Marshall | 41.2159 | -86.4236 | 1461 | 538 | polygon | FALSE | TRUE | America/Indiana/Indianapolis | 3 | 46511 | 1840009301 | [10 empty] | CulverIN
Blue Ridge | Blue Ridge | GA | Georgia | 13111 | Fannin | 34.8666 | -84.3218 | 1461 | 210 | polygon | FALSE | TRUE | America/New_York | 3 | 30513 | 1840013551 | [10 empty] | Blue RidgeGA
Harrisville | Harrisville | RI | Rhode Island | 44007 | Providence | 41.9687 | -71.6767 | 1460 | 694 | polygon | FALSE | FALSE | America/New_York | 3 | 2830 | 1840003293 | [10 empty] | HarrisvilleRI
Brodheadsville | Brodheadsville | PA | Pennsylvania | 42089 | Monroe | 40.9267 | -75.4017 | 1460 | 131 | polygon | FALSE | FALSE | America/New_York | 3 | 18322 | 1840005171 | [10 empty] | BrodheadsvillePA
Center Hill | Center Hill | FL | Florida | 12119 | Sumter | 28.6335 | -81.9986 | 1460 | 92 | polygon | FALSE | TRUE | America/New_York | 3 | 33514 33597 | 1840015086 | [10 empty] | Center HillFL
Lakewood Shores | Lakewood Shores | IL | Illinois | 17197 | Will | 41.2712 | -88.1361 | 1459 | 246 | polygon | FALSE | FALSE | America/Chicago | 3 | 60481 | 1840004819 | [10 empty] | Lakewood ShoresIL
South Windham | South Windham | CT | Connecticut | 9015 | Windham | 41.685 | -72.1845 | 1459 | 180 | polygon | FALSE | FALSE | America/New_York | 3 | 06226 06266 | 1840003281 | [10 empty] | South WindhamCT
Dunnigan | Dunnigan | CA | California | 6113 | Yolo | 38.8926 | -121.9741 | 1459 | 107 | polygon | FALSE | FALSE | America/Los_Angeles | 3 | 95937 | 1840024600 | [10 empty] | DunniganCA
Slater | Slater | IA | Iowa | 19169 | Story | 41.8807 | -93.6912 | 1458 | 293 | polygon | FALSE | TRUE | America/Chicago | 3 | 50156 50244 50243 | 1840009174 | [10 empty] | SlaterIA
Perryville | Perryville | AR | Arkansas | 5105 | Perry | 35.012 | -92.803 | 1458 | 131 | polygon | FALSE | TRUE | America/Chicago | 3 | 72126 | 1840014622 | [10 empty] | PerryvilleAR
Fort Recovery | Fort Recovery | OH | Ohio | 39107 | Mercer | 40.4112 | -84.7761 | 1458 | 480 | polygon | FALSE | TRUE | America/New_York | 3 | 45846 | 1840012001 | [10 empty] | Fort RecoveryOH
Wauregan | Wauregan | CT | Connecticut | 9015 | Windham | 41.75 | -71.9091 | 1458 | 610 | polygon | FALSE | FALSE | America/New_York | 3 | 06374 06387 06239 | 1840003283 | [10 empty] | WaureganCT
Sutton-Alpine | Sutton-Alpine | AK | Alaska | 2170 | Matanuska-Susitna | 61.7429 | -148.8542 | 1458 | 9 | polygon | FALSE | TRUE | America/Anchorage | 3 | 99674 | 1840075108 | [10 empty] | Sutton-AlpineAK
Head of the Harbor | Head of the Harbor | NY | New York | 36103 | Suffolk | 40.8981 | -73.1624 | 1458 | 200 | polygon | FALSE | TRUE | America/New_York | 3 | 11790 11780 | 1840005118 | [10 empty] | Head of the HarborNY
Burns | Burns | TN | Tennessee | 47043 | Dickson | 36.0507 | -87.2983 | 1456 | 165 | polygon | FALSE | TRUE | America/Chicago | 3 | 37029 37055 | 1840015316 | [10 empty] | BurnsTN
South Coatesville | South Coatesville | PA | Pennsylvania | 42029 | Chester | 39.969 | -75.8135 | 1456 | 323 | polygon | FALSE | TRUE | America/New_York | 3 | 19320 | 1840001434 | [10 empty] | South CoatesvillePA
Newton | Newton | AL | Alabama | 1045 | Dale | 31.3423 | -85.5893 | 1456 | 39 | polygon | FALSE | TRUE | America/Chicago | 3 | 36371 36352 36360 | 1840017088 | [10 empty] | NewtonAL
Mineville | Mineville | NY | New York | 36031 | Essex | 44.0933 | -73.5246 | 1456 | 151 | polygon | FALSE | FALSE | America/New_York | 3 | 12956 12998 | 1840023959 | [10 empty] | MinevilleNY
Somerset | Somerset | OH | Ohio | 39127 | Perry | 39.8064 | -82.2995 | 1455 | 482 | polygon | FALSE | TRUE | America/New_York | 3 | 43783 | 1840012486 | [10 empty] | SomersetOH
Eatons Neck | Eatons Neck | NY | New York | 36103 | Suffolk | 40.9328 | -73.3951 | 1455 | 559 | polygon | FALSE | FALSE | America/New_York | 3 | 11768 | 1840034049 | [10 empty] | Eatons NeckNY
Shorewood-Tower Hills-Harbert | Shorewood-Tower Hills-Harbert | MI | Michigan | 26021 | Berrien | 41.8817 | -86.6142 | 1455 | 124 | polygon | FALSE | TRUE | America/Detroit | 3 | 49115 49125 | 1840073780 | [10 empty] | Shorewood-Tower Hills-HarbertMI
China Spring | China Spring | TX | Texas | 48309 | McLennan | 31.6492 | -97.3047 | 1455 | 121 | polygon | FALSE | TRUE | America/Chicago | 3 | 76633 | 1840042564 | [10 empty] | China SpringTX
Whitmire | Whitmire | SC | South Carolina | 45071 | Newberry | 34.504 | -81.6144 | 1454 | 453 | polygon | FALSE | TRUE | America/New_York | 3 | 29178 | 1840016633 | [10 empty] | WhitmireSC
Towanda | Towanda | KS | Kansas | 20015 | Butler | 37.7954 | -96.9963 | 1454 | 613 | polygon | FALSE | TRUE | America/Chicago | 3 | 67144 | 1840010836 | [10 empty] | TowandaKS
Lake Catherine | Lake Catherine | IL | Illinois | 17097 | Lake | 42.487 | -88.1272 | 1454 | 617 | polygon | FALSE | FALSE | America/Chicago | 3 | 60002 | 1840029895 | [10 empty] | Lake CatherineIL
Blades | Blades | DE | Delaware | 10005 | Sussex | 38.6353 | -75.6022 | 1454 | 1010 | polygon | FALSE | TRUE | America/New_York | 3 | 19973 | 1840006074 | [10 empty] | BladesDE
Gower | Gower | MO | Missouri | 29049 | Clinton | 39.6129 | -94.5947 | 1454 | 566 | polygon | FALSE | TRUE | America/Chicago | 3 | 64454 | 1840008444 | [10 empty] | GowerMO
Crump | Crump | TN | Tennessee | 47071 | Hardin | 35.2315 | -88.3381 | 1454 | 44 | polygon | FALSE | TRUE | America/Chicago | 3 | 38310 38327 | 1840014588 | [10 empty] | CrumpTN
Cleveland | Cleveland | WI | Wisconsin | 55071 | Manitowoc | 43.9177 | -87.7469 | 1454 | 284 | polygon | FALSE | TRUE | America/Chicago | 3 | 53015 | 1840002212 | [10 empty] | ClevelandWI
Colmar Manor | Colmar Manor | MD | Maryland | 24033 | Prince George's | 38.9302 | -76.9437 | 1454 | 1310 | polygon | FALSE | TRUE | America/New_York | 3 | 20722 20781 | 1840005985 | [10 empty] | Colmar ManorMD
Pine Prairie | Pine Prairie | LA | Louisiana | 22039 | Evangeline | 30.7818 | -92.4223 | 1454 | 348 | polygon | FALSE | TRUE | America/Chicago | 3 | 70576 70586 | 1840018205 | [10 empty] | Pine PrairieLA
BenÃ­tez | Benitez | PR | Puerto Rico | 72029 | CanÃ³vanas | 18.2725 | -65.8788 | 1454 | 1546 | polygon | FALSE | FALSE | America/Puerto_Rico | 3 | 729 | 1630035475 | [10 empty] | BenÃ­tezPR
Lexington | Lexington | MS | Mississippi | 28051 | Holmes | 33.1163 | -90.0498 | 1453 | 232 | polygon | FALSE | TRUE | America/Chicago | 3 | 39095 | 1840014845 | [10 empty] | LexingtonMS
Fivepointville | Fivepointville | PA | Pennsylvania | 42071 | Lancaster | 40.1828 | -76.0553 | 1453 | 454 | polygon | FALSE | FALSE | America/New_York | 3 | 17519 17517 | 1840024334 | [10 empty] | FivepointvillePA
Roaming Shores | Roaming Shores | OH | Ohio | 39007 | Ashtabula | 41.6366 | -80.8249 | 1452 | 267 | polygon | FALSE | TRUE | America/New_York | 3 | 44085 44084 | 1840003339 | [10 empty] | Roaming ShoresOH
Billington Heights | Billington Heights | NY | New York | 36029 | Erie | 42.7862 | -78.6237 | 1452 | 177 | polygon | FALSE | FALSE | America/New_York | 3 | 14052 | 1840004374 | [10 empty] | Billington HeightsNY
Sugar City | Sugar City | ID | Idaho | 16065 | Madison | 43.8762 | -111.751 | 1452 | 282 | polygon | FALSE | TRUE | America/Boise | 3 | 83440 83448 | 1840021277 | [10 empty] | Sugar CityID
Bryson City | Bryson City | NC | North Carolina | 37173 | Swain | 35.4262 | -83.4474 | 1452 | 256 | polygon | FALSE | TRUE | America/New_York | 3 | 28713 | 1840015413 | [10 empty] | Bryson CityNC
Bangor | Bangor | WI | Wisconsin | 55063 | La Crosse | 43.8938 | -90.9935 | 1452 | 333 | polygon | FALSE | TRUE | America/Chicago | 3 | 54614 | 1840002578 | [10 empty] | BangorWI
Bremen | Bremen | OH | Ohio | 39045 | Fairfield | 39.7059 | -82.4296 | 1452 | 650 | polygon | FALSE | TRUE | America/New_York | 3 | 43107 | 1840010570 | [10 empty] | BremenOH
Monarch Mill | Monarch Mill | SC | South Carolina | 45087 | Union | 34.7161 | -81.5848 | 1452 | 99 | polygon | FALSE | TRUE | America/New_York | 3 | 29379 | 1840073867 | [10 empty] | Monarch MillSC
Burton | Burton | OH | Ohio | 39055 | Geauga | 41.4708 | -81.1456 | 1451 | 534 | polygon | FALSE | TRUE | America/New_York | 3 | 44021 | 1840010218 | [10 empty] | BurtonOH
Navajo | Navajo | NM | New Mexico | 35031 | McKinley | 35.9024 | -109.0321 | 1450 | 248 | polygon | FALSE | FALSE | America/Denver | 3 | 87328 | 1840019088 | [10 empty] | NavajoNM
Guayabal | Guayabal | PR | Puerto Rico | 72075 | Juana DÃ­az | 18.0761 | -66.5017 | 1450 | 1153 | polygon | FALSE | FALSE | America/Puerto_Rico | 3 | 795 | 1630035674 | [10 empty] | GuayabalPR
Dixon | Dixon | MO | Missouri | 29169 | Pulaski | 37.9953 | -92.0956 | 1450 | 536 | polygon | FALSE | TRUE | America/Chicago | 3 | 65459 | 1840007557 | [10 empty] | DixonMO
Paul | Paul | ID | Idaho | 16067 | Minidoka | 42.6052 | -113.7846 | 1449 | 849 | polygon | FALSE | TRUE | America/Boise | 3 | 83347 | 1840020068 | [10 empty] | PaulID
Stony Prairie | Stony Prairie | OH | Ohio | 39143 | Sandusky | 41.3521 | -83.1519 | 1449 | 348 | polygon | FALSE | FALSE | America/New_York | 3 | 43420 | 1840034396 | [10 empty] | Stony PrairieOH
Kimball | Kimball | TN | Tennessee | 47115 | Marion | 35.0469 | -85.674 | 1449 | 105 | polygon | FALSE | TRUE | America/Chicago | 3 | 37347 37380 | 1840016429 | [10 empty] | KimballTN
Dassel | Dassel | MN | Minnesota | 27093 | Meeker | 45.083 | -94.315 | 1449 | 339 | polygon | FALSE | TRUE | America/Chicago | 3 | 55325 | 1840006733 | [10 empty] | DasselMN
Fox Lake | Fox Lake | WI | Wisconsin | 55027 | Dodge | 43.5618 | -88.913 | 1449 | 356 | polygon | FALSE | TRUE | America/Chicago | 3 | 53933 | 1840002737 | [10 empty] | Fox LakeWI
Woodward | Woodward | IA | Iowa | 19049 | Dallas | 41.8527 | -93.9208 | 1448 | 153 | polygon | FALSE | TRUE | America/Chicago | 3 | 50276 | 1840010182 | [10 empty] | WoodwardIA
Vernon Valley | Vernon Valley | NJ | New Jersey | 34037 | Sussex | 41.2396 | -74.4833 | 1448 | 209 | polygon | FALSE | FALSE | America/New_York | 3 | 07461 07418 | 1840033487 | [10 empty] | Vernon ValleyNJ
Leoti | Leoti | KS | Kansas | 20203 | Wichita | 38.4834 | -101.3579 | 1448 | 424 | polygon | FALSE | TRUE | America/Chicago | 3 | 67861 | 1840008624 | [10 empty] | LeotiKS
Batesville | Batesville | TX | Texas | 48507 | Zavala | 28.9553 | -99.6237 | 1448 | 94 | polygon | FALSE | FALSE | America/Chicago | 3 | 78829 | 1840018282 | [10 empty] | BatesvilleTX
El Ojo | El Ojo | PR | Puerto Rico | 72133 | Santa Isabel | 18.0038 | -66.3919 | 1448 | 3498 | polygon | FALSE | FALSE | America/Puerto_Rico | 2 | 757 | 1630035664 | [10 empty] | El OjoPR
Ackerman | Ackerman | MS | Mississippi | 28019 | Choctaw | 33.311 | -89.1711 | 1448 | 248 | polygon | FALSE | TRUE | America/Chicago | 3 | 39735 | 1840015717 | [10 empty] | AckermanMS
Dunlap | Dunlap | IL | Illinois | 17143 | Peoria | 40.8482 | -89.6716 | 1448 | 246 | polygon | FALSE | TRUE | America/Chicago | 3 | 61525 | 1840011924 | [10 empty] | DunlapIL
Rural Retreat | Rural Retreat | VA | Virginia | 51197 | Wythe | 36.901 | -81.2765 | 1448 | 245 | polygon | FALSE | TRUE | America/New_York | 3 | 24368 | 1840006503 | [10 empty] | Rural RetreatVA
Westlake | Westlake | FL | Florida | 12099 | Palm Beach | 26.7549 | -80.2984 | 1447 | 87 | polygon | FALSE | TRUE | America/New_York | 3 | 33470 | 1840029114 | [10 empty] | WestlakeFL
West Liberty | West Liberty | WV | West Virginia | 54069 | Ohio | 40.1647 | -80.5972 | 1447 | 511 | polygon | FALSE | TRUE | America/New_York | 3 | 26003 26074 | 1840005513 | [10 empty] | West LibertyWV
Irwindale | Irwindale | CA | California | 6037 | Los Angeles | 34.1121 | -117.9636 | 1446 | 63 | polygon | FALSE | TRUE | America/Los_Angeles | 3 | 91706 91010 | 1840019238 | [10 empty] | IrwindaleCA
Hudson | Hudson | PA | Pennsylvania | 42079 | Luzerne | 41.2773 | -75.8312 | 1446 | 1478 | polygon | FALSE | FALSE | America/New_York | 3 | 18705 | 1840035024 | [10 empty] | HudsonPA
Walford | Walford | IA | Iowa | 19011 | Benton | 41.8796 | -91.8308 | 1445 | 567 | polygon | FALSE | TRUE | America/Chicago | 3 | 52228 52351 | 1840010125 | [10 empty] | WalfordIA
Koontz Lake | Koontz Lake | IN | Indiana | 18149 | Starke | 41.4169 | -86.4827 | 1445 | 165 | polygon | FALSE | FALSE | America/Indiana/Knox | 3 | 46574 | 1840004908 | [10 empty] | Koontz LakeIN
Friedens | Friedens | PA | Pennsylvania | 42111 | Somerset | 40.0449 | -79.0027 | 1445 | 177 | polygon | FALSE | FALSE | America/New_York | 3 | 15541 | 1840005498 | [10 empty] | FriedensPA
Ash Grove | Ash Grove | MO | Missouri | 29077 | Greene | 37.3177 | -93.581 | 1444 | 457 | polygon | FALSE | TRUE | America/Chicago | 3 | 65604 | 1840007615 | [10 empty] | Ash GroveMO
Harleigh | Harleigh | PA | Pennsylvania | 42079 | Luzerne | 40.9862 | -75.9702 | 1444 | 974 | polygon | FALSE | FALSE | America/New_York | 3 | 18225 18239 18234 18202 | 1840035004 | [10 empty] | HarleighPA
Grapeland | Grapeland | TX | Texas | 48225 | Houston | 31.4948 | -95.4765 | 1443 | 216 | polygon | FALSE | TRUE | America/Chicago | 3 | 75844 | 1840020833 | [10 empty] | GrapelandTX
Buttonwillow | Buttonwillow | CA | California | 6029 | Kern | 35.4092 | -119.4406 | 1443 | 80 | polygon | FALSE | FALSE | America/Los_Angeles | 3 | 93206 | 1840017812 | [10 empty] | ButtonwillowCA
Ortonville | Ortonville | MI | Michigan | 26125 | Oakland | 42.8511 | -83.4427 | 1443 | 577 | polygon | FALSE | TRUE | America/Detroit | 3 | 48462 | 1840011059 | [10 empty] | OrtonvilleMI
Awendaw | Awendaw | SC | South Carolina | 45019 | Charleston | 32.9823 | -79.6461 | 1443 | 58 | polygon | FALSE | TRUE | America/New_York | 3 | 29429 | 1840016011 | [10 empty] | AwendawSC
Woxall | Woxall | PA | Pennsylvania | 42091 | Montgomery | 40.311 | -75.4512 | 1442 | 230 | polygon | FALSE | FALSE | America/New_York | 3 | 19438 18979 | 1840035269 | [10 empty] | WoxallPA
Raubsville | Raubsville | PA | Pennsylvania | 42095 | Northampton | 40.6295 | -75.2024 | 1442 | 349 | polygon | FALSE | FALSE | America/New_York | 3 | 18042 | 1840035169 | [10 empty] | RaubsvillePA
Edgar | Edgar | WI | Wisconsin | 55073 | Marathon | 44.9229 | -89.9626 | 1442 | 308 | polygon | FALSE | TRUE | America/Chicago | 3 | 54426 | 1840002169 | [10 empty] | EdgarWI
Arlington | Arlington | OH | Ohio | 39063 | Hancock | 40.8939 | -83.6529 | 1442 | 692 | polygon | FALSE | TRUE | America/New_York | 3 | 45814 | 1840011738 | [10 empty] | ArlingtonOH
Woodbranch | Woodbranch | TX | Texas | 48339 | Montgomery | 30.1813 | -95.1836 | 1441 | 277 | polygon | FALSE | TRUE | America/Chicago | 3 | 77357 | 1840022176 | [10 empty] | WoodbranchTX
Fayette | Fayette | IA | Iowa | 19065 | Fayette | 42.8415 | -91.8036 | 1441 | 376 | polygon | FALSE | TRUE | America/Chicago | 3 | 52142 | 1840000389 | [10 empty] | FayetteIA
Dover | Dover | AR | Arkansas | 5115 | Pope | 35.391 | -93.1143 | 1440 | 196 | polygon | FALSE | TRUE | America/Chicago | 3 | 72837 | 1840013423 | [10 empty] | DoverAR
Vienna | Vienna | IL | Illinois | 17087 | Johnson | 37.4143 | -88.8871 | 1440 | 196 | polygon | FALSE | TRUE | America/Chicago | 3 | 62995 | 1840010864 | [10 empty] | ViennaIL
Girardville | Girardville | PA | Pennsylvania | 42107 | Schuylkill | 40.7922 | -76.283 | 1440 | 1074 | polygon | FALSE | TRUE | America/New_York | 3 | 17935 | 1840002760 | [10 empty] | GirardvillePA
Northwest Ithaca | Northwest Ithaca | NY | New York | 36109 | Tompkins | 42.4706 | -76.5414 | 1439 | 191 | polygon | FALSE | TRUE | America/New_York | 3 | 14850 | 1840073644 | [10 empty] | Northwest IthacaNY
Hoback | Hoback | WY | Wyoming | 56039 | Teton | 43.3082 | -110.7443 | 1439 | 12 | polygon | FALSE | FALSE | America/Denver | 3 | 83001 | 1840017430 | [10 empty] | HobackWY
Purdy | Purdy | WA | Washington | 53053 | Pierce | 47.3938 | -122.6114 | 1439 | 236 | polygon | FALSE | FALSE | America/Los_Angeles | 3 | 98332 | 1840023838 | [10 empty] | PurdyWA
Saxonburg | Saxonburg | PA | Pennsylvania | 42019 | Butler | 40.751 | -79.815 | 1438 | 612 | polygon | FALSE | TRUE | America/New_York | 3 | 16056 | 1840000873 | [10 empty] | SaxonburgPA
Keshena | Keshena | WI | Wisconsin | 55078 | Menominee | 44.8697 | -88.6002 | 1438 | 66 | polygon | FALSE | FALSE | America/Chicago | 3 | 54135 | 1840004028 | [10 empty] | KeshenaWI
Cut and Shoot | Cut and Shoot | TX | Texas | 48339 | Montgomery | 30.3404 | -95.354 | 1438 | 204 | polygon | FALSE | TRUE | America/Chicago | 3 | 77303 77306 | 1840022177 | [10 empty] | Cut and ShootTX
Grand Isle | Grand Isle | LA | Louisiana | 22051 | Jefferson | 29.2134 | -90.0306 | 1438 | 86 | polygon | FALSE | TRUE | America/Chicago | 3 | 70358 | 1840017205 | [10 empty] | Grand IsleLA
Rotan | Rotan | TX | Texas | 48151 | Fisher | 32.854 | -100.4655 | 1438 | 274 | polygon | FALSE | TRUE | America/Chicago | 3 | 79546 | 1840020724 | [10 empty] | RotanTX
Laflin | Laflin | PA | Pennsylvania | 42079 | Luzerne | 41.2896 | -75.7942 | 1438 | 411 | polygon | FALSE | TRUE | America/New_York | 3 | 18702 | 1840000757 | [10 empty] | LaflinPA
Dunnstown | Dunnstown | PA | Pennsylvania | 42035 | Clinton | 41.1484 | -77.4202 | 1438 | 675 | polygon | FALSE | FALSE | America/New_York | 3 | 17745 | 1840004907 | [10 empty] | DunnstownPA
Huntington Bay | Huntington Bay | NY | New York | 36103 | Suffolk | 40.9014 | -73.4163 | 1437 | 555 | polygon | FALSE | TRUE | America/New_York | 3 | 11743 | 1840005119 | [10 empty] | Huntington BayNY
Pinetop Country Club | Pinetop Country Club | AZ | Arizona | 4017 | Navajo | 34.1163 | -109.8909 | 1437 | 81 | polygon | FALSE | TRUE | America/Phoenix | 3 | 85935 | 1840075441 | [10 empty] | Pinetop Country ClubAZ
Queens Gate | Queens Gate | PA | Pennsylvania | 42133 | York | 39.9406 | -76.6874 | 1437 | 961 | polygon | FALSE | TRUE | America/New_York | 3 | 17403 | 1840040526 | [10 empty] | Queens GatePA
State Center | State Center | IA | Iowa | 19127 | Marshall | 42.0149 | -93.1652 | 1436 | 562 | polygon | FALSE | TRUE | America/Chicago | 3 | 50247 | 1840009158 | [10 empty] | State CenterIA
Fayette | Fayette | MS | Mississippi | 28063 | Jefferson | 31.7123 | -91.062 | 1436 | 471 | polygon | FALSE | TRUE | America/Chicago | 3 | 39069 | 1840013853 | [10 empty] | FayetteMS
Ivanhoe | Ivanhoe | TX | Texas | 48457 | Tyler | 30.6799 | -94.4154 | 1436 | 174 | polygon | FALSE | TRUE | America/Chicago | 3 | 75979 | 1840037787 | [10 empty] | IvanhoeTX
Gretna | Gretna | FL | Florida | 12039 | Gadsden | 30.5901 | -84.6861 | 1436 | 73 | polygon | FALSE | TRUE | America/New_York | 3 | 32351 32332 | 1840013943 | [10 empty] | GretnaFL
Queen City | Queen City | TX | Texas | 48067 | Cass | 33.1507 | -94.1524 | 1436 | 156 | polygon | FALSE | TRUE | America/Chicago | 3 | 75572 | 1840020680 | [10 empty] | Queen CityTX
Hurley | Hurley | WI | Wisconsin | 55051 | Iron | 46.4462 | -90.1982 | 1436 | 170 | polygon | FALSE | TRUE | America/Menominee | 3 | 54534 | 1840001952 | [10 empty] | HurleyWI
Virginia | Virginia | IL | Illinois | 17017 | Cass | 39.9525 | -90.2107 | 1435 | 464 | polygon | FALSE | TRUE | America/Chicago | 3 | 62691 | 1840010528 | [10 empty] | VirginiaIL
Terre Hill | Terre Hill | PA | Pennsylvania | 42071 | Lancaster | 40.1592 | -76.0507 | 1435 | 1218 | polygon | FALSE | TRUE | America/New_York | 3 | 17581 17519 | 1840003728 | [10 empty] | Terre HillPA
St. Peter | St. Peter | WI | Wisconsin | 55039 | Fond du Lac | 43.8377 | -88.3465 | 1434 | 152 | polygon | FALSE | FALSE | America/Chicago | 3 | 53049 54937 | 1840024009 | [10 empty] | St. PeterWI
Roxana | Roxana | IL | Illinois | 17119 | Madison | 38.8318 | -90.0466 | 1434 | 77 | polygon | FALSE | TRUE | America/Chicago | 3 | 62084 62087 62025 | 1840012798 | [10 empty] | RoxanaIL
Sutton | Sutton | NE | Nebraska | 31035 | Clay | 40.6072 | -97.8589 | 1434 | 318 | polygon | FALSE | TRUE | America/Chicago | 3 | 68979 | 1840003618 | [10 empty] | SuttonNE
Chappaqua | Chappaqua | NY | New York | 36119 | Westchester | 41.1601 | -73.7672 | 1434 | 1211 | polygon | FALSE | FALSE | America/New_York | 3 | 10514 | 1840004916 | [10 empty] | ChappaquaNY
Corning | Corning | IA | Iowa | 19003 | Adams | 40.9929 | -94.7395 | 1433 | 348 | polygon | FALSE | TRUE | America/Chicago | 3 | 50841 | 1840007156 | [10 empty] | CorningIA
Iota | Iota | LA | Louisiana | 22001 | Acadia | 30.326 | -92.4956 | 1433 | 435 | polygon | FALSE | TRUE | America/Chicago | 3 | 70543 | 1840017199 | [10 empty] | IotaLA
Darmstadt | Darmstadt | IN | Indiana | 18163 | Vanderburgh | 38.0938 | -87.5793 | 1432 | 122 | polygon | FALSE | TRUE | America/Chicago | 3 | 47725 | 1840009767 | [10 empty] | DarmstadtIN
Noank | Noank | CT | Connecticut | 9011 | New London | 41.334 | -71.9978 | 1432 | 362 | polygon | FALSE | FALSE | America/New_York | 3 | 06355 06340 | 1840003351 | [10 empty] | NoankCT
Oakdale | Oakdale | PA | Pennsylvania | 42003 | Allegheny | 40.4001 | -80.1872 | 1432 | 1178 | polygon | FALSE | TRUE | America/New_York | 3 | 15071 | 1840001249 | [10 empty] | OakdalePA
Tarkio | Tarkio | MO | Missouri | 29005 | Atchison | 40.443 | -95.3835 | 1432 | 398 | polygon | FALSE | TRUE | America/Chicago | 3 | 64491 | 1840009413 | [10 empty] | TarkioMO
West Conshohocken | West Conshohocken | PA | Pennsylvania | 42091 | Montgomery | 40.0702 | -75.3189 | 1432 | 654 | polygon | FALSE | TRUE | America/New_York | 3 | 19428 | 1840001380 | [10 empty] | West ConshohockenPA
Fort Benton | Fort Benton | MT | Montana | 30015 | Chouteau | 47.8291 | -110.6557 | 1432 | 241 | polygon | FALSE | TRUE | America/Denver | 3 | 59442 | 1840019783 | [10 empty] | Fort BentonMT
Flatonia | Flatonia | TX | Texas | 48149 | Fayette | 29.6886 | -97.106 | 1431 | 341 | polygon | FALSE | TRUE | America/Chicago | 3 | 78941 | 1840022208 | [10 empty] | FlatoniaTX
Capitan | Capitan | NM | New Mexico | 35027 | Lincoln | 33.5392 | -105.5983 | 1431 | 169 | polygon | FALSE | TRUE | America/Denver | 3 | 88316 | 1840022871 | [10 empty] | CapitanNM
Forest | Forest | OH | Ohio | 39065 | Hardin | 40.8051 | -83.5116 | 1431 | 382 | polygon | FALSE | TRUE | America/New_York | 3 | 45843 | 1840011958 | [10 empty] | ForestOH
Las Ollas | Las Ollas | PR | Puerto Rico | 72133 | Santa Isabel | 18.0142 | -66.4207 | 1430 | 2090 | polygon | FALSE | FALSE | America/Puerto_Rico | 2 | 757 | 1630035504 | [10 empty] | Las OllasPR
Mancos | Mancos | CO | Colorado | 8083 | Montezuma | 37.3466 | -108.2939 | 1430 | 860 | polygon | FALSE | TRUE | America/Denver | 3 | 81328 | 1840022555 | [10 empty] | MancosCO
Cinnamon Lake | Cinnamon Lake | OH | Ohio | 39005 | Ashland | 40.9835 | -82.1914 | 1430 | 341 | polygon | FALSE | TRUE | America/New_York | 3 | 44287 | 1840042970 | [10 empty] | Cinnamon LakeOH
Cassville | Cassville | WV | West Virginia | 54061 | Monongalia | 39.675 | -80.0678 | 1430 | 155 | polygon | FALSE | FALSE | America/New_York | 3 | 26541 26501 26527 | 1840005644 | [10 empty] | CassvilleWV
Fennville | Fennville | MI | Michigan | 26005 | Allegan | 42.5947 | -86.1051 | 1429 | 505 | polygon | FALSE | TRUE | America/Detroit | 3 | 49408 | 1840003115 | [10 empty] | FennvilleMI
Tylertown | Tylertown | MS | Mississippi | 28147 | Walthall | 31.1173 | -90.1444 | 1428 | 168 | polygon | FALSE | TRUE | America/Chicago | 3 | 39667 | 1840017118 | [10 empty] | TylertownMS
Winlock | Winlock | WA | Washington | 53041 | Lewis | 46.4907 | -122.9342 | 1428 | 426 | polygon | FALSE | TRUE | America/Los_Angeles | 3 | 98596 | 1840021164 | [10 empty] | WinlockWA
Piedra Gorda | Piedra Gorda | PR | Puerto Rico | 72027 | Camuy | 18.4342 | -66.8861 | 1428 | 808 | polygon | FALSE | FALSE | America/Puerto_Rico | 3 | 627 | 1630035547 | [10 empty] | Piedra GordaPR
La Vernia | La Vernia | TX | Texas | 48493 | Wilson | 29.3542 | -98.122 | 1428 | 230 | polygon | FALSE | TRUE | America/Chicago | 3 | 78121 | 1840020982 | [10 empty] | La VerniaTX
Washington Mills | Washington Mills | NY | New York | 36065 | Oneida | 43.0479 | -75.2811 | 1428 | 823 | polygon | FALSE | FALSE | America/New_York | 3 | 13413 | 1840024028 | [10 empty] | Washington MillsNY
Thompson Falls | Thompson Falls | MT | Montana | 30089 | Sanders | 47.5993 | -115.3425 | 1427 | 345 | polygon | FALSE | TRUE | America/Denver | 3 | 59873 | 1840021083 | [10 empty] | Thompson FallsMT
Chatham | Chatham | VA | Virginia | 51143 | Pittsylvania | 36.8185 | -79.3967 | 1427 | 271 | polygon | FALSE | TRUE | America/New_York | 3 | 24531 | 1840006494 | [10 empty] | ChathamVA
Midpines | Midpines | CA | California | 6043 | Mariposa | 37.5531 | -119.9485 | 1427 | 22 | polygon | FALSE | FALSE | America/Los_Angeles | 3 | 95338 95345 | 1840024755 | [10 empty] | MidpinesCA
Castle Hill | Castle Hill | CA | California | 6013 | Contra Costa | 37.8729 | -122.0573 | 1426 | 757 | polygon | FALSE | TRUE | America/Los_Angeles | 3 | 94595 94507 | 1840075652 | [10 empty] | Castle HillCA
Mountain Village | Mountain Village | CO | Colorado | 8113 | San Miguel | 37.9324 | -107.8577 | 1426 | 166 | polygon | FALSE | TRUE | America/Denver | 3 | 81435 | 1840022532 | [10 empty] | Mountain VillageCO
Taos Pueblo | Taos Pueblo | NM | New Mexico | 35055 | Taos | 36.4657 | -105.5634 | 1425 | 35 | polygon | FALSE | FALSE | America/Denver | 3 | 87529 87571 | 1840019014 | [10 empty] | Taos PuebloNM
Sundown | Sundown | TX | Texas | 48219 | Hockley | 33.4575 | -102.4908 | 1425 | 361 | polygon | FALSE | TRUE | America/Chicago | 3 | 79372 | 1840021985 | [10 empty] | SundownTX
Chevy Chase Heights | Chevy Chase Heights | PA | Pennsylvania | 42063 | Indiana | 40.6403 | -79.1456 | 1425 | 433 | polygon | FALSE | FALSE | America/New_York | 3 | 15701 | 1840035304 | [10 empty] | Chevy Chase HeightsPA
Cadott | Cadott | WI | Wisconsin | 55017 | Chippewa | 44.9502 | -91.1532 | 1424 | 161 | polygon | FALSE | TRUE | America/Chicago | 3 | 54727 | 1840002107 | [10 empty] | CadottWI
Langhorne Manor | Langhorne Manor | PA | Pennsylvania | 42017 | Bucks | 40.1658 | -74.9174 | 1424 | 919 | polygon | FALSE | TRUE | America/New_York | 3 | 19047 | 1840001325 | [10 empty] | Langhorne ManorPA
West Baraboo | West Baraboo | WI | Wisconsin | 55111 | Sauk | 43.4815 | -89.7718 | 1424 | 440 | polygon | FALSE | TRUE | America/Chicago | 3 | 53913 | 1840002716 | [10 empty] | West BarabooWI
Centreville | Centreville | MS | Mississippi | 28157 | Wilkinson | 31.087 | -91.0654 | 1424 | 237 | polygon | FALSE | TRUE | America/Chicago | 3 | 39631 | 1840017108 | [10 empty] | CentrevilleMS
Westport | Westport | IN | Indiana | 18031 | Decatur | 39.1767 | -85.5747 | 1424 | 477 | polygon | FALSE | TRUE | America/Indiana/Indianapolis | 3 | 47283 | 1840010658 | [10 empty] | WestportIN
Presquille | Presquille | LA | Louisiana | 22109 | Terrebonne | 29.5586 | -90.6385 | 1424 | 702 | polygon | FALSE | FALSE | America/Chicago | 3 | 70343 70363 | 1840025141 | [10 empty] | PresquilleLA
Ten Mile Run | Ten Mile Run | NJ | New Jersey | 34035 | Somerset | 40.4219 | -74.589 | 1423 | 216 | polygon | FALSE | FALSE | America/New_York | 3 | 08823 08540 | 1840033462 | [10 empty] | Ten Mile RunNJ
Greenville | Greenville | VA | Virginia | 51015 | Augusta | 38.0036 | -79.1522 | 1423 | 150 | polygon | FALSE | FALSE | America/New_York | 3 | 24440 | 1840006243 | [10 empty] | GreenvilleVA
Greenwich | Greenwich | OH | Ohio | 39077 | Huron | 41.0318 | -82.5198 | 1422 | 361 | polygon | FALSE | TRUE | America/New_York | 3 | 44837 | 1840011706 | [10 empty] | GreenwichOH
Stanton | Stanton | MI | Michigan | 26117 | Montcalm | 43.2928 | -85.0788 | 1422 | 255 | polygon | FALSE | TRUE | America/Detroit | 3 | 48888 | 1840002875 | [10 empty] | StantonMI
Benld | Benld | IL | Illinois | 17117 | Macoupin | 39.093 | -89.8023 | 1422 | 517 | polygon | FALSE | TRUE | America/Chicago | 3 | 62009 | 1840007367 | [10 empty] | BenldIL
Oakland | Oakland | PA | Pennsylvania | 42021 | Cambria | 40.3055 | -78.8819 | 1422 | 387 | polygon | FALSE | FALSE | America/New_York | 3 | 15904 15902 | 1840144363 | [10 empty] | OaklandPA
Eldridge | Eldridge | CA | California | 6097 | Sonoma | 38.3339 | -122.5065 | 1422 | 842 | polygon | FALSE | FALSE | America/Los_Angeles | 3 | 95476 95442 | 1840017574 | [10 empty] | EldridgeCA
Manning | Manning | IA | Iowa | 19027 | Carroll | 41.9092 | -95.0642 | 1422 | 220 | polygon | FALSE | TRUE | America/Chicago | 3 | 51455 | 1840000491 | [10 empty] | ManningIA
New Beaver | New Beaver | PA | Pennsylvania | 42073 | Lawrence | 40.8773 | -80.3702 | 1421 | 37 | polygon | FALSE | TRUE | America/New_York | 3 | 16141 16157 | 1840003571 | [10 empty] | New BeaverPA
Darrington | Darrington | WA | Washington | 53061 | Snohomish | 48.2546 | -121.6031 | 1421 | 317 | polygon | FALSE | TRUE | America/Los_Angeles | 3 | 98241 | 1840021081 | [10 empty] | DarringtonWA
Stapleton | Stapleton | AL | Alabama | 1003 | Baldwin | 30.7394 | -87.7943 | 1421 | 50 | polygon | FALSE | FALSE | America/Chicago | 3 | 36578 | 1840027497 | [10 empty] | StapletonAL
Linntown | Linntown | PA | Pennsylvania | 42119 | Union | 40.9566 | -76.9002 | 1421 | 773 | polygon | FALSE | FALSE | America/New_York | 3 | 17837 | 1840035066 | [10 empty] | LinntownPA
Celina | Celina | TN | Tennessee | 47027 | Clay | 36.5469 | -85.5043 | 1420 | 297 | polygon | FALSE | TRUE | America/Chicago | 3 | 38551 | 1840014424 | [10 empty] | CelinaTN
Walls | Walls | MS | Mississippi | 28033 | DeSoto | 34.9257 | -90.1604 | 1420 | 46 | polygon | FALSE | TRUE | America/Chicago | 3 | 38641 38680 38686 | 1840001788 | [10 empty] | WallsMS
Pemberville | Pemberville | OH | Ohio | 39173 | Wood | 41.4096 | -83.4588 | 1420 | 458 | polygon | FALSE | TRUE | America/New_York | 3 | 43450 | 1840011561 | [10 empty] | PembervilleOH
Arma | Arma | KS | Kansas | 20037 | Crawford | 37.543 | -94.7024 | 1420 | 483 | polygon | FALSE | TRUE | America/Chicago | 3 | 66712 | 1840007592 | [10 empty] | ArmaKS
Morris | Morris | OK | Oklahoma | 40111 | Okmulgee | 35.6152 | -95.8624 | 1420 | 497 | polygon | FALSE | TRUE | America/Chicago | 3 | 74447 74445 | 1840020399 | [10 empty] | MorrisOK
Moody | Moody | TX | Texas | 48309 | McLennan | 31.3086 | -97.3596 | 1420 | 570 | polygon | FALSE | TRUE | America/Chicago | 3 | 76557 | 1840020817 | [10 empty] | MoodyTX
Rustburg | Rustburg | VA | Virginia | 51031 | Campbell | 37.2712 | -79.0962 | 1419 | 43 | polygon | FALSE | FALSE | America/New_York | 3 | 24588 | 1840006436 | [10 empty] | RustburgVA
Black Earth | Black Earth | WI | Wisconsin | 55025 | Dane | 43.1341 | -89.747 | 1419 | 648 | polygon | FALSE | TRUE | America/Chicago | 3 | 53515 | 1840002907 | [10 empty] | Black EarthWI
San Antonio | San Antonio | PR | Puerto Rico | 72115 | Quebradillas | 18.4382 | -66.9362 | 1419 | 839 | polygon | FALSE | FALSE | America/Puerto_Rico | 3 | 678 | 1630146624 | [10 empty] | San AntonioPR
The Pinehills | The Pinehills | MA | Massachusetts | 25023 | Plymouth | 41.8882 | -70.6 | 1419 | 497 | polygon | FALSE | TRUE | America/New_York | 3 | 2360 | 1840039566 | [10 empty] | The PinehillsMA
Logan | Logan | IA | Iowa | 19085 | Harrison | 41.6453 | -95.7917 | 1418 | 545 | polygon | FALSE | TRUE | America/Chicago | 3 | 51546 | 1840009205 | [10 empty] | LoganIA
Red Lake Falls | Red Lake Falls | MN | Minnesota | 27125 | Red Lake | 47.8837 | -96.2727 | 1418 | 260 | polygon | FALSE | TRUE | America/Chicago | 3 | 56750 | 1840008829 | [10 empty] | Red Lake FallsMN
Bonduel | Bonduel | WI | Wisconsin | 55115 | Shawano | 44.7383 | -88.4475 | 1417 | 242 | polygon | FALSE | TRUE | America/Chicago | 3 | 54107 | 1840002263 | [10 empty] | BonduelWI
Pine Mountain | Pine Mountain | GA | Georgia | 13145 | Harris | 32.8522 | -84.8522 | 1417 | 179 | polygon | FALSE | TRUE | America/New_York | 3 | 31822 | 1840016961 | [10 empty] | Pine MountainGA
Biltmore Forest | Biltmore Forest | NC | North Carolina | 37021 | Buncombe | 35.5348 | -82.5403 | 1416 | 187 | polygon | FALSE | TRUE | America/New_York | 3 | 28803 | 1840015391 | [10 empty] | Biltmore ForestNC
Rockaway Beach | Rockaway Beach | OR | Oregon | 41057 | Tillamook | 45.6186 | -123.9398 | 1416 | 341 | polygon | FALSE | TRUE | America/Los_Angeles | 3 | 97136 | 1840019927 | [10 empty] | Rockaway BeachOR
Aristocrat Ranchettes | Aristocrat Ranchettes | CO | Colorado | 8123 | Weld | 40.1096 | -104.7549 | 1416 | 292 | polygon | FALSE | FALSE | America/Denver | 3 | 80621 | 1840028560 | [10 empty] | Aristocrat RanchettesCO
Olmito | Olmito | TX | Texas | 48061 | Cameron | 26.0232 | -97.5379 | 1416 | 853 | polygon | FALSE | FALSE | America/Chicago | 3 | 78575 | 1840019738 | [10 empty] | OlmitoTX
Chesterfield | Chesterfield | SC | South Carolina | 45025 | Chesterfield | 34.733 | -80.078 | 1415 | 133 | polygon | FALSE | TRUE | America/New_York | 3 | 29709 | 1840016583 | [10 empty] | ChesterfieldSC
Helena | Helena | OK | Oklahoma | 40003 | Alfalfa | 36.5466 | -98.2714 | 1415 | 1482 | polygon | FALSE | TRUE | America/Chicago | 3 | 73741 | 1840021610 | [10 empty] | HelenaOK
Chesapeake | Chesapeake | WV | West Virginia | 54039 | Kanawha | 38.2233 | -81.5363 | 1414 | 1134 | polygon | FALSE | TRUE | America/New_York | 3 | 25015 25315 | 1840006204 | [10 empty] | ChesapeakeWV
Clintondale | Clintondale | NY | New York | 36111 | Ulster | 41.6927 | -74.0458 | 1414 | 97 | polygon | FALSE | FALSE | America/New_York | 3 | 12515 12528 | 1840004703 | [10 empty] | ClintondaleNY
Felton | Felton | DE | Delaware | 10001 | Kent | 39.0127 | -75.5764 | 1414 | 692 | polygon | FALSE | TRUE | America/New_York | 3 | 19943 | 1840005806 | [10 empty] | FeltonDE
Verona | Verona | KY | Kentucky | 21015 | Boone | 38.8122 | -84.6649 | 1414 | 44 | polygon | FALSE | FALSE | America/New_York | 3 | 41092 | 1840026683 | [10 empty] | VeronaKY
Hico | Hico | TX | Texas | 48193 | Hamilton | 31.9859 | -98.0291 | 1413 | 299 | polygon | FALSE | TRUE | America/Chicago | 3 | 76457 | 1840020802 | [10 empty] | HicoTX
San Rafael | San Rafael | NM | New Mexico | 35006 | Cibola | 35.0878 | -107.8895 | 1413 | 52 | polygon | FALSE | FALSE | America/Denver | 3 | 87051 | 1840024968 | [10 empty] | San RafaelNM
Pilot Mountain | Pilot Mountain | NC | North Carolina | 37171 | Surry | 36.3854 | -80.4735 | 1413 | 267 | polygon | FALSE | TRUE | America/New_York | 3 | 27041 | 1840016032 | [10 empty] | Pilot MountainNC
Mount Gay-Shamrock | Mount Gay-Shamrock | WV | West Virginia | 54045 | Logan | 37.8512 | -82.0229 | 1413 | 72 | polygon | FALSE | TRUE | America/New_York | 3 | 25653 25637 25601 | 1840073632 | [10 empty] | Mount Gay-ShamrockWV
Montezuma | Montezuma | IA | Iowa | 19157 | Poweshiek | 41.5833 | -92.5274 | 1412 | 219 | polygon | FALSE | TRUE | America/Chicago | 3 | 50171 | 1840008167 | [10 empty] | MontezumaIA
Sweet Springs | Sweet Springs | MO | Missouri | 29195 | Saline | 38.9649 | -93.4152 | 1412 | 327 | polygon | FALSE | TRUE | America/Chicago | 3 | 65351 | 1840009614 | [10 empty] | Sweet SpringsMO
Big Sandy | Big Sandy | TX | Texas | 48459 | Upshur | 32.586 | -95.1127 | 1412 | 334 | polygon | FALSE | TRUE | America/Chicago | 3 | 75755 75797 | 1840020733 | [10 empty] | Big SandyTX
Raleigh | Raleigh | MS | Mississippi | 28129 | Smith | 32.0322 | -89.5247 | 1411 | 106 | polygon | FALSE | TRUE | America/Chicago | 3 | 39153 | 1840018131 | [10 empty] | RaleighMS
Coloma | Coloma | MI | Michigan | 26021 | Berrien | 42.1864 | -86.3083 | 1411 | 613 | polygon | FALSE | TRUE | America/Detroit | 3 | 49038 | 1840003218 | [10 empty] | ColomaMI
Woodsboro | Woodsboro | TX | Texas | 48391 | Refugio | 28.2379 | -97.3255 | 1410 | 719 | polygon | FALSE | TRUE | America/Chicago | 3 | 78393 | 1840023165 | [10 empty] | WoodsboroTX
Earlham | Earlham | IA | Iowa | 19121 | Madison | 41.4945 | -94.1222 | 1410 | 562 | polygon | FALSE | TRUE | America/Chicago | 3 | 50072 | 1840008221 | [10 empty] | EarlhamIA
Dillsboro | Dillsboro | IN | Indiana | 18029 | Dearborn | 39.0185 | -85.0531 | 1410 | 408 | polygon | FALSE | TRUE | America/New_York | 3 | 47018 | 1840009623 | [10 empty] | DillsboroIN
Hill City | Hill City | KS | Kansas | 20065 | Graham | 39.3671 | -99.8461 | 1410 | 542 | polygon | FALSE | TRUE | America/Chicago | 3 | 67642 | 1840007352 | [10 empty] | Hill CityKS
Lake Brownwood | Lake Brownwood | TX | Texas | 48049 | Brown | 31.8177 | -99.1045 | 1410 | 95 | polygon | FALSE | FALSE | America/Chicago | 3 | 76801 | 1840018146 | [10 empty] | Lake BrownwoodTX
Cedarville | Cedarville | AR | Arkansas | 5033 | Crawford | 35.583 | -94.3615 | 1410 | 61 | polygon | FALSE | TRUE | America/Chicago | 3 | 72932 | 1840014536 | [10 empty] | CedarvilleAR
Guthrie | Guthrie | KY | Kentucky | 21219 | Todd | 36.6502 | -87.1741 | 1409 | 277 | polygon | FALSE | TRUE | America/Chicago | 3 | 42234 | 1840013273 | [10 empty] | GuthrieKY
Janesville | Janesville | CA | California | 6035 | Lassen | 40.2809 | -120.5335 | 1409 | 41 | polygon | FALSE | FALSE | America/Los_Angeles | 3 | 96114 | 1840025533 | [10 empty] | JanesvilleCA
Atglen | Atglen | PA | Pennsylvania | 42029 | Chester | 39.9473 | -75.9754 | 1409 | 622 | polygon | FALSE | TRUE | America/New_York | 3 | 19310 | 1840001422 | [10 empty] | AtglenPA
Millers Creek | Millers Creek | NC | North Carolina | 37193 | Wilkes | 36.1909 | -81.2356 | 1408 | 121 | polygon | FALSE | FALSE | America/New_York | 3 | 28651 | 1840013338 | [10 empty] | Millers CreekNC
Claremont | Claremont | NC | North Carolina | 37035 | Catawba | 35.7101 | -81.1533 | 1408 | 182 | polygon | FALSE | TRUE | America/New_York | 3 | 28610 | 1840014521 | [10 empty] | ClaremontNC
South Woodstock | South Woodstock | CT | Connecticut | 9015 | Windham | 41.9275 | -71.9627 | 1408 | 103 | polygon | FALSE | FALSE | America/New_York | 3 | 06281 06267 | 1840003282 | [10 empty] | South WoodstockCT
Sand Lake | Sand Lake | MI | Michigan | 26069 | Iosco | 44.3276 | -83.6711 | 1407 | 36 | polygon | FALSE | FALSE | America/Detroit | 3 | 48748 48763 | 1840143090 | [10 empty] | Sand LakeMI
Lomas | Lomas | PR | Puerto Rico | 72029 | CanÃ³vanas | 18.2687 | -65.9091 | 1407 | 1588 | polygon | FALSE | FALSE | America/Puerto_Rico | 3 | 729 | 1630035509 | [10 empty] | LomasPR
Worthington | Worthington | IN | Indiana | 18055 | Greene | 39.1184 | -86.9798 | 1407 | 703 | polygon | FALSE | TRUE | America/Indiana/Indianapolis | 3 | 47471 | 1840010697 | [10 empty] | WorthingtonIN
Cornell | Cornell | WI | Wisconsin | 55017 | Chippewa | 45.1632 | -91.1497 | 1407 | 143 | polygon | FALSE | TRUE | America/Chicago | 3 | 54732 | 1840002109 | [10 empty] | CornellWI
Glade Spring | Glade Spring | VA | Virginia | 51191 | Washington | 36.7899 | -81.7726 | 1406 | 446 | polygon | FALSE | TRUE | America/New_York | 3 | 24340 | 1840006528 | [10 empty] | Glade SpringVA
Bagley | Bagley | MN | Minnesota | 27029 | Clearwater | 47.5239 | -95.4041 | 1406 | 273 | polygon | FALSE | TRUE | America/Chicago | 3 | 56621 | 1840006608 | [10 empty] | BagleyMN
Benavides | Benavides | TX | Texas | 48131 | Duval | 27.5969 | -98.4137 | 1406 | 306 | polygon | FALSE | TRUE | America/Chicago | 3 | 78341 | 1840019712 | [10 empty] | BenavidesTX
Millbrook | Millbrook | NY | New York | 36027 | Dutchess | 41.7842 | -73.6937 | 1406 | 291 | polygon | FALSE | TRUE | America/New_York | 3 | 12545 | 1840004749 | [10 empty] | MillbrookNY
Centreville | Centreville | MI | Michigan | 26149 | St. Joseph | 41.9213 | -85.5259 | 1406 | 366 | polygon | FALSE | TRUE | America/Detroit | 3 | 49032 | 1840010158 | [10 empty] | CentrevilleMI
Silver Lake | Silver Lake | KS | Kansas | 20177 | Shawnee | 39.0993 | -95.8564 | 1406 | 970 | polygon | FALSE | TRUE | America/Chicago | 3 | 66539 | 1840009685 | [10 empty] | Silver LakeKS
Eureka | Eureka | MT | Montana | 30053 | Lincoln | 48.879 | -115.0492 | 1406 | 409 | polygon | FALSE | TRUE | America/Denver | 3 | 59917 | 1840021052 | [10 empty] | EurekaMT
Dunes City | Dunes City | OR | Oregon | 41039 | Lane | 43.9079 | -124.0985 | 1406 | 201 | polygon | FALSE | TRUE | America/Los_Angeles | 3 | 97439 | 1840018626 | [10 empty] | Dunes CityOR
Hubbard | Hubbard | TX | Texas | 48217 | Hill | 31.847 | -96.8003 | 1406 | 277 | polygon | FALSE | TRUE | America/Chicago | 3 | 76648 | 1840020784 | [10 empty] | HubbardTX
Harwich Center | Harwich Center | MA | Massachusetts | 25001 | Barnstable | 41.6924 | -70.0694 | 1406 | 241 | polygon | FALSE | TRUE | America/New_York | 3 | 2645 | 1840073418 | [10 empty] | Harwich CenterMA
Great River | Great River | NY | New York | 36103 | Suffolk | 40.7164 | -73.1603 | 1405 | 118 | polygon | FALSE | FALSE | America/New_York | 3 | 11730 11739 | 1840005073 | [10 empty] | Great RiverNY
Shortsville | Shortsville | NY | New York | 36069 | Ontario | 42.9555 | -77.2228 | 1405 | 868 | polygon | FALSE | TRUE | America/New_York | 3 | 14548 | 1840004413 | [10 empty] | ShortsvilleNY
Bay City | Bay City | OR | Oregon | 41057 | Tillamook | 45.5216 | -123.8858 | 1404 | 429 | polygon | FALSE | TRUE | America/Los_Angeles | 3 | 97107 | 1840018552 | [10 empty] | Bay CityOR
Bryn Athyn | Bryn Athyn | PA | Pennsylvania | 42091 | Montgomery | 40.1411 | -75.0674 | 1404 | 280 | polygon | FALSE | TRUE | America/New_York | 3 | 19009 19006 | 1840003695 | [10 empty] | Bryn AthynPA
Serenada | Serenada | TX | Texas | 48491 | Williamson | 30.6962 | -97.6969 | 1404 | 209 | polygon | FALSE | FALSE | America/Chicago | 3 | 78628 | 1840019571 | [10 empty] | SerenadaTX
Menard | Menard | TX | Texas | 48327 | Menard | 30.9185 | -99.7837 | 1404 | 262 | polygon | FALSE | TRUE | America/Chicago | 3 | 76859 | 1840020863 | [10 empty] | MenardTX
St. Elmo | St. Elmo | IL | Illinois | 17051 | Fayette | 39.0228 | -88.8513 | 1403 | 428 | polygon | FALSE | TRUE | America/Chicago | 3 | 62458 | 1840009687 | [10 empty] | St. ElmoIL
Greenland | Greenland | AR | Arkansas | 5143 | Washington | 35.9965 | -94.1903 | 1403 | 137 | polygon | FALSE | TRUE | America/Chicago | 3 | 72701 72737 | 1840013369 | [10 empty] | GreenlandAR
Fall Branch | Fall Branch | TN | Tennessee | 47179 | Washington | 36.4161 | -82.6242 | 1403 | 119 | polygon | FALSE | FALSE | America/New_York | 3 | 37656 | 1840013064 | [10 empty] | Fall BranchTN
Brookfield Center | Brookfield Center | OH | Ohio | 39155 | Trumbull | 41.2383 | -80.5548 | 1403 | 184 | polygon | FALSE | FALSE | America/New_York | 3 | 44403 | 1840004903 | [10 empty] | Brookfield CenterOH
Kingsley | Kingsley | IA | Iowa | 19149 | Plymouth | 42.5865 | -95.9678 | 1402 | 336 | polygon | FALSE | TRUE | America/Chicago | 3 | 51028 | 1840008021 | [10 empty] | KingsleyIA
Crystal Lakes | Crystal Lakes | OH | Ohio | 39023 | Clark | 39.8861 | -84.0242 | 1402 | 1124 | polygon | FALSE | FALSE | America/New_York | 3 | 45341 | 1840034148 | [10 empty] | Crystal LakesOH
Shenandoah Heights | Shenandoah Heights | PA | Pennsylvania | 42107 | Schuylkill | 40.8322 | -76.2061 | 1402 | 671 | polygon | FALSE | FALSE | America/New_York | 3 | 17976 | 1840035194 | [10 empty] | Shenandoah HeightsPA
Markesan | Markesan | WI | Wisconsin | 55047 | Green Lake | 43.7099 | -88.9907 | 1401 | 232 | polygon | FALSE | TRUE | America/Chicago | 3 | 53946 | 1840002591 | [10 empty] | MarkesanWI
Pelzer | Pelzer | SC | South Carolina | 45007 | Anderson | 34.6434 | -82.4588 | 1401 | 591 | polygon | FALSE | TRUE | America/New_York | 3 | 29669 | 1840016577 | [10 empty] | PelzerSC
Twin Grove | Twin Grove | IL | Illinois | 17113 | McLean | 40.4857 | -89.0993 | 1401 | 136 | polygon | FALSE | FALSE | America/Chicago | 3 | 61705 | 1840025538 | [10 empty] | Twin GroveIL
Dawson | Dawson | MN | Minnesota | 27073 | Lac qui Parle | 44.9289 | -96.0504 | 1400 | 378 | polygon | FALSE | TRUE | America/Chicago | 3 | 56232 | 1840006743 | [10 empty] | DawsonMN
Philo | Philo | IL | Illinois | 17019 | Champaign | 40.0033 | -88.1563 | 1400 | 652 | polygon | FALSE | TRUE | America/Chicago | 3 | 61864 | 1840012235 | [10 empty] | PhiloIL
New California | New California | OH | Ohio | 39159 | Union | 40.1502 | -83.2372 | 1400 | 262 | polygon | FALSE | FALSE | America/New_York | 3 | 43064 | 1840034082 | [10 empty] | New CaliforniaOH
Lake Waccamaw | Lake Waccamaw | NC | North Carolina | 37047 | Columbus | 34.3141 | -78.5117 | 1400 | 194 | polygon | FALSE | TRUE | America/New_York | 3 | 28450 | 1840016661 | [10 empty] | Lake WaccamawNC
Crainville | Crainville | IL | Illinois | 17199 | Williamson | 37.7511 | -89.06 | 1400 | 327 | polygon | FALSE | TRUE | America/Chicago | 3 | 62918 | 1840012985 | [10 empty] | CrainvilleIL
Avondale | Avondale | PA | Pennsylvania | 42029 | Chester | 39.8248 | -75.7819 | 1400 | 1117 | polygon | FALSE | TRUE | America/New_York | 3 | 19311 | 1840001423 | [10 empty] | AvondalePA
North DeLand | North DeLand | FL | Florida | 12127 | Volusia | 29.0484 | -81.2966 | 1400 | 1031 | polygon | FALSE | FALSE | America/New_York | 3 | 32724 | 1840029059 | [10 empty] | North DeLandFL
Vanceburg | Vanceburg | KY | Kentucky | 21135 | Lewis | 38.5937 | -83.3212 | 1400 | 450 | polygon | FALSE | TRUE | America/New_York | 3 | 41179 | 1840015187 | [10 empty] | VanceburgKY
Madison | Madison | MN | Minnesota | 27073 | Lac qui Parle | 45.0127 | -96.1889 | 1400 | 515 | polygon | FALSE | TRUE | America/Chicago | 3 | 56256 | 1840008920 | [10 empty] | MadisonMN
Brooklyn | Brooklyn | IA | Iowa | 19157 | Poweshiek | 41.7314 | -92.4453 | 1400 | 430 | polygon | FALSE | TRUE | America/Chicago | 3 | 52211 | 1840004799 | [10 empty] | BrooklynIA
Whitley City | Whitley City | KY | Kentucky | 21147 | McCreary | 36.7238 | -84.4731 | 1400 | 234 | polygon | FALSE | FALSE | America/New_York | 3 | 42631 42653 | 1840013284 | [10 empty] | Whitley CityKY
Falling Waters | Falling Waters | WV | West Virginia | 54003 | Berkeley | 39.5637 | -77.8874 | 1399 | 433 | polygon | FALSE | FALSE | America/New_York | 3 | 25419 | 1840025601 | [10 empty] | Falling WatersWV
Pioneer | Pioneer | OH | Ohio | 39171 | Williams | 41.6773 | -84.5524 | 1399 | 301 | polygon | FALSE | TRUE | America/New_York | 3 | 43554 | 1840011523 | [10 empty] | PioneerOH
Beaver | Beaver | OK | Oklahoma | 40007 | Beaver | 36.8151 | -100.5235 | 1399 | 467 | polygon | FALSE | TRUE | America/Chicago | 3 | 73932 | 1840020352 | [10 empty] | BeaverOK
Wetherington | Wetherington | OH | Ohio | 39017 | Butler | 39.3633 | -84.3767 | 1399 | 596 | polygon | FALSE | FALSE | America/New_York | 3 | 45069 | 1840034376 | [10 empty] | WetheringtonOH
Avon | Avon | PA | Pennsylvania | 42075 | Lebanon | 40.3429 | -76.3794 | 1398 | 388 | polygon | FALSE | FALSE | America/New_York | 3 | 17042 | 1840034853 | [10 empty] | AvonPA
Moose Wilson Road | Moose Wilson Road | WY | Wyoming | 56039 | Teton | 43.5315 | -110.834 | 1398 | 80 | polygon | FALSE | FALSE | America/Denver | 3 | 83014 | 1840038434 | [10 empty] | Moose Wilson RoadWY
New Windsor | New Windsor | MD | Maryland | 24013 | Carroll | 39.5442 | -77.1016 | 1398 | 726 | polygon | FALSE | TRUE | America/New_York | 3 | 21776 | 1840005704 | [10 empty] | New WindsorMD
Aetna Estates | Aetna Estates | CO | Colorado | 8005 | Arapahoe | 39.7382 | -104.6734 | 1398 | 4102 | polygon | FALSE | TRUE | America/Denver | 2 | 80018 | 1840038588 | [10 empty] | Aetna EstatesCO
Gridley | Gridley | IL | Illinois | 17113 | McLean | 40.7437 | -88.8809 | 1398 | 440 | polygon | FALSE | TRUE | America/Chicago | 3 | 61744 | 1840011972 | [10 empty] | GridleyIL
Princeton | Princeton | NC | North Carolina | 37101 | Johnston | 35.4671 | -78.1613 | 1398 | 474 | polygon | FALSE | TRUE | America/New_York | 3 | 27569 | 1840017793 | [10 empty] | PrincetonNC
Montague | Montague | CA | California | 6093 | Siskiyou | 41.7276 | -122.5304 | 1398 | 303 | polygon | FALSE | TRUE | America/Los_Angeles | 3 | 96064 | 1840020105 | [10 empty] | MontagueCA
Indian Hills | Indian Hills | CO | Colorado | 8059 | Jefferson | 39.6294 | -105.2509 | 1398 | 99 | polygon | FALSE | FALSE | America/Denver | 3 | 80465 80454 | 1840017540 | [10 empty] | Indian HillsCO
South Carthage | South Carthage | TN | Tennessee | 47159 | Smith | 36.2414 | -85.9575 | 1398 | 210 | polygon | FALSE | TRUE | America/Chicago | 3 | 37030 | 1840017721 | [10 empty] | South CarthageTN
Bel-Nor | Bel-Nor | MO | Missouri | 29189 | St. Louis | 38.7017 | -90.318 | 1397 | 855 | polygon | FALSE | TRUE | America/Chicago | 3 | 63121 | 1840012815 | [10 empty] | Bel-NorMO
Tracy City | Tracy City | TN | Tennessee | 47061 | Grundy | 35.262 | -85.7515 | 1397 | 115 | polygon | FALSE | TRUE | America/Chicago | 3 | 37387 | 1840016344 | [10 empty] | Tracy CityTN
Rome City | Rome City | IN | Indiana | 18113 | Noble | 41.4892 | -85.361 | 1397 | 366 | polygon | FALSE | TRUE | America/Indiana/Indianapolis | 3 | 46784 | 1840010251 | [10 empty] | Rome CityIN
Sackets Harbor | Sackets Harbor | NY | New York | 36045 | Jefferson | 43.9418 | -76.1182 | 1397 | 233 | polygon | FALSE | TRUE | America/New_York | 3 | 13685 | 1840004116 | [10 empty] | Sackets HarborNY
Buffalo | Buffalo | SC | South Carolina | 45087 | Union | 34.7245 | -81.6843 | 1397 | 134 | polygon | FALSE | FALSE | America/New_York | 3 | 29321 | 1840013563 | [10 empty] | BuffaloSC
Mendon | Mendon | UT | Utah | 49005 | Cache | 41.7102 | -111.9776 | 1396 | 376 | polygon | FALSE | TRUE | America/Denver | 3 | 84325 | 1840020111 | [10 empty] | MendonUT
Luna Pier | Luna Pier | MI | Michigan | 26115 | Monroe | 41.8049 | -83.4426 | 1396 | 361 | polygon | FALSE | TRUE | America/Detroit | 3 | 48157 48133 | 1840003989 | [10 empty] | Luna PierMI
Lake Lorelei | Lake Lorelei | OH | Ohio | 39015 | Brown | 39.1875 | -83.9716 | 1396 | 244 | polygon | FALSE | TRUE | America/New_York | 3 | 45118 | 1840042995 | [10 empty] | Lake LoreleiOH
Elmore | Elmore | OH | Ohio | 39123 | Ottawa | 41.4707 | -83.2912 | 1396 | 696 | polygon | FALSE | TRUE | America/New_York | 3 | 43416 | 1840011499 | [10 empty] | ElmoreOH
Cleora | Cleora | OK | Oklahoma | 40041 | Delaware | 36.5738 | -94.948 | 1396 | 45 | polygon | FALSE | FALSE | America/Chicago | 3 | 74331 | 1840017696 | [10 empty] | CleoraOK
Edison | Edison | GA | Georgia | 13037 | Calhoun | 31.5608 | -84.7374 | 1396 | 230 | polygon | FALSE | TRUE | America/New_York | 3 | 39846 | 1840013867 | [10 empty] | EdisonGA
Mountain Mesa | Mountain Mesa | CA | California | 6029 | Kern | 35.6411 | -118.4047 | 1396 | 621 | polygon | FALSE | FALSE | America/Los_Angeles | 3 | 93240 | 1840019135 | [10 empty] | Mountain MesaCA
Middletown | Middletown | VA | Virginia | 51069 | Frederick | 39.0288 | -78.278 | 1396 | 695 | polygon | FALSE | TRUE | America/New_York | 3 | 22645 | 1840005776 | [10 empty] | MiddletownVA
Locust Grove | Locust Grove | OK | Oklahoma | 40097 | Mayes | 36.1978 | -95.1685 | 1395 | 307 | polygon | FALSE | TRUE | America/Chicago | 3 | 74352 | 1840021663 | [10 empty] | Locust GroveOK
Pomeroy | Pomeroy | WA | Washington | 53023 | Garfield | 46.4737 | -117.5965 | 1395 | 303 | polygon | FALSE | TRUE | America/Los_Angeles | 3 | 99347 | 1840019891 | [10 empty] | PomeroyWA
Brocton | Brocton | NY | New York | 36013 | Chautauqua | 42.39 | -79.4429 | 1395 | 311 | polygon | FALSE | TRUE | America/New_York | 3 | 14716 | 1840004575 | [10 empty] | BroctonNY
Bruceton | Bruceton | TN | Tennessee | 47017 | Carroll | 36.0349 | -88.2466 | 1395 | 320 | polygon | FALSE | TRUE | America/Chicago | 3 | 38317 | 1840015348 | [10 empty] | BrucetonTN
Wellman | Wellman | IA | Iowa | 19183 | Washington | 41.4693 | -91.8354 | 1395 | 507 | polygon | FALSE | TRUE | America/Chicago | 3 | 52356 | 1840010256 | [10 empty] | WellmanIA
Irwin | Irwin | SC | South Carolina | 45057 | Lancaster | 34.6942 | -80.8198 | 1395 | 180 | polygon | FALSE | FALSE | America/New_York | 3 | 29720 | 1840013531 | [10 empty] | IrwinSC
Clarks Green | Clarks Green | PA | Pennsylvania | 42069 | Lackawanna | 41.5009 | -75.6952 | 1394 | 1008 | polygon | FALSE | TRUE | America/New_York | 3 | 18411 | 1840003377 | [10 empty] | Clarks GreenPA
Olivet | Olivet | NJ | New Jersey | 34033 | Salem | 39.5402 | -75.1727 | 1394 | 216 | polygon | FALSE | FALSE | America/New_York | 3 | 8318 | 1840005592 | [10 empty] | OlivetNJ
Milford | Milford | UT | Utah | 49001 | Beaver | 38.3945 | -113.0123 | 1394 | 251 | polygon | FALSE | TRUE | America/Denver | 3 | 84751 | 1840020252 | [10 empty] | MilfordUT
Donovan Estates | Donovan Estates | AZ | Arizona | 4027 | Yuma | 32.7094 | -114.6782 | 1394 | 4436 | polygon | FALSE | TRUE | America/Tijuana | 2 | 85364 | 1840075311 | [10 empty] | Donovan EstatesAZ
Salina | Salina | OK | Oklahoma | 40097 | Mayes | 36.2907 | -95.1519 | 1394 | 545 | polygon | FALSE | TRUE | America/Chicago | 3 | 74365 | 1840022668 | [10 empty] | SalinaOK
Durand | Durand | IL | Illinois | 17201 | Winnebago | 42.4341 | -89.327 | 1394 | 617 | polygon | FALSE | TRUE | America/Chicago | 3 | 61024 | 1840011120 | [10 empty] | DurandIL
Kilmarnock | Kilmarnock | VA | Virginia | 51103 | Lancaster | 37.7118 | -76.3834 | 1394 | 157 | polygon | FALSE | TRUE | America/New_York | 3 | 22482 | 1840006370 | [10 empty] | KilmarnockVA
Palmarejo | Palmarejo | PR | Puerto Rico | 72079 | Lajas | 18.0412 | -67.0764 | 1393 | 1840 | polygon | FALSE | FALSE | America/Puerto_Rico | 3 | 667 | 1630035467 | [10 empty] | PalmarejoPR
Hillsboro | Hillsboro | WI | Wisconsin | 55123 | Vernon | 43.6559 | -90.3365 | 1393 | 382 | polygon | FALSE | TRUE | America/Chicago | 3 | 54634 | 1840002691 | [10 empty] | HillsboroWI
Five Points | Five Points | FL | Florida | 12023 | Columbia | 30.2225 | -82.6465 | 1393 | 215 | polygon | FALSE | FALSE | America/New_York | 3 | 32055 | 1840013954 | [10 empty] | Five PointsFL
Loving | Loving | NM | New Mexico | 35015 | Eddy | 32.2866 | -104.097 | 1393 | 459 | polygon | FALSE | TRUE | America/Denver | 3 | 88256 | 1840023033 | [10 empty] | LovingNM
Surrey | Surrey | ND | North Dakota | 38101 | Ward | 48.2435 | -101.1339 | 1393 | 254 | polygon | FALSE | TRUE | America/Chicago | 3 | 58785 | 1840001869 | [10 empty] | SurreyND
New Castle Northwest | New Castle Northwest | PA | Pennsylvania | 42073 | Lawrence | 41.0221 | -80.3566 | 1393 | 618 | polygon | FALSE | TRUE | America/New_York | 3 | 16105 | 1840035123 | [10 empty] | New Castle NorthwestPA
Apache | Apache | OK | Oklahoma | 40015 | Caddo | 34.8938 | -98.3581 | 1393 | 266 | polygon | FALSE | TRUE | America/Chicago | 3 | 73006 | 1840021763 | [10 empty] | ApacheOK
Flomaton | Flomaton | AL | Alabama | 1053 | Escambia | 31.0127 | -87.2541 | 1393 | 105 | polygon | FALSE | TRUE | America/Chicago | 3 | 36441 | 1840006309 | [10 empty] | FlomatonAL
Yorktown Heights | Yorktown Heights | NY | New York | 36119 | Westchester | 41.2696 | -73.7755 | 1393 | 588 | polygon | FALSE | FALSE | America/New_York | 3 | 10598 | 1840004930 | [10 empty] | Yorktown HeightsNY
Gasport | Gasport | NY | New York | 36063 | Niagara | 43.195 | -78.5764 | 1393 | 187 | polygon | FALSE | FALSE | America/New_York | 3 | 14067 | 1840004270 | [10 empty] | GasportNY
West Marion | West Marion | NC | North Carolina | 37111 | McDowell | 35.6525 | -82.0191 | 1392 | 360 | polygon | FALSE | FALSE | America/New_York | 3 | 28752 | 1840013397 | [10 empty] | West MarionNC
Frazee | Frazee | MN | Minnesota | 27005 | Becker | 46.7282 | -95.7026 | 1391 | 486 | polygon | FALSE | TRUE | America/Chicago | 3 | 56544 | 1840007725 | [10 empty] | FrazeeMN
Russellton | Russellton | PA | Pennsylvania | 42003 | Allegheny | 40.6082 | -79.8401 | 1391 | 373 | polygon | FALSE | FALSE | America/New_York | 3 | 15024 15076 | 1840005395 | [10 empty] | RusselltonPA
Woodway | Woodway | WA | Washington | 53061 | Snohomish | 47.7904 | -122.3851 | 1391 | 459 | polygon | FALSE | TRUE | America/Los_Angeles | 3 | 98020 | 1840037730 | [10 empty] | WoodwayWA
Moodus | Moodus | CT | Connecticut | 9007 | Middlesex | 41.5043 | -72.449 | 1391 | 185 | polygon | FALSE | FALSE | America/New_York | 3 | 6469 | 1840003369 | [10 empty] | MoodusCT
Rice | Rice | MN | Minnesota | 27009 | Benton | 45.7525 | -94.2317 | 1391 | 94 | polygon | FALSE | TRUE | America/Chicago | 3 | 56367 | 1840008872 | [10 empty] | RiceMN
Parsons | Parsons | WV | West Virginia | 54093 | Tucker | 39.0942 | -79.6786 | 1391 | 478 | polygon | FALSE | TRUE | America/New_York | 3 | 26287 | 1840005888 | [10 empty] | ParsonsWV
Elmo | Elmo | TX | Texas | 48257 | Kaufman | 32.7315 | -96.159 | 1391 | 130 | polygon | FALSE | FALSE | America/Chicago | 3 | 75161 | 1840025893 | [10 empty] | ElmoTX
Wolf Creek | Wolf Creek | UT | Utah | 49057 | Weber | 41.3253 | -111.8288 | 1391 | 169 | polygon | FALSE | FALSE | America/Denver | 3 | 84310 | 1840037239 | [10 empty] | Wolf CreekUT
New Pekin | New Pekin | IN | Indiana | 18175 | Washington | 38.5029 | -86.0152 | 1390 | 225 | polygon | FALSE | TRUE | America/Indiana/Indianapolis | 3 | 47165 | 1840009794 | [10 empty] | New PekinIN
Williams | Williams | OR | Oregon | 41033 | Josephine | 42.2194 | -123.2922 | 1390 | 47 | polygon | FALSE | FALSE | America/Los_Angeles | 3 | 97544 | 1840025489 | [10 empty] | WilliamsOR
Lakeshire | Lakeshire | MO | Missouri | 29189 | St. Louis | 38.54 | -90.3384 | 1389 | 2407 | polygon | FALSE | TRUE | America/Chicago | 2 | 63123 | 1840008600 | [10 empty] | LakeshireMO
Lenox | Lenox | IA | Iowa | 19173 | Taylor | 40.883 | -94.5583 | 1389 | 270 | polygon | FALSE | TRUE | America/Chicago | 3 | 50851 | 1840008302 | [10 empty] | LenoxIA
New Sarpy | New Sarpy | LA | Louisiana | 22089 | St. Charles | 29.9809 | -90.3833 | 1389 | 472 | polygon | FALSE | FALSE | America/Chicago | 3 | 70047 | 1840013982 | [10 empty] | New SarpyLA
Shoemakersville | Shoemakersville | PA | Pennsylvania | 42011 | Berks | 40.5004 | -75.97 | 1388 | 996 | polygon | FALSE | TRUE | America/New_York | 3 | 19555 | 1840001189 | [10 empty] | ShoemakersvillePA
Mishicot | Mishicot | WI | Wisconsin | 55071 | Manitowoc | 44.2303 | -87.6422 | 1388 | 210 | polygon | FALSE | TRUE | America/Chicago | 3 | 54228 | 1840002215 | [10 empty] | MishicotWI
Allendale | Allendale | CA | California | 6095 | Solano | 38.4426 | -121.9814 | 1388 | 87 | polygon | FALSE | FALSE | America/Los_Angeles | 3 | 95688 | 1840022509 | [10 empty] | AllendaleCA
Blawnox | Blawnox | PA | Pennsylvania | 42003 | Allegheny | 40.4923 | -79.86 | 1388 | 1807 | polygon | FALSE | TRUE | America/New_York | 3 | 15238 | 1840001207 | [10 empty] | BlawnoxPA
White Cloud | White Cloud | MI | Michigan | 26123 | Newaygo | 43.5541 | -85.772 | 1387 | 277 | polygon | FALSE | TRUE | America/Detroit | 3 | 49349 | 1840000344 | [10 empty] | White CloudMI
Kingsford Heights | Kingsford Heights | IN | Indiana | 18091 | LaPorte | 41.4784 | -86.693 | 1386 | 602 | polygon | FALSE | TRUE | America/Chicago | 3 | 46346 | 1840009246 | [10 empty] | Kingsford HeightsIN
Pioneer | Pioneer | CA | California | 6005 | Amador | 38.4354 | -120.5848 | 1386 | 124 | polygon | FALSE | FALSE | America/Los_Angeles | 3 | 95666 | 1840024638 | [10 empty] | PioneerCA
East Griffin | East Griffin | GA | Georgia | 13255 | Spalding | 33.2439 | -84.2318 | 1386 | 373 | polygon | FALSE | FALSE | America/New_York | 3 | 30223 | 1840013098 | [10 empty] | East GriffinGA
Mashpee Neck | Mashpee Neck | MA | Massachusetts | 25001 | Barnstable | 41.6118 | -70.4667 | 1386 | 422 | polygon | FALSE | FALSE | America/New_York | 3 | 2649 | 1840031246 | [10 empty] | Mashpee NeckMA
Woodbine | Woodbine | IA | Iowa | 19085 | Harrison | 41.7346 | -95.7067 | 1385 | 418 | polygon | FALSE | TRUE | America/Chicago | 3 | 51579 | 1840010177 | [10 empty] | WoodbineIA
The Hideout | The Hideout | PA | Pennsylvania | 42127 | Wayne | 41.4398 | -75.3478 | 1385 | 87 | polygon | FALSE | FALSE | America/New_York | 3 | 18436 | 1840035450 | [10 empty] | The HideoutPA
Odon | Odon | IN | Indiana | 18027 | Daviess | 38.8423 | -86.9894 | 1385 | 577 | polygon | FALSE | TRUE | America/Indiana/Vincennes | 3 | 47562 | 1840009738 | [10 empty] | OdonIN
Mount Wolf | Mount Wolf | PA | Pennsylvania | 42133 | York | 40.0616 | -76.7053 | 1385 | 1020 | polygon | FALSE | TRUE | America/New_York | 3 | 17347 | 1840001456 | [10 empty] | Mount WolfPA
Adams Center | Adams Center | NY | New York | 36045 | Jefferson | 43.8616 | -76.0001 | 1385 | 110 | polygon | FALSE | FALSE | America/New_York | 3 | 13606 | 1840004104 | [10 empty] | Adams CenterNY
Swepsonville | Swepsonville | NC | North Carolina | 37001 | Alamance | 36.0285 | -79.355 | 1384 | 374 | polygon | FALSE | TRUE | America/New_York | 3 | 27253 27258 | 1840016145 | [10 empty] | SwepsonvilleNC
Hackberry | Hackberry | LA | Louisiana | 22023 | Cameron | 29.9717 | -93.3947 | 1384 | 19 | polygon | FALSE | FALSE | America/Chicago | 3 | 70645 | 1840014013 | [10 empty] | HackberryLA
Tatum | Tatum | TX | Texas | 48401 | Rusk | 32.3158 | -94.5189 | 1384 | 141 | polygon | FALSE | TRUE | America/Chicago | 3 | 75631 75691 | 1840022107 | [10 empty] | TatumTX
Bedford | Bedford | IA | Iowa | 19173 | Taylor | 40.6711 | -94.724 | 1384 | 333 | polygon | FALSE | TRUE | America/Chicago | 3 | 50833 | 1840007188 | [10 empty] | BedfordIA
Lewiston | Lewiston | CA | California | 6105 | Trinity | 40.6969 | -122.8225 | 1383 | 26 | polygon | FALSE | FALSE | America/Los_Angeles | 3 | 96052 | 1840017488 | [10 empty] | LewistonCA
Grandview | Grandview | IL | Illinois | 17167 | Sangamon | 39.8175 | -89.6181 | 1383 | 1572 | polygon | FALSE | TRUE | America/Chicago | 3 | 62702 | 1840012441 | [10 empty] | GrandviewIL
Standish | Standish | MI | Michigan | 26011 | Arenac | 43.9794 | -83.9637 | 1382 | 244 | polygon | FALSE | TRUE | America/Detroit | 3 | 48658 | 1840003949 | [10 empty] | StandishMI
Tallaboa Alta | Tallaboa Alta | PR | Puerto Rico | 72111 | PeÃ±uelas | 18.0504 | -66.7018 | 1382 | 1479 | polygon | FALSE | FALSE | America/Puerto_Rico | 3 | 624 | 1630023558 | [10 empty] | Tallaboa AltaPR
Pelahatchie | Pelahatchie | MS | Mississippi | 28121 | Rankin | 32.3148 | -89.8082 | 1382 | 89 | polygon | FALSE | TRUE | America/Chicago | 3 | 39145 | 1840016983 | [10 empty] | PelahatchieMS
Sanborn | Sanborn | IA | Iowa | 19141 | O'Brien | 43.1814 | -95.6553 | 1381 | 281 | polygon | FALSE | TRUE | America/Chicago | 3 | 51248 | 1840009050 | [10 empty] | SanbornIA
Gardner | Gardner | IL | Illinois | 17063 | Grundy | 41.1931 | -88.3146 | 1381 | 183 | polygon | FALSE | TRUE | America/Chicago | 3 | 60424 | 1840011616 | [10 empty] | GardnerIL
Lone Tree | Lone Tree | IA | Iowa | 19103 | Johnson | 41.4859 | -91.4267 | 1381 | 499 | polygon | FALSE | TRUE | America/Chicago | 3 | 52755 | 1840009227 | [10 empty] | Lone TreeIA
Masonville | Masonville | KY | Kentucky | 21059 | Daviess | 37.6718 | -87.0511 | 1381 | 51 | polygon | FALSE | FALSE | America/Chicago | 3 | 42376 | 1840013224 | [10 empty] | MasonvilleKY
Auburn | Auburn | KY | Kentucky | 21141 | Logan | 36.8654 | -86.7107 | 1380 | 286 | polygon | FALSE | TRUE | America/Chicago | 3 | 42206 | 1840013270 | [10 empty] | AuburnKY
Schwenksville | Schwenksville | PA | Pennsylvania | 42091 | Montgomery | 40.2574 | -75.4662 | 1379 | 1330 | polygon | FALSE | TRUE | America/New_York | 3 | 19473 | 1840001377 | [10 empty] | SchwenksvillePA
Duenweg | Duenweg | MO | Missouri | 29097 | Jasper | 37.0842 | -94.4119 | 1379 | 174 | polygon | FALSE | TRUE | America/Chicago | 3 | 64801 64841 | 1840008768 | [10 empty] | DuenwegMO
Wildwood | Wildwood | TX | Texas | 48199 | Hardin | 30.5256 | -94.4457 | 1379 | 121 | polygon | FALSE | FALSE | America/Chicago | 3 | 77625 77663 | 1840026014 | [10 empty] | WildwoodTX
Stanleytown | Stanleytown | VA | Virginia | 51089 | Henry | 36.7512 | -79.9521 | 1379 | 196 | polygon | FALSE | FALSE | America/New_York | 3 | 24168 24055 | 1840006558 | [10 empty] | StanleytownVA
Salome | Salome | AZ | Arizona | 4012 | La Paz | 33.7778 | -113.6061 | 1379 | 15 | polygon | FALSE | FALSE | America/Phoenix | 3 | 85348 | 1840019269 | [10 empty] | SalomeAZ
Fayetteville | Fayetteville | AL | Alabama | 1121 | Talladega | 33.1643 | -86.4411 | 1378 | 30 | polygon | FALSE | FALSE | America/Chicago | 3 | 35151 35044 | 1840022953 | [10 empty] | FayettevilleAL
Watts Mills | Watts Mills | SC | South Carolina | 45059 | Laurens | 34.5164 | -81.9857 | 1377 | 232 | polygon | FALSE | TRUE | America/New_York | 3 | 29360 | 1840073854 | [10 empty] | Watts MillsSC
West Yellowstone | West Yellowstone | MT | Montana | 30031 | Gallatin | 44.6627 | -111.1057 | 1376 | 673 | polygon | FALSE | TRUE | America/Denver | 3 | 59758 | 1840022329 | [10 empty] | West YellowstoneMT
Shoal Creek | Shoal Creek | AL | Alabama | 1117 | Shelby | 33.4328 | -86.6071 | 1376 | 105 | polygon | FALSE | TRUE | America/Chicago | 3 | 35242 35094 | 1840075164 | [10 empty] | Shoal CreekAL
Gleason | Gleason | TN | Tennessee | 47183 | Weakley | 36.2174 | -88.6107 | 1376 | 236 | polygon | FALSE | TRUE | America/Chicago | 3 | 38229 | 1840016071 | [10 empty] | GleasonTN
New Market | New Market | TN | Tennessee | 47089 | Jefferson | 36.1096 | -83.5493 | 1375 | 125 | polygon | FALSE | TRUE | America/New_York | 3 | 37820 | 1840016170 | [10 empty] | New MarketTN
Springfield | Springfield | CO | Colorado | 8009 | Baca | 37.4049 | -102.6189 | 1375 | 471 | polygon | FALSE | TRUE | America/Denver | 3 | 81073 | 1840022551 | [10 empty] | SpringfieldCO
Olla | Olla | LA | Louisiana | 22059 | LaSalle | 31.8981 | -92.2404 | 1375 | 134 | polygon | FALSE | TRUE | America/Chicago | 3 | 71465 | 1840017060 | [10 empty] | OllaLA
Maury | Maury | NC | North Carolina | 37079 | Greene | 35.4792 | -77.5902 | 1375 | 504 | polygon | FALSE | FALSE | America/New_York | 3 | 28554 28580 | 1840025813 | [10 empty] | MauryNC
Youngsville | Youngsville | NC | North Carolina | 37069 | Franklin | 36.0245 | -78.481 | 1375 | 305 | polygon | FALSE | TRUE | America/New_York | 3 | 27596 | 1840016119 | [10 empty] | YoungsvilleNC
Tubac | Tubac | AZ | Arizona | 4023 | Santa Cruz | 31.6111 | -111.0585 | 1375 | 49 | polygon | FALSE | FALSE | America/Phoenix | 3 | 85640 85646 | 1840019537 | [10 empty] | TubacAZ
Buchanan Dam | Buchanan Dam | TX | Texas | 48299 | Llano | 30.7807 | -98.4393 | 1375 | 68 | polygon | FALSE | FALSE | America/Chicago | 3 | 78609 78607 | 1840018216 | [10 empty] | Buchanan DamTX
Godley | Godley | TX | Texas | 48251 | Johnson | 32.4513 | -97.5322 | 1373 | 319 | polygon | FALSE | TRUE | America/Chicago | 3 | 76044 | 1840020751 | [10 empty] | GodleyTX
Cypress Quarters | Cypress Quarters | FL | Florida | 12093 | Okeechobee | 27.2479 | -80.8115 | 1373 | 198 | polygon | FALSE | FALSE | America/New_York | 3 | 34972 34974 | 1840013126 | [10 empty] | Cypress QuartersFL
Glyndon | Glyndon | MN | Minnesota | 27027 | Clay | 46.8709 | -96.5784 | 1373 | 335 | polygon | FALSE | TRUE | America/Chicago | 3 | 56547 | 1840007730 | [10 empty] | GlyndonMN
Cactus Flats | Cactus Flats | AZ | Arizona | 4009 | Graham | 32.7642 | -109.7205 | 1372 | 86 | polygon | FALSE | TRUE | America/Phoenix | 3 | 85546 85548 | 1840001823 | [10 empty] | Cactus FlatsAZ
Kincaid | Kincaid | IL | Illinois | 17021 | Christian | 39.5868 | -89.4167 | 1372 | 648 | polygon | FALSE | TRUE | America/Chicago | 3 | 62540 | 1840012544 | [10 empty] | KincaidIL
Exmore | Exmore | VA | Virginia | 51131 | Northampton | 37.5295 | -75.8283 | 1372 | 203 | polygon | FALSE | TRUE | America/New_York | 3 | 23350 | 1840006415 | [10 empty] | ExmoreVA
Vernon Center | Vernon Center | NJ | New Jersey | 34037 | Sussex | 41.1874 | -74.5015 | 1371 | 179 | polygon | FALSE | TRUE | America/New_York | 3 | 7462 | 1840039977 | [10 empty] | Vernon CenterNJ
Oblong | Oblong | IL | Illinois | 17033 | Crawford | 39.0022 | -87.9107 | 1371 | 487 | polygon | FALSE | TRUE | America/Chicago | 3 | 62449 | 1840012755 | [10 empty] | OblongIL
Glen Dale | Glen Dale | WV | West Virginia | 54051 | Marshall | 39.9466 | -80.7564 | 1371 | 622 | polygon | FALSE | TRUE | America/New_York | 3 | 26038 | 1840038307 | [10 empty] | Glen DaleWV
St. Leo | St. Leo | FL | Florida | 12101 | Pasco | 28.3363 | -82.2589 | 1370 | 470 | polygon | FALSE | TRUE | America/New_York | 3 | 33525 | 1840018288 | [10 empty] | St. LeoFL
Northville | Northville | NY | New York | 36103 | Suffolk | 40.9723 | -72.618 | 1370 | 71 | polygon | FALSE | FALSE | America/New_York | 3 | 11901 11947 | 1840147481 | [10 empty] | NorthvilleNY
Ringgold | Ringgold | LA | Louisiana | 22013 | Bienville | 32.3261 | -93.2837 | 1370 | 228 | polygon | FALSE | TRUE | America/Chicago | 3 | 71068 | 1840018094 | [10 empty] | RinggoldLA
Holstein | Holstein | IA | Iowa | 19093 | Ida | 42.4869 | -95.5429 | 1370 | 335 | polygon | FALSE | TRUE | America/Chicago | 3 | 51025 | 1840006956 | [10 empty] | HolsteinIA
Mound Bayou | Mound Bayou | MS | Mississippi | 28011 | Bolivar | 33.8808 | -90.728 | 1370 | 603 | polygon | FALSE | TRUE | America/Chicago | 3 | 38762 | 1840014749 | [10 empty] | Mound BayouMS
Fort Ashby | Fort Ashby | WV | West Virginia | 54057 | Mineral | 39.4973 | -78.7646 | 1369 | 159 | polygon | FALSE | FALSE | America/New_York | 3 | 26719 | 1840005720 | [10 empty] | Fort AshbyWV
Apple Mountain Lake | Apple Mountain Lake | VA | Virginia | 51187 | Warren | 38.9231 | -78.1033 | 1369 | 308 | polygon | FALSE | FALSE | America/New_York | 3 | 22642 | 1840026696 | [10 empty] | Apple Mountain LakeVA
Carbondale | Carbondale | KS | Kansas | 20139 | Osage | 38.8192 | -95.6932 | 1369 | 723 | polygon | FALSE | TRUE | America/Chicago | 3 | 66414 | 1840007459 | [10 empty] | CarbondaleKS
Heidelberg | Heidelberg | TX | Texas | 48215 | Hidalgo | 26.1831 | -97.885 | 1368 | 209 | polygon | FALSE | FALSE | America/Chicago | 3 | 78570 | 1840036243 | [10 empty] | HeidelbergTX
Sleepy Hollow | Sleepy Hollow | WY | Wyoming | 56005 | Campbell | 44.2327 | -105.4309 | 1368 | 1265 | polygon | FALSE | FALSE | America/Denver | 3 | 82718 | 1840038442 | [10 empty] | Sleepy HollowWY
Oakland | Oakland | MO | Missouri | 29189 | St. Louis | 38.5768 | -90.3849 | 1367 | 875 | polygon | FALSE | TRUE | America/Chicago | 3 | 63122 | 1840008594 | [10 empty] | OaklandMO
Bell Acres | Bell Acres | PA | Pennsylvania | 42003 | Allegheny | 40.5898 | -80.1738 | 1367 | 98 | polygon | FALSE | TRUE | America/New_York | 3 | 15003 15143 | 1840001202 | [10 empty] | Bell AcresPA
Vian | Vian | OK | Oklahoma | 40135 | Sequoyah | 35.5018 | -94.9698 | 1367 | 396 | polygon | FALSE | TRUE | America/Chicago | 3 | 74962 | 1840022740 | [10 empty] | VianOK
Eaton Estates | Eaton Estates | OH | Ohio | 39093 | Lorain | 41.3061 | -82.0114 | 1366 | 606 | polygon | FALSE | FALSE | America/New_York | 3 | 44044 | 1840004896 | [10 empty] | Eaton EstatesOH
Marmet | Marmet | WV | West Virginia | 54039 | Kanawha | 38.2458 | -81.5711 | 1366 | 414 | polygon | FALSE | TRUE | America/New_York | 3 | 25315 | 1840006198 | [10 empty] | MarmetWV
Mancelona | Mancelona | MI | Michigan | 26009 | Antrim | 44.9024 | -85.0613 | 1366 | 525 | polygon | FALSE | TRUE | America/Detroit | 3 | 49659 | 1840010925 | [10 empty] | MancelonaMI
Centennial Park | Centennial Park | AZ | Arizona | 4015 | Mohave | 36.9538 | -112.9813 | 1366 | 243 | polygon | FALSE | TRUE | America/Phoenix | 3 | 86021 86022 | 1840075272 | [10 empty] | Centennial ParkAZ
Parcelas La Milagrosa | Parcelas La Milagrosa | PR | Puerto Rico | 72041 | Cidra | 18.1716 | -66.1868 | 1366 | 2054 | polygon | FALSE | FALSE | America/Puerto_Rico | 2 | 739 | 1630035487 | [10 empty] | Parcelas La MilagrosaPR
Glide | Glide | OR | Oregon | 41019 | Douglas | 43.3029 | -123.0666 | 1366 | 52 | polygon | FALSE | FALSE | America/Los_Angeles | 3 | 97443 97447 | 1840017438 | [10 empty] | GlideOR
Pierz | Pierz | MN | Minnesota | 27097 | Morrison | 45.9772 | -94.1008 | 1365 | 382 | polygon | FALSE | TRUE | America/Chicago | 3 | 56364 | 1840008864 | [10 empty] | PierzMN
Maple Park | Maple Park | IL | Illinois | 17089 | Kane | 41.9086 | -88.6063 | 1365 | 254 | polygon | FALSE | TRUE | America/Chicago | 3 | 60151 | 1840011349 | [10 empty] | Maple ParkIL
Reese | Reese | MI | Michigan | 26157 | Tuscola | 43.4528 | -83.6893 | 1364 | 391 | polygon | FALSE | TRUE | America/Detroit | 3 | 48757 | 1840010972 | [10 empty] | ReeseMI
Lluveras | Lluveras | PR | Puerto Rico | 72121 | Sabana Grande | 18.0381 | -66.9037 | 1364 | 723 | polygon | FALSE | FALSE | America/Puerto_Rico | 3 | 637 | 1630023549 | [10 empty] | LluverasPR
Holiday Valley | Holiday Valley | OH | Ohio | 39023 | Clark | 39.8536 | -83.962 | 1364 | 289 | polygon | FALSE | FALSE | America/New_York | 3 | 45324 | 1840034145 | [10 empty] | Holiday ValleyOH
Tsaile | Tsaile | AZ | Arizona | 4001 | Apache | 36.3033 | -109.2157 | 1364 | 88 | polygon | FALSE | FALSE | America/Denver | 3 | 86556 86507 | 1840136753 | [10 empty] | TsaileAZ
Crystal Falls | Crystal Falls | MI | Michigan | 26071 | Iron | 46.0967 | -88.3264 | 1364 | 150 | polygon | FALSE | TRUE | America/Menominee | 3 | 49920 | 1840001970 | [10 empty] | Crystal FallsMI
Walnut Grove | Walnut Grove | CA | California | 6067 | Sacramento | 38.2478 | -121.528 | 1364 | 51 | polygon | FALSE | FALSE | America/Los_Angeles | 3 | 95690 | 1840018847 | [10 empty] | Walnut GroveCA
Grayson | Grayson | CA | California | 6099 | Stanislaus | 37.565 | -121.1794 | 1364 | 2362 | polygon | FALSE | FALSE | America/Los_Angeles | 2 | 95363 | 1840017616 | [10 empty] | GraysonCA
Wakefield | Wakefield | NE | Nebraska | 31051 | Dixon | 42.2665 | -96.8632 | 1363 | 495 | polygon | FALSE | TRUE | America/Chicago | 3 | 68784 | 1840010092 | [10 empty] | WakefieldNE
Valencia | Valencia | PA | Pennsylvania | 42019 | Butler | 40.6767 | -79.9881 | 1362 | 1574 | polygon | FALSE | TRUE | America/New_York | 3 | 16059 | 1840000875 | [10 empty] | ValenciaPA
Panama | Panama | OK | Oklahoma | 40079 | Le Flore | 35.1716 | -94.6707 | 1362 | 332 | polygon | FALSE | TRUE | America/Chicago | 3 | 74951 | 1840022771 | [10 empty] | PanamaOK
Capron | Capron | IL | Illinois | 17007 | Boone | 42.3986 | -88.7393 | 1362 | 678 | polygon | FALSE | TRUE | America/Chicago | 3 | 61012 | 1840010112 | [10 empty] | CapronIL
Leupp | Leupp | AZ | Arizona | 4005 | Coconino | 35.2966 | -111.0027 | 1362 | 38 | polygon | FALSE | FALSE | America/Denver | 3 | 86035 86004 | 1840017665 | [10 empty] | LeuppAZ
Clarendon | Clarendon | AR | Arkansas | 5095 | Monroe | 34.6935 | -91.3062 | 1361 | 287 | polygon | FALSE | TRUE | America/Chicago | 3 | 72029 | 1840014634 | [10 empty] | ClarendonAR
Callahan | Callahan | FL | Florida | 12089 | Nassau | 30.5619 | -81.832 | 1360 | 374 | polygon | FALSE | TRUE | America/New_York | 3 | 32011 | 1840015907 | [10 empty] | CallahanFL
Velda City | Velda City | MO | Missouri | 29189 | St. Louis | 38.6941 | -90.2934 | 1360 | 3221 | polygon | FALSE | FALSE | America/Chicago | 2 | 63121 | 1840032251 | [10 empty] | Velda CityMO
La Croft | La Croft | OH | Ohio | 39029 | Columbiana | 40.6469 | -80.5998 | 1360 | 459 | polygon | FALSE | FALSE | America/New_York | 3 | 43920 | 1840005223 | [10 empty] | La CroftOH
Okawville | Okawville | IL | Illinois | 17189 | Washington | 38.4344 | -89.548 | 1360 | 259 | polygon | FALSE | TRUE | America/Chicago | 3 | 62271 | 1840012906 | [10 empty] | OkawvilleIL
Skidmore | Skidmore | TX | Texas | 48025 | Bee | 28.2626 | -97.6855 | 1360 | 49 | polygon | FALSE | FALSE | America/Chicago | 3 | 78389 | 1840019691 | [10 empty] | SkidmoreTX
Lake Marcel-Stillwater | Lake Marcel-Stillwater | WA | Washington | 53033 | King | 47.6926 | -121.9152 | 1360 | 411 | polygon | FALSE | TRUE | America/Los_Angeles | 3 | 98014 | 1840074241 | [10 empty] | Lake Marcel-StillwaterWA
Tripoli | Tripoli | IA | Iowa | 19017 | Bremer | 42.8083 | -92.2578 | 1360 | 377 | polygon | FALSE | TRUE | America/Chicago | 3 | 50676 | 1840010088 | [10 empty] | TripoliIA
Montgomery | Montgomery | TX | Texas | 48339 | Montgomery | 30.3921 | -95.6958 | 1360 | 104 | polygon | FALSE | TRUE | America/Chicago | 3 | 77356 77316 | 1840020885 | [10 empty] | MontgomeryTX
Powells Crossroads | Powells Crossroads | TN | Tennessee | 47115 | Marion | 35.1848 | -85.4848 | 1359 | 107 | polygon | FALSE | TRUE | America/Chicago | 3 | 37397 | 1840017872 | [10 empty] | Powells CrossroadsTN
Geneva | Geneva | IN | Indiana | 18001 | Adams | 40.5975 | -84.9568 | 1359 | 475 | polygon | FALSE | TRUE | America/Indiana/Indianapolis | 3 | 46740 | 1840010354 | [10 empty] | GenevaIN
Fairview | Fairview | UT | Utah | 49039 | Sanpete | 39.6299 | -111.4368 | 1358 | 415 | polygon | FALSE | TRUE | America/Denver | 3 | 84629 | 1840020203 | [10 empty] | FairviewUT
Ravenna | Ravenna | NE | Nebraska | 31019 | Buffalo | 41.0276 | -98.8947 | 1358 | 315 | polygon | FALSE | TRUE | America/Chicago | 3 | 68869 | 1840000958 | [10 empty] | RavennaNE
Indios | Indios | PR | Puerto Rico | 72059 | Guayanilla | 17.9942 | -66.821 | 1358 | 515 | polygon | FALSE | FALSE | America/Puerto_Rico | 3 | 656 | 1630023621 | [10 empty] | IndiosPR
Redway | Redway | CA | California | 6023 | Humboldt | 40.1209 | -123.822 | 1358 | 419 | polygon | FALSE | FALSE | America/Los_Angeles | 3 | 95560 | 1840018717 | [10 empty] | RedwayCA
Lampeter | Lampeter | PA | Pennsylvania | 42071 | Lancaster | 39.9909 | -76.242 | 1358 | 305 | polygon | FALSE | FALSE | America/New_York | 3 | 17602 17537 | 1840024339 | [10 empty] | LampeterPA
Coats Bend | Coats Bend | AL | Alabama | 1055 | Etowah | 34.0774 | -85.8742 | 1358 | 61 | polygon | FALSE | TRUE | America/Chicago | 3 | 35901 | 1840075147 | [10 empty] | Coats BendAL
Nashotah | Nashotah | WI | Wisconsin | 55133 | Waukesha | 43.0938 | -88.4037 | 1357 | 320 | polygon | FALSE | TRUE | America/Chicago | 3 | 53058 | 1840003024 | [10 empty] | NashotahWI
Crane | Crane | MO | Missouri | 29209 | Stone | 36.9027 | -93.5716 | 1357 | 344 | polygon | FALSE | TRUE | America/Chicago | 3 | 65633 | 1840007651 | [10 empty] | CraneMO
Grand Marais | Grand Marais | MN | Minnesota | 27031 | Cook | 47.7586 | -90.3443 | 1357 | 180 | polygon | FALSE | TRUE | America/Chicago | 3 | 55604 | 1840008810 | [10 empty] | Grand MaraisMN
Walnut Grove | Walnut Grove | GA | Georgia | 13297 | Walton | 33.7452 | -83.8512 | 1357 | 184 | polygon | FALSE | TRUE | America/New_York | 3 | 30014 30052 | 1840015659 | [10 empty] | Walnut GroveGA
Minneota | Minneota | MN | Minnesota | 27083 | Lyon | 44.5626 | -95.9827 | 1356 | 360 | polygon | FALSE | TRUE | America/Chicago | 3 | 56264 | 1840007880 | [10 empty] | MinneotaMN
Cottage City | Cottage City | MD | Maryland | 24033 | Prince George's | 38.9385 | -76.9492 | 1356 | 1923 | polygon | FALSE | TRUE | America/New_York | 3 | 20722 20781 | 1840005986 | [10 empty] | Cottage CityMD
Piney Mountain | Piney Mountain | VA | Virginia | 51003 | Albemarle | 38.1591 | -78.4156 | 1356 | 456 | polygon | FALSE | TRUE | America/New_York | 3 | 22911 | 1840041851 | [10 empty] | Piney MountainVA
Lavalette | Lavalette | WV | West Virginia | 54099 | Wayne | 38.3224 | -82.4479 | 1356 | 200 | polygon | FALSE | FALSE | America/New_York | 3 | 25535 | 1840025674 | [10 empty] | LavaletteWV
Rutledge | Rutledge | TN | Tennessee | 47057 | Grainger | 36.2757 | -83.5311 | 1355 | 94 | polygon | FALSE | TRUE | America/New_York | 3 | 37861 | 1840017722 | [10 empty] | RutledgeTN
Dunlap | Dunlap | OH | Ohio | 39061 | Hamilton | 39.2908 | -84.6303 | 1355 | 80 | polygon | FALSE | FALSE | America/New_York | 3 | 45252 45251 | 1840024515 | [10 empty] | DunlapOH
Sheridan | Sheridan | CA | California | 6061 | Placer | 38.969 | -121.3559 | 1355 | 20 | polygon | FALSE | FALSE | America/Los_Angeles | 3 | 95681 95648 | 1840024513 | [10 empty] | SheridanCA
Lower Lake | Lower Lake | CA | California | 6033 | Lake | 38.9119 | -122.6085 | 1355 | 196 | polygon | FALSE | FALSE | America/Los_Angeles | 3 | 95457 | 1840017547 | [10 empty] | Lower LakeCA
Farmingdale | Farmingdale | NJ | New Jersey | 34025 | Monmouth | 40.1983 | -74.1701 | 1354 | 1004 | polygon | FALSE | TRUE | America/New_York | 3 | 7727 | 1840003686 | [10 empty] | FarmingdaleNJ
Lake Riverside | Lake Riverside | CA | California | 6065 | Riverside | 33.5173 | -116.8107 | 1354 | 71 | polygon | FALSE | TRUE | America/Los_Angeles | 3 | 92536 | 1840075921 | [10 empty] | Lake RiversideCA
Charlack | Charlack | MO | Missouri | 29189 | St. Louis | 38.7029 | -90.3427 | 1354 | 1938 | polygon | FALSE | TRUE | America/Chicago | 3 | 63114 | 1840007445 | [10 empty] | CharlackMO
Barker Heights | Barker Heights | NC | North Carolina | 37089 | Henderson | 35.3104 | -82.4412 | 1354 | 523 | polygon | FALSE | FALSE | America/New_York | 3 | 28792 | 1840013446 | [10 empty] | Barker HeightsNC
Pioche | Pioche | NV | Nevada | 32017 | Lincoln | 37.952 | -114.4435 | 1354 | 84 | polygon | FALSE | FALSE | America/Los_Angeles | 3 | 89043 89034 | 1840024652 | [10 empty] | PiocheNV
Nora Springs | Nora Springs | IA | Iowa | 19067 | Floyd | 43.1445 | -93.0094 | 1354 | 238 | polygon | FALSE | TRUE | America/Chicago | 3 | 50458 | 1840008004 | [10 empty] | Nora SpringsIA
Willacoochee | Willacoochee | GA | Georgia | 13003 | Atkinson | 31.3358 | -83.0446 | 1354 | 136 | polygon | FALSE | TRUE | America/New_York | 3 | 31650 | 1840015875 | [10 empty] | WillacoocheeGA
Uintah | Uintah | UT | Utah | 49057 | Weber | 41.1427 | -111.9334 | 1353 | 420 | polygon | FALSE | TRUE | America/Denver | 3 | 84405 | 1840022389 | [10 empty] | UintahUT
Woodville | Woodville | WI | Wisconsin | 55109 | St. Croix | 44.9483 | -92.2851 | 1353 | 290 | polygon | FALSE | TRUE | America/Chicago | 3 | 54028 | 1840002132 | [10 empty] | WoodvilleWI
Emory | Emory | TX | Texas | 48379 | Rains | 32.8765 | -95.7677 | 1353 | 266 | polygon | FALSE | TRUE | America/Chicago | 3 | 75440 | 1840020721 | [10 empty] | EmoryTX
Kinsley | Kinsley | KS | Kansas | 20047 | Edwards | 37.9224 | -99.4114 | 1353 | 403 | polygon | FALSE | TRUE | America/Chicago | 3 | 67547 | 1840001677 | [10 empty] | KinsleyKS
Mansura | Mansura | LA | Louisiana | 22009 | Avoyelles | 31.0673 | -92.0528 | 1352 | 182 | polygon | FALSE | TRUE | America/Chicago | 3 | 71350 | 1840017119 | [10 empty] | MansuraLA
Ferndale | Ferndale | CA | California | 6023 | Humboldt | 40.5799 | -124.2619 | 1352 | 508 | polygon | FALSE | TRUE | America/Los_Angeles | 3 | 95536 | 1840020125 | [10 empty] | FerndaleCA
Woodbine | Woodbine | GA | Georgia | 13039 | Camden | 30.9595 | -81.7175 | 1352 | 207 | polygon | FALSE | TRUE | America/New_York | 3 | 31569 | 1840015889 | [10 empty] | WoodbineGA
Frenchtown | Frenchtown | NJ | New Jersey | 34019 | Hunterdon | 40.5273 | -75.0571 | 1351 | 462 | polygon | FALSE | TRUE | America/New_York | 3 | 8825 | 1840003606 | [10 empty] | FrenchtownNJ
Rosenhayn | Rosenhayn | NJ | New Jersey | 34011 | Cumberland | 39.4787 | -75.138 | 1351 | 197 | polygon | FALSE | FALSE | America/New_York | 3 | 08352 08302 | 1840005751 | [10 empty] | RosenhaynNJ
Monroeville | Monroeville | OH | Ohio | 39077 | Huron | 41.244 | -82.7018 | 1350 | 372 | polygon | FALSE | TRUE | America/New_York | 3 | 44847 | 1840011708 | [10 empty] | MonroevilleOH
Enigma | Enigma | GA | Georgia | 13019 | Berrien | 31.4076 | -83.3291 | 1350 | 160 | polygon | FALSE | TRUE | America/New_York | 3 | 31749 | 1840017103 | [10 empty] | EnigmaGA
Beechwood Village | Beechwood Village | KY | Kentucky | 21111 | Jefferson | 38.2555 | -85.6295 | 1350 | 1873 | polygon | FALSE | TRUE | America/New_York | 3 | 40207 | 1840013207 | [10 empty] | Beechwood VillageKY
Sneedville | Sneedville | TN | Tennessee | 47067 | Hancock | 36.5366 | -83.2099 | 1349 | 226 | polygon | FALSE | TRUE | America/New_York | 3 | 37869 | 1840017698 | [10 empty] | SneedvilleTN
Beaver Dam | Beaver Dam | AZ | Arizona | 4015 | Mohave | 36.9071 | -113.9363 | 1349 | 61 | polygon | FALSE | FALSE | America/Phoenix | 3 | 86432 | 1840023172 | [10 empty] | Beaver DamAZ
Hughestown | Hughestown | PA | Pennsylvania | 42079 | Luzerne | 41.3291 | -75.7698 | 1349 | 571 | polygon | FALSE | TRUE | America/New_York | 3 | 18640 | 1840000754 | [10 empty] | HughestownPA
Rosebud | Rosebud | TX | Texas | 48145 | Falls | 31.0756 | -96.9749 | 1349 | 647 | polygon | FALSE | TRUE | America/Chicago | 3 | 76570 | 1840020843 | [10 empty] | RosebudTX
Gueydan | Gueydan | LA | Louisiana | 22113 | Vermilion | 30.0291 | -92.5071 | 1348 | 569 | polygon | FALSE | TRUE | America/Chicago | 3 | 70542 | 1840017212 | [10 empty] | GueydanLA
Spring Valley | Spring Valley | WI | Wisconsin | 55093 | Pierce | 44.85 | -92.2443 | 1348 | 129 | polygon | FALSE | TRUE | America/Chicago | 3 | 54767 | 1840002282 | [10 empty] | Spring ValleyWI
Elmore | Elmore | AL | Alabama | 1051 | Elmore | 32.5552 | -86.3425 | 1348 | 82 | polygon | FALSE | TRUE | America/Chicago | 3 | 36022 36025 | 1840016966 | [10 empty] | ElmoreAL
Munford | Munford | AL | Alabama | 1121 | Talladega | 33.5259 | -85.9554 | 1348 | 203 | polygon | FALSE | TRUE | America/Chicago | 3 | 36268 | 1840022952 | [10 empty] | MunfordAL
Plano | Plano | KY | Kentucky | 21227 | Warren | 36.8772 | -86.4165 | 1348 | 504 | polygon | FALSE | FALSE | America/Chicago | 3 | 42104 | 1840026880 | [10 empty] | PlanoKY
Tangent | Tangent | OR | Oregon | 41043 | Linn | 44.5477 | -123.1109 | 1347 | 137 | polygon | FALSE | TRUE | America/Los_Angeles | 3 | 97389 | 1840021254 | [10 empty] | TangentOR
Owensville | Owensville | IN | Indiana | 18051 | Gibson | 38.2719 | -87.6918 | 1347 | 914 | polygon | FALSE | TRUE | America/Chicago | 3 | 47665 | 1840009803 | [10 empty] | OwensvilleIN
Newville | Newville | PA | Pennsylvania | 42041 | Cumberland | 40.1702 | -77.4015 | 1347 | 1239 | polygon | FALSE | TRUE | America/New_York | 3 | 17241 | 1840001392 | [10 empty] | NewvillePA
Cerro Gordo | Cerro Gordo | IL | Illinois | 17147 | Piatt | 39.8894 | -88.7347 | 1347 | 701 | polygon | FALSE | TRUE | America/Chicago | 3 | 61818 | 1840010484 | [10 empty] | Cerro GordoIL
Winthrop | Winthrop | MN | Minnesota | 27143 | Sibley | 44.5427 | -94.361 | 1347 | 440 | polygon | FALSE | TRUE | America/Chicago | 3 | 55396 | 1840010013 | [10 empty] | WinthropMN
Inglis | Inglis | FL | Florida | 12075 | Levy | 29.0323 | -82.6603 | 1347 | 152 | polygon | FALSE | TRUE | America/New_York | 3 | 34449 | 1840017222 | [10 empty] | InglisFL
Eagle Butte | Eagle Butte | SD | South Dakota | 46041 | Dewey | 44.9907 | -101.2275 | 1346 | 443 | polygon | FALSE | TRUE | America/Denver | 3 | 57625 | 1840000275 | [10 empty] | Eagle ButteSD
Clarksville | Clarksville | IA | Iowa | 19023 | Butler | 42.7799 | -92.6679 | 1346 | 394 | polygon | FALSE | TRUE | America/Chicago | 3 | 50619 | 1840006912 | [10 empty] | ClarksvilleIA
Blair | Blair | WI | Wisconsin | 55121 | Trempealeau | 44.3082 | -91.2424 | 1346 | 120 | polygon | FALSE | TRUE | America/Chicago | 3 | 54773 54659 54616 | 1840002391 | [10 empty] | BlairWI
Carbonville | Carbonville | UT | Utah | 49007 | Carbon | 39.6272 | -110.8337 | 1346 | 94 | polygon | FALSE | FALSE | America/Denver | 3 | 84526 84501 | 1840024369 | [10 empty] | CarbonvilleUT
Prince's Lakes | Prince's Lakes | IN | Indiana | 18081 | Johnson | 39.3514 | -86.1094 | 1345 | 389 | polygon | FALSE | TRUE | America/Indiana/Indianapolis | 3 | 46164 | 1840010615 | [10 empty] | Prince's LakesIN
Trafalgar | Trafalgar | IN | Indiana | 18081 | Johnson | 39.4124 | -86.1499 | 1345 | 202 | polygon | FALSE | TRUE | America/Indiana/Indianapolis | 3 | 46181 | 1840010617 | [10 empty] | TrafalgarIN
Hazen | Hazen | AR | Arkansas | 5117 | Prairie | 34.7966 | -91.5725 | 1344 | 147 | polygon | FALSE | TRUE | America/Chicago | 3 | 72064 | 1840014625 | [10 empty] | HazenAR
Parker City | Parker City | IN | Indiana | 18135 | Randolph | 40.1898 | -85.2037 | 1344 | 902 | polygon | FALSE | TRUE | America/Indiana/Indianapolis | 3 | 47368 | 1840009451 | [10 empty] | Parker CityIN
Byers | Byers | CO | Colorado | 8005 | Arapahoe | 39.7101 | -104.219 | 1344 | 45 | polygon | FALSE | FALSE | America/Denver | 3 | 80103 | 1840017543 | [10 empty] | ByersCO
Robersonville | Robersonville | NC | North Carolina | 37117 | Martin | 35.8248 | -77.2529 | 1343 | 423 | polygon | FALSE | TRUE | America/New_York | 3 | 27871 | 1840017760 | [10 empty] | RobersonvilleNC
Hayden | Hayden | AL | Alabama | 1009 | Blount | 33.8822 | -86.7839 | 1343 | 129 | polygon | FALSE | TRUE | America/Chicago | 3 | 35180 35079 | 1840015601 | [10 empty] | HaydenAL
Lambert | Lambert | MS | Mississippi | 28119 | Quitman | 34.2006 | -90.2845 | 1343 | 612 | polygon | FALSE | TRUE | America/Chicago | 3 | 38643 | 1840016644 | [10 empty] | LambertMS
Johnson City | Johnson City | KS | Kansas | 20187 | Stanton | 37.5703 | -101.7447 | 1343 | 242 | polygon | FALSE | TRUE | America/Chicago | 3 | 67855 | 1840073794 | [10 empty] | Johnson CityKS
Shell Ridge | Shell Ridge | CA | California | 6013 | Contra Costa | 37.906 | -122.0345 | 1342 | 1205 | polygon | FALSE | TRUE | America/Los_Angeles | 3 | 94598 | 1840076228 | [10 empty] | Shell RidgeCA
Forreston | Forreston | IL | Illinois | 17141 | Ogle | 42.1273 | -89.5784 | 1341 | 548 | polygon | FALSE | TRUE | America/Chicago | 3 | 61030 | 1840011236 | [10 empty] | ForrestonIL
Monroeville | Monroeville | IN | Indiana | 18003 | Allen | 40.9732 | -84.8673 | 1341 | 711 | polygon | FALSE | TRUE | America/Indiana/Indianapolis | 3 | 46773 | 1840009323 | [10 empty] | MonroevilleIN
Hartford | Hartford | IL | Illinois | 17119 | Madison | 38.8182 | -90.0915 | 1341 | 100 | polygon | FALSE | TRUE | America/Chicago | 3 | 62084 62087 62048 | 1840012792 | [10 empty] | HartfordIL
Claypool Hill | Claypool Hill | VA | Virginia | 51185 | Tazewell | 37.0633 | -81.7506 | 1341 | 94 | polygon | FALSE | FALSE | America/New_York | 3 | 24637 24609 | 1840006449 | [10 empty] | Claypool HillVA
Penn Valley | Penn Valley | CA | California | 6057 | Nevada | 39.1954 | -121.1942 | 1341 | 244 | polygon | FALSE | FALSE | America/Los_Angeles | 3 | 95946 | 1840028395 | [10 empty] | Penn ValleyCA
Chapman | Chapman | KS | Kansas | 20041 | Dickinson | 38.9746 | -97.0236 | 1340 | 554 | polygon | FALSE | TRUE | America/Chicago | 3 | 67431 | 1840007410 | [10 empty] | ChapmanKS
Morristown | Morristown | IN | Indiana | 18145 | Shelby | 39.6738 | -85.7051 | 1340 | 207 | polygon | FALSE | TRUE | America/Indiana/Indianapolis | 3 | 46161 | 1840009562 | [10 empty] | MorristownIN
Wood River | Wood River | NE | Nebraska | 31079 | Hall | 40.8208 | -98.6003 | 1340 | 651 | polygon | FALSE | TRUE | America/Chicago | 3 | 68883 | 1840010329 | [10 empty] | Wood RiverNE
Winnebago | Winnebago | MN | Minnesota | 27043 | Faribault | 43.7644 | -94.1703 | 1340 | 220 | polygon | FALSE | TRUE | America/Chicago | 3 | 56098 | 1840010044 | [10 empty] | WinnebagoMN
Sublette | Sublette | KS | Kansas | 20081 | Haskell | 37.4822 | -100.8465 | 1339 | 492 | polygon | FALSE | TRUE | America/Chicago | 3 | 67877 | 1840009881 | [10 empty] | SubletteKS
Tioga | Tioga | ND | North Dakota | 38105 | Williams | 48.3947 | -102.9431 | 1339 | 154 | polygon | FALSE | TRUE | America/Chicago | 3 | 58852 | 1840001872 | [10 empty] | TiogaND
Robins AFB | Robins AFB | GA | Georgia | 13153 | Houston | 32.6093 | -83.5846 | 1339 | 187 | polygon | TRUE | TRUE | America/New_York | 3 | 31098 | 1840036023 | [10 empty] | Robins AFBGA
New Rockford | New Rockford | ND | North Dakota | 38027 | Eddy | 47.6798 | -99.1377 | 1339 | 300 | polygon | FALSE | TRUE | America/Chicago | 3 | 58356 | 1840000115 | [10 empty] | New RockfordND
Sea Bright | Sea Bright | NJ | New Jersey | 34025 | Monmouth | 40.3653 | -73.9769 | 1338 | 717 | polygon | FALSE | TRUE | America/New_York | 3 | 7760 | 1840001361 | [10 empty] | Sea BrightNJ
Sperry | Sperry | OK | Oklahoma | 40143 | Tulsa | 36.2978 | -95.9917 | 1338 | 309 | polygon | FALSE | TRUE | America/Chicago | 3 | 74073 | 1840022678 | [10 empty] | SperryOK
Cresson | Cresson | TX | Texas | 48221 | Hood | 32.5299 | -97.6155 | 1338 | 44 | polygon | FALSE | TRUE | America/Chicago | 3 | 76049 76035 | 1840019462 | [10 empty] | CressonTX
Park River | Park River | ND | North Dakota | 38099 | Walsh | 48.3911 | -97.7428 | 1338 | 199 | polygon | FALSE | TRUE | America/Chicago | 3 | 58270 | 1840000085 | [10 empty] | Park RiverND
Stottville | Stottville | NY | New York | 36021 | Columbia | 42.2913 | -73.7532 | 1338 | 123 | polygon | FALSE | FALSE | America/New_York | 3 | 12172 12534 | 1840004629 | [10 empty] | StottvilleNY
Claysburg | Claysburg | PA | Pennsylvania | 42013 | Blair | 40.2896 | -78.4482 | 1337 | 200 | polygon | FALSE | FALSE | America/New_York | 3 | 16625 | 1840005376 | [10 empty] | ClaysburgPA
Weissport East | Weissport East | PA | Pennsylvania | 42025 | Carbon | 40.8369 | -75.6863 | 1337 | 245 | polygon | FALSE | TRUE | America/New_York | 3 | 18235 | 1840073731 | [10 empty] | Weissport EastPA
Hayfield | Hayfield | MN | Minnesota | 27039 | Dodge | 43.8903 | -92.8471 | 1337 | 409 | polygon | FALSE | TRUE | America/Chicago | 3 | 55940 | 1840006807 | [10 empty] | HayfieldMN
Marshall | Marshall | AR | Arkansas | 5129 | Searcy | 35.9083 | -92.6459 | 1336 | 126 | polygon | FALSE | TRUE | America/Chicago | 3 | 72650 | 1840015352 | [10 empty] | MarshallAR
Phillips | Phillips | WI | Wisconsin | 55099 | Price | 45.6958 | -90.4018 | 1336 | 196 | polygon | FALSE | TRUE | America/Chicago | 3 | 54555 | 1840002011 | [10 empty] | PhillipsWI
Manson | Manson | WA | Washington | 53007 | Chelan | 47.8858 | -120.1563 | 1336 | 411 | polygon | FALSE | FALSE | America/Los_Angeles | 3 | 98831 | 1840025246 | [10 empty] | MansonWA
Aragon | Aragon | GA | Georgia | 13233 | Polk | 34.0459 | -85.0571 | 1336 | 474 | polygon | FALSE | TRUE | America/New_York | 3 | 30104 | 1840013684 | [10 empty] | AragonGA
Advance | Advance | MO | Missouri | 29207 | Stoddard | 37.1038 | -89.9119 | 1336 | 461 | polygon | FALSE | TRUE | America/Chicago | 3 | 63730 | 1840007639 | [10 empty] | AdvanceMO
Wymore | Wymore | NE | Nebraska | 31067 | Gage | 40.1221 | -96.6642 | 1336 | 275 | polygon | FALSE | TRUE | America/Chicago | 3 | 68466 | 1840010434 | [10 empty] | WymoreNE
Wade | Wade | MS | Mississippi | 28059 | Jackson | 30.6401 | -88.5579 | 1336 | 83 | polygon | FALSE | FALSE | America/Chicago | 3 | 39562 | 1840013935 | [10 empty] | WadeMS
North Utica | North Utica | IL | Illinois | 17099 | LaSalle | 41.3536 | -89.0109 | 1336 | 149 | polygon | FALSE | TRUE | America/Chicago | 3 | 61373 | 1840073818 | [10 empty] | North UticaIL
Shokan | Shokan | NY | New York | 36111 | Ulster | 41.9809 | -74.213 | 1336 | 132 | polygon | FALSE | FALSE | America/New_York | 3 | 12481 | 1840004723 | [10 empty] | ShokanNY
Lincolndale | Lincolndale | NY | New York | 36119 | Westchester | 41.336 | -73.7254 | 1335 | 535 | polygon | FALSE | FALSE | America/New_York | 3 | 10589 10541 | 1840004924 | [10 empty] | LincolndaleNY
Dauphin Island | Dauphin Island | AL | Alabama | 1097 | Mobile | 30.2525 | -88.1438 | 1335 | 82 | polygon | FALSE | TRUE | America/Chicago | 3 | 36528 | 1840017141 | [10 empty] | Dauphin IslandAL
Ruckersville | Ruckersville | VA | Virginia | 51079 | Greene | 38.2314 | -78.3756 | 1335 | 187 | polygon | FALSE | FALSE | America/New_York | 3 | 22968 | 1840026750 | [10 empty] | RuckersvilleVA
Milan | Milan | OH | Ohio | 39043 | Erie | 41.2883 | -82.5995 | 1334 | 434 | polygon | FALSE | TRUE | America/New_York | 3 | 44846 | 1840011545 | [10 empty] | MilanOH
Inman | Inman | KS | Kansas | 20113 | McPherson | 38.2323 | -97.7714 | 1334 | 668 | polygon | FALSE | TRUE | America/Chicago | 3 | 67546 | 1840008637 | [10 empty] | InmanKS
The Galena Territory | The Galena Territory | IL | Illinois | 17085 | Jo Daviess | 42.3956 | -90.3159 | 1334 | 45 | polygon | FALSE | TRUE | America/Chicago | 3 | 61036 | 1840039281 | [10 empty] | The Galena TerritoryIL
Miller | Miller | SD | South Dakota | 46059 | Hand | 44.5205 | -98.9869 | 1334 | 520 | polygon | FALSE | TRUE | America/Chicago | 3 | 57362 | 1840002281 | [10 empty] | MillerSD
Mogul | Mogul | NV | Nevada | 32031 | Washoe | 39.5164 | -119.9232 | 1334 | 354 | polygon | FALSE | FALSE | America/Los_Angeles | 3 | 89523 | 1840024130 | [10 empty] | MogulNV
New Berlin | New Berlin | IL | Illinois | 17167 | Sangamon | 39.726 | -89.9144 | 1333 | 455 | polygon | FALSE | TRUE | America/Chicago | 3 | 62670 | 1840012451 | [10 empty] | New BerlinIL
Fincastle | Fincastle | TN | Tennessee | 47013 | Campbell | 36.4038 | -84.048 | 1333 | 140 | polygon | FALSE | FALSE | America/New_York | 3 | 37766 | 1840025757 | [10 empty] | FincastleTN
Tye | Tye | TX | Texas | 48441 | Taylor | 32.4522 | -99.8665 | 1333 | 107 | polygon | FALSE | TRUE | America/Chicago | 3 | 79563 79603 | 1840022093 | [10 empty] | TyeTX
Thermal | Thermal | CA | California | 6065 | Riverside | 33.6262 | -116.1308 | 1333 | 54 | polygon | FALSE | FALSE | America/Los_Angeles | 3 | 92274 | 1840025035 | [10 empty] | ThermalCA
Lanark | Lanark | IL | Illinois | 17015 | Carroll | 42.1019 | -89.8328 | 1333 | 457 | polygon | FALSE | TRUE | America/Chicago | 3 | 61046 | 1840008128 | [10 empty] | LanarkIL
Robinhood | Robinhood | MS | Mississippi | 28121 | Rankin | 32.2045 | -89.9671 | 1332 | 101 | polygon | FALSE | TRUE | America/Chicago | 3 | 39042 | 1840042511 | [10 empty] | RobinhoodMS
Beverly | Beverly | OH | Ohio | 39167 | Washington | 39.55 | -81.6362 | 1332 | 753 | polygon | FALSE | TRUE | America/New_York | 3 | 45715 | 1840012594 | [10 empty] | BeverlyOH
Tennessee Ridge | Tennessee Ridge | TN | Tennessee | 47083 | Houston | 36.3194 | -87.7632 | 1332 | 137 | polygon | FALSE | TRUE | America/Chicago | 3 | 37061 37178 | 1840016102 | [10 empty] | Tennessee RidgeTN
Earlington | Earlington | KY | Kentucky | 21107 | Hopkins | 37.2754 | -87.5066 | 1332 | 182 | polygon | FALSE | TRUE | America/Chicago | 3 | 42431 42410 | 1840013237 | [10 empty] | EarlingtonKY
Litchfield | Litchfield | MI | Michigan | 26059 | Hillsdale | 42.041 | -84.7567 | 1331 | 203 | polygon | FALSE | TRUE | America/Detroit | 3 | 49252 | 1840003253 | [10 empty] | LitchfieldMI
Okarche | Okarche | OK | Oklahoma | 40017 | Canadian | 35.7189 | -97.9757 | 1331 | 273 | polygon | FALSE | TRUE | America/Chicago | 3 | 73762 | 1840022687 | [10 empty] | OkarcheOK
Funny River | Funny River | AK | Alaska | 2122 | Kenai Peninsula | 60.4873 | -150.7808 | 1331 | 19 | polygon | FALSE | FALSE | America/Anchorage | 3 | 99669 | 1840023653 | [10 empty] | Funny RiverAK
Bridgeport | Bridgeport | NY | New York | 36053 | Madison | 43.1545 | -75.9734 | 1330 | 287 | polygon | FALSE | FALSE | America/New_York | 3 | 13030 13082 | 1840033857 | [10 empty] | BridgeportNY
Nokesville | Nokesville | VA | Virginia | 51153 | Prince William | 38.694 | -77.5757 | 1330 | 53 | polygon | FALSE | FALSE | America/New_York | 3 | 20181 20182 | 1840006096 | [10 empty] | NokesvilleVA
Oriskany | Oriskany | NY | New York | 36065 | Oneida | 43.1569 | -75.3336 | 1329 | 648 | polygon | FALSE | TRUE | America/New_York | 3 | 13424 | 1840004209 | [10 empty] | OriskanyNY
Redstone Arsenal | Redstone Arsenal | AL | Alabama | 1089 | Madison | 34.6843 | -86.647 | 1329 | 66 | polygon | TRUE | TRUE | America/Chicago | 3 | 35808 | 1840035873 | [10 empty] | Redstone ArsenalAL
Brookside | Brookside | AL | Alabama | 1073 | Jefferson | 33.638 | -86.9014 | 1329 | 80 | polygon | FALSE | TRUE | America/Chicago | 3 | 35214 35117 35036 | 1840015669 | [10 empty] | BrooksideAL
Laverne | Laverne | OK | Oklahoma | 40059 | Harper | 36.7054 | -99.8971 | 1328 | 665 | polygon | FALSE | TRUE | America/Chicago | 3 | 73848 | 1840021621 | [10 empty] | LaverneOK
Stone Ridge | Stone Ridge | NY | New York | 36111 | Ulster | 41.8414 | -74.1539 | 1328 | 98 | polygon | FALSE | FALSE | America/New_York | 3 | 12440 12484 | 1840004724 | [10 empty] | Stone RidgeNY
Saranac | Saranac | MI | Michigan | 26067 | Ionia | 42.9294 | -85.2105 | 1328 | 445 | polygon | FALSE | TRUE | America/Detroit | 3 | 48881 | 1840011018 | [10 empty] | SaranacMI
Crooks | Crooks | SD | South Dakota | 46099 | Minnehaha | 43.6596 | -96.8092 | 1327 | 666 | polygon | FALSE | TRUE | America/Chicago | 3 | 57020 | 1840000340 | [10 empty] | CrooksSD
Forest Meadows | Forest Meadows | CA | California | 6009 | Calaveras | 38.1664 | -120.4052 | 1327 | 90 | polygon | FALSE | FALSE | America/Los_Angeles | 3 | 95247 | 1840017592 | [10 empty] | Forest MeadowsCA
Forest Lake | Forest Lake | IL | Illinois | 17097 | Lake | 42.2103 | -88.0532 | 1327 | 1457 | polygon | FALSE | FALSE | America/Chicago | 3 | 60047 | 1840004636 | [10 empty] | Forest LakeIL
Pine Knoll Shores | Pine Knoll Shores | NC | North Carolina | 37031 | Carteret | 34.6974 | -76.8205 | 1327 | 231 | polygon | FALSE | TRUE | America/New_York | 3 | 28512 | 1840016487 | [10 empty] | Pine Knoll ShoresNC
Arlington | Arlington | GA | Georgia | 13037 | Calhoun | 31.4383 | -84.7253 | 1326 | 128 | polygon | FALSE | TRUE | America/New_York | 3 | 39813 | 1840013866 | [10 empty] | ArlingtonGA
Flemington | Flemington | PA | Pennsylvania | 42035 | Clinton | 41.1273 | -77.4703 | 1326 | 1136 | polygon | FALSE | TRUE | America/New_York | 3 | 17745 | 1840003449 | [10 empty] | FlemingtonPA
Orangeville | Orangeville | UT | Utah | 49015 | Emery | 39.2308 | -111.0591 | 1326 | 357 | polygon | FALSE | TRUE | America/Denver | 3 | 84537 | 1840020218 | [10 empty] | OrangevilleUT
South Uniontown | South Uniontown | PA | Pennsylvania | 42051 | Fayette | 39.8939 | -79.7465 | 1326 | 1125 | polygon | FALSE | FALSE | America/New_York | 3 | 15401 | 1840026566 | [10 empty] | South UniontownPA
Morrow | Morrow | OH | Ohio | 39165 | Warren | 39.35 | -84.1231 | 1325 | 251 | polygon | FALSE | TRUE | America/New_York | 3 | 45152 | 1840012614 | [10 empty] | MorrowOH
Iva | Iva | SC | South Carolina | 45007 | Anderson | 34.307 | -82.6636 | 1325 | 555 | polygon | FALSE | TRUE | America/New_York | 3 | 29655 | 1840016573 | [10 empty] | IvaSC
West Alexandria | West Alexandria | OH | Ohio | 39135 | Preble | 39.7451 | -84.5362 | 1325 | 592 | polygon | FALSE | TRUE | America/New_York | 3 | 45381 | 1840012498 | [10 empty] | West AlexandriaOH
Mullens | Mullens | WV | West Virginia | 54109 | Wyoming | 37.5812 | -81.3855 | 1325 | 277 | polygon | FALSE | TRUE | America/New_York | 3 | 25882 | 1840006381 | [10 empty] | MullensWV
Appleton | Appleton | MN | Minnesota | 27151 | Swift | 45.1997 | -96.0225 | 1325 | 273 | polygon | FALSE | TRUE | America/Chicago | 3 | 56208 | 1840006726 | [10 empty] | AppletonMN
Pocono Springs | Pocono Springs | PA | Pennsylvania | 42127 | Wayne | 41.2797 | -75.4016 | 1325 | 134 | polygon | FALSE | FALSE | America/New_York | 3 | 18445 18424 | 1840035392 | [10 empty] | Pocono SpringsPA
Blowing Rock | Blowing Rock | NC | North Carolina | 37189 | Watauga | 36.1291 | -81.6713 | 1324 | 169 | polygon | FALSE | TRUE | America/New_York | 3 | 28605 | 1840015309 | [10 empty] | Blowing RockNC
Bridgehampton | Bridgehampton | NY | New York | 36103 | Suffolk | 40.9427 | -72.3101 | 1323 | 39 | polygon | FALSE | FALSE | America/New_York | 3 | 11932 11962 11976 | 1840005022 | [10 empty] | BridgehamptonNY
Lone Jack | Lone Jack | MO | Missouri | 29095 | Jackson | 38.8725 | -94.174 | 1323 | 136 | polygon | FALSE | TRUE | America/Chicago | 3 | 64086 64070 | 1840009679 | [10 empty] | Lone JackMO
Lake Holiday | Lake Holiday | IN | Indiana | 18107 | Montgomery | 39.9642 | -86.9607 | 1323 | 197 | polygon | FALSE | FALSE | America/Indiana/Indianapolis | 3 | 47933 | 1840026545 | [10 empty] | Lake HolidayIN
Leesburg | Leesburg | OH | Ohio | 39071 | Highland | 39.3418 | -83.552 | 1323 | 437 | polygon | FALSE | TRUE | America/New_York | 3 | 45135 | 1840012693 | [10 empty] | LeesburgOH
Flippin | Flippin | AR | Arkansas | 5089 | Marion | 36.2774 | -92.5935 | 1322 | 271 | polygon | FALSE | TRUE | America/Chicago | 3 | 72634 | 1840013328 | [10 empty] | FlippinAR
Killian | Killian | LA | Louisiana | 22063 | Livingston | 30.353 | -90.5795 | 1322 | 46 | polygon | FALSE | TRUE | America/Chicago | 3 | 70462 | 1840018229 | [10 empty] | KillianLA
Minerva Park | Minerva Park | OH | Ohio | 39049 | Franklin | 40.077 | -82.9407 | 1321 | 788 | polygon | FALSE | TRUE | America/New_York | 3 | 43231 | 1840012406 | [10 empty] | Minerva ParkOH
Hawkins | Hawkins | TX | Texas | 48499 | Wood | 32.5917 | -95.2027 | 1321 | 231 | polygon | FALSE | TRUE | America/Chicago | 3 | 75765 | 1840020684 | [10 empty] | HawkinsTX
China Grove | China Grove | TX | Texas | 48029 | Bexar | 29.393 | -98.3443 | 1321 | 118 | polygon | FALSE | TRUE | America/Chicago | 3 | 78263 | 1840023156 | [10 empty] | China GroveTX
Yates Center | Yates Center | KS | Kansas | 20207 | Woodson | 37.868 | -95.7535 | 1321 | 192 | polygon | FALSE | TRUE | America/Chicago | 3 | 66783 | 1840001679 | [10 empty] | Yates CenterKS
Clifton | Clifton | IL | Illinois | 17075 | Iroquois | 40.9348 | -87.9343 | 1321 | 548 | polygon | FALSE | TRUE | America/Chicago | 3 | 60927 | 1840010339 | [10 empty] | CliftonIL
Troy | Troy | TN | Tennessee | 47131 | Obion | 36.3419 | -89.1583 | 1321 | 377 | polygon | FALSE | TRUE | America/Chicago | 3 | 38260 | 1840016068 | [10 empty] | TroyTN
Sutherland | Sutherland | NE | Nebraska | 31111 | Lincoln | 41.1602 | -101.1228 | 1320 | 391 | polygon | FALSE | TRUE | America/Chicago | 3 | 69165 69143 | 1840011651 | [10 empty] | SutherlandNE
Pecos | Pecos | NM | New Mexico | 35047 | San Miguel | 35.5754 | -105.6787 | 1320 | 292 | polygon | FALSE | TRUE | America/Denver | 3 | 87552 | 1840022717 | [10 empty] | PecosNM
St. Jacob | St. Jacob | IL | Illinois | 17119 | Madison | 38.7197 | -89.768 | 1319 | 614 | polygon | FALSE | TRUE | America/Chicago | 3 | 62249 62281 | 1840012799 | [10 empty] | St. JacobIL
Marsing | Marsing | ID | Idaho | 16073 | Owyhee | 43.5466 | -116.8094 | 1318 | 746 | polygon | FALSE | TRUE | America/Boise | 3 | 83639 | 1840020050 | [10 empty] | MarsingID
Honaker | Honaker | VA | Virginia | 51167 | Russell | 37.0156 | -81.9685 | 1318 | 303 | polygon | FALSE | TRUE | America/New_York | 3 | 24260 | 1840006490 | [10 empty] | HonakerVA
Ruhenstroth | Ruhenstroth | NV | Nevada | 32005 | Douglas | 38.8913 | -119.6833 | 1318 | 179 | polygon | FALSE | TRUE | America/Los_Angeles | 3 | 89410 | 1840039849 | [10 empty] | RuhenstrothNV
Rich Hill | Rich Hill | MO | Missouri | 29013 | Bates | 38.0958 | -94.3633 | 1317 | 372 | polygon | FALSE | TRUE | America/Chicago | 3 | 64779 | 1840009811 | [10 empty] | Rich HillMO
Boston | Boston | GA | Georgia | 13275 | Thomas | 30.792 | -83.7899 | 1317 | 225 | polygon | FALSE | TRUE | America/New_York | 3 | 31626 | 1840013902 | [10 empty] | BostonGA
Harper | Harper | KS | Kansas | 20077 | Harper | 37.285 | -98.0277 | 1317 | 314 | polygon | FALSE | TRUE | America/Chicago | 3 | 67058 | 1840001710 | [10 empty] | HarperKS
Schuylerville | Schuylerville | NY | New York | 36091 | Saratoga | 43.1015 | -73.5808 | 1317 | 953 | polygon | FALSE | TRUE | America/New_York | 3 | 12871 | 1840004250 | [10 empty] | SchuylervilleNY
Frazeysburg | Frazeysburg | OH | Ohio | 39119 | Muskingum | 40.1191 | -82.1177 | 1316 | 494 | polygon | FALSE | TRUE | America/New_York | 3 | 43822 | 1840012391 | [10 empty] | FrazeysburgOH
Arlington | Arlington | NE | Nebraska | 31177 | Washington | 41.4548 | -96.3562 | 1315 | 848 | polygon | FALSE | TRUE | America/Chicago | 3 | 68002 | 1840011526 | [10 empty] | ArlingtonNE
Goodwater | Goodwater | AL | Alabama | 1037 | Coosa | 33.0608 | -86.0516 | 1315 | 78 | polygon | FALSE | TRUE | America/Chicago | 3 | 35072 | 1840007377 | [10 empty] | GoodwaterAL
West Jefferson | West Jefferson | NC | North Carolina | 37009 | Ashe | 36.3943 | -81.4896 | 1315 | 231 | polygon | FALSE | TRUE | America/New_York | 3 | 28694 | 1840016029 | [10 empty] | West JeffersonNC
Conashaugh Lakes | Conashaugh Lakes | PA | Pennsylvania | 42103 | Pike | 41.304 | -74.9936 | 1315 | 194 | polygon | FALSE | FALSE | America/New_York | 3 | 18337 | 1840035391 | [10 empty] | Conashaugh LakesPA
Beaver | Beaver | WV | West Virginia | 54081 | Raleigh | 37.7356 | -81.15 | 1314 | 116 | polygon | FALSE | FALSE | America/New_York | 3 | 25832 25813 | 1840006344 | [10 empty] | BeaverWV
Boston Heights | Boston Heights | OH | Ohio | 39153 | Summit | 41.2539 | -81.509 | 1314 | 72 | polygon | FALSE | TRUE | America/New_York | 3 | 44264 44236 | 1840000793 | [10 empty] | Boston HeightsOH
Deville | Deville | LA | Louisiana | 22079 | Rapides | 31.3398 | -92.1389 | 1314 | 38 | polygon | FALSE | FALSE | America/Chicago | 3 | 71328 | 1840013103 | [10 empty] | DevilleLA
Duluth | Duluth | WA | Washington | 53011 | Clark | 45.7838 | -122.647 | 1314 | 84 | polygon | FALSE | FALSE | America/Los_Angeles | 3 | 98642 | 1840140854 | [10 empty] | DuluthWA
Bull Run Mountain Estates | Bull Run Mountain Estates | VA | Virginia | 51153 | Prince William | 38.9107 | -77.6638 | 1314 | 288 | polygon | FALSE | FALSE | America/New_York | 3 | 20169 | 1840026706 | [10 empty] | Bull Run Mountain EstatesVA
Dysart | Dysart | IA | Iowa | 19171 | Tama | 42.1721 | -92.3091 | 1313 | 407 | polygon | FALSE | TRUE | America/Chicago | 3 | 52224 | 1840008101 | [10 empty] | DysartIA
Gerald | Gerald | MO | Missouri | 29071 | Franklin | 38.3992 | -91.3305 | 1313 | 343 | polygon | FALSE | TRUE | America/Chicago | 3 | 63037 | 1840008621 | [10 empty] | GeraldMO
Babson Park | Babson Park | FL | Florida | 12105 | Polk | 27.8342 | -81.5281 | 1313 | 332 | polygon | FALSE | FALSE | America/New_York | 3 | 33827 | 1840014124 | [10 empty] | Babson ParkFL
Naples | Naples | TX | Texas | 48343 | Morris | 33.203 | -94.6776 | 1313 | 214 | polygon | FALSE | TRUE | America/Chicago | 3 | 75568 | 1840020676 | [10 empty] | NaplesTX
Sharon | Sharon | MS | Mississippi | 28067 | Jones | 31.7922 | -89.0983 | 1313 | 59 | polygon | FALSE | FALSE | America/Chicago | 3 | 39443 | 1840025945 | [10 empty] | SharonMS
Greenfield | Greenfield | MO | Missouri | 29057 | Dade | 37.4162 | -93.8432 | 1313 | 446 | polygon | FALSE | TRUE | America/Chicago | 3 | 65661 | 1840008740 | [10 empty] | GreenfieldMO
Arnolds Park | Arnolds Park | IA | Iowa | 19059 | Dickinson | 43.3601 | -95.1265 | 1313 | 318 | polygon | FALSE | TRUE | America/Chicago | 3 | 51351 51331 | 1840006849 | [10 empty] | Arnolds ParkIA
Loganville | Loganville | PA | Pennsylvania | 42133 | York | 39.8558 | -76.7078 | 1313 | 514 | polygon | FALSE | TRUE | America/New_York | 3 | 17403 17360 17342 | 1840001454 | [10 empty] | LoganvillePA
Berry Creek | Berry Creek | CA | California | 6007 | Butte | 39.6314 | -121.4052 | 1313 | 8 | polygon | FALSE | FALSE | America/Los_Angeles | 3 | 95916 | 1840025563 | [10 empty] | Berry CreekCA
Port Gibson | Port Gibson | MS | Mississippi | 28021 | Claiborne | 31.9558 | -90.9834 | 1312 | 288 | polygon | FALSE | TRUE | America/Chicago | 3 | 39150 | 1840014921 | [10 empty] | Port GibsonMS
Glenmora | Glenmora | LA | Louisiana | 22079 | Rapides | 30.9733 | -92.5824 | 1312 | 292 | polygon | FALSE | TRUE | America/Chicago | 3 | 71433 | 1840017101 | [10 empty] | GlenmoraLA
Lakeview | Lakeview | LA | Louisiana | 22017 | Caddo | 32.5238 | -93.8299 | 1312 | 601 | polygon | FALSE | FALSE | America/Chicago | 3 | 71107 | 1840025883 | [10 empty] | LakeviewLA
Fairview Park | Fairview Park | IN | Indiana | 18165 | Vermillion | 39.6821 | -87.4143 | 1312 | 579 | polygon | FALSE | TRUE | America/Indiana/Indianapolis | 3 | 47842 | 1840010520 | [10 empty] | Fairview ParkIN
Robie Creek | Robie Creek | ID | Idaho | 16015 | Boise | 43.668 | -116.0209 | 1312 | 16 | polygon | FALSE | TRUE | America/Boise | 3 | 83716 | 1840042429 | [10 empty] | Robie CreekID
Avila Beach | Avila Beach | CA | California | 6079 | San Luis Obispo | 35.1969 | -120.7191 | 1311 | 83 | polygon | FALSE | TRUE | America/Los_Angeles | 3 | 93405 93424 | 1840028073 | [10 empty] | Avila BeachCA
Maple Bluff | Maple Bluff | WI | Wisconsin | 55025 | Dane | 43.1132 | -89.3719 | 1311 | 721 | polygon | FALSE | TRUE | America/Chicago | 3 | 53704 | 1840002916 | [10 empty] | Maple BluffWI
Yutan | Yutan | NE | Nebraska | 31155 | Saunders | 41.2431 | -96.3959 | 1310 | 881 | polygon | FALSE | TRUE | America/Chicago | 3 | 68073 | 1840010272 | [10 empty] | YutanNE
Spring Hope | Spring Hope | NC | North Carolina | 37127 | Nash | 35.9441 | -78.109 | 1310 | 334 | polygon | FALSE | TRUE | America/New_York | 3 | 27882 | 1840017747 | [10 empty] | Spring HopeNC
Elephant Butte | Elephant Butte | NM | New Mexico | 35051 | Sierra | 33.1806 | -107.2269 | 1310 | 121 | polygon | FALSE | TRUE | America/Denver | 3 | 87935 | 1840020627 | [10 empty] | Elephant ButteNM
Webberville | Webberville | MI | Michigan | 26065 | Ingham | 42.6642 | -84.1797 | 1310 | 277 | polygon | FALSE | TRUE | America/Detroit | 3 | 48892 | 1840011082 | [10 empty] | WebbervilleMI
Brickerville | Brickerville | PA | Pennsylvania | 42071 | Lancaster | 40.2226 | -76.2863 | 1310 | 233 | polygon | FALSE | FALSE | America/New_York | 3 | 17543 | 1840034876 | [10 empty] | BrickervillePA
Shell Lake | Shell Lake | WI | Wisconsin | 55129 | Washburn | 45.7322 | -91.9033 | 1310 | 86 | polygon | FALSE | TRUE | America/Chicago | 3 | 54871 | 1840002001 | [10 empty] | Shell LakeWI
Pierce City | Pierce City | MO | Missouri | 29109 | Lawrence | 36.9465 | -94.0032 | 1309 | 391 | polygon | FALSE | TRUE | America/Chicago | 3 | 65723 | 1840009920 | [10 empty] | Pierce CityMO
La Plata | La Plata | MO | Missouri | 29121 | Macon | 40.0241 | -92.4914 | 1308 | 317 | polygon | FALSE | TRUE | America/Chicago | 3 | 63549 | 1840008400 | [10 empty] | La PlataMO
Granville | Granville | IL | Illinois | 17155 | Putnam | 41.2637 | -89.23 | 1308 | 515 | polygon | FALSE | TRUE | America/Chicago | 3 | 61326 | 1840011684 | [10 empty] | GranvilleIL
Elmer | Elmer | NJ | New Jersey | 34033 | Salem | 39.5919 | -75.174 | 1308 | 565 | polygon | FALSE | TRUE | America/New_York | 3 | 8318 | 1840003791 | [10 empty] | ElmerNJ
Taylorsville | Taylorsville | KY | Kentucky | 21215 | Spencer | 38.0368 | -85.3336 | 1308 | 555 | polygon | FALSE | TRUE | America/New_York | 3 | 40071 | 1840015213 | [10 empty] | TaylorsvilleKY
Tieton | Tieton | WA | Washington | 53077 | Yakima | 46.7026 | -120.756 | 1308 | 576 | polygon | FALSE | TRUE | America/Los_Angeles | 3 | 98947 | 1840022319 | [10 empty] | TietonWA
Harold | Harold | FL | Florida | 12113 | Santa Rosa | 30.6771 | -86.831 | 1308 | 34 | polygon | FALSE | FALSE | America/Chicago | 3 | 32583 32564 | 1840025113 | [10 empty] | HaroldFL
Black Creek | Black Creek | WI | Wisconsin | 55087 | Outagamie | 44.4741 | -88.4507 | 1308 | 507 | polygon | FALSE | TRUE | America/Chicago | 3 | 54106 | 1840002406 | [10 empty] | Black CreekWI
Bloomfield | Bloomfield | NY | New York | 36069 | Ontario | 42.8991 | -77.4241 | 1307 | 358 | polygon | FALSE | TRUE | America/New_York | 3 | 14469 | 1840034027 | [10 empty] | BloomfieldNY
Ranchitos del Norte | Ranchitos del Norte | TX | Texas | 48427 | Starr | 26.4003 | -98.8715 | 1307 | 1237 | polygon | FALSE | TRUE | America/Chicago | 3 | 78582 | 1840041467 | [10 empty] | Ranchitos del NorteTX
Cleveland | Cleveland | AL | Alabama | 1009 | Blount | 33.9965 | -86.5671 | 1306 | 64 | polygon | FALSE | TRUE | America/Chicago | 3 | 35049 35121 | 1840016718 | [10 empty] | ClevelandAL
Louisville | Louisville | NE | Nebraska | 31025 | Cass | 40.9965 | -96.1614 | 1306 | 776 | polygon | FALSE | TRUE | America/Chicago | 3 | 68037 | 1840009354 | [10 empty] | LouisvilleNE
Green Springs | Green Springs | OH | Ohio | 39143 | Sandusky | 41.257 | -83.0529 | 1306 | 434 | polygon | FALSE | TRUE | America/New_York | 3 | 44836 | 1840000819 | [10 empty] | Green SpringsOH
Playita Cortada | Playita Cortada | PR | Puerto Rico | 72133 | Santa Isabel | 17.982 | -66.4402 | 1306 | 564 | polygon | FALSE | FALSE | America/Puerto_Rico | 3 | 757 | 1630023544 | [10 empty] | Playita CortadaPR
Walnut | Walnut | IL | Illinois | 17011 | Bureau | 41.557 | -89.5911 | 1306 | 626 | polygon | FALSE | TRUE | America/Chicago | 3 | 61376 | 1840011584 | [10 empty] | WalnutIL
Siletz | Siletz | OR | Oregon | 41041 | Lincoln | 44.7219 | -123.9187 | 1305 | 797 | polygon | FALSE | TRUE | America/Los_Angeles | 3 | 97380 | 1840021233 | [10 empty] | SiletzOR
St. Vincent College | St. Vincent College | PA | Pennsylvania | 42129 | Westmoreland | 40.2914 | -79.4054 | 1305 | 1000 | polygon | FALSE | TRUE | America/New_York | 3 | 15650 | 1840043397 | [10 empty] | St. Vincent CollegePA
Ansted | Ansted | WV | West Virginia | 54019 | Fayette | 38.1357 | -81.1037 | 1305 | 303 | polygon | FALSE | TRUE | America/New_York | 3 | 25812 | 1840006299 | [10 empty] | AnstedWV
Nellysford | Nellysford | VA | Virginia | 51125 | Nelson | 37.913 | -78.8828 | 1305 | 52 | polygon | FALSE | FALSE | America/New_York | 3 | 22958 | 1840024714 | [10 empty] | NellysfordVA
Carnuel | Carnuel | NM | New Mexico | 35001 | Bernalillo | 35.0609 | -106.4587 | 1305 | 94 | polygon | FALSE | FALSE | America/Denver | 3 | 87123 | 1840033707 | [10 empty] | CarnuelNM
Clyde | Clyde | NC | North Carolina | 37087 | Haywood | 35.533 | -82.9107 | 1304 | 580 | polygon | FALSE | TRUE | America/New_York | 3 | 28721 | 1840016296 | [10 empty] | ClydeNC
Discovery Harbour | Discovery Harbour | HI | Hawaii | 15001 | Hawaii | 19.0415 | -155.6254 | 1304 | 141 | polygon | FALSE | FALSE | Pacific/Honolulu | 3 | 96772 | 1840029592 | [10 empty] | Discovery HarbourHI
Rutherford College | Rutherford College | NC | North Carolina | 37023 | Burke | 35.7515 | -81.527 | 1304 | 219 | polygon | FALSE | TRUE | America/New_York | 3 | 28612 28671 | 1840017777 | [10 empty] | Rutherford CollegeNC
Warren | Warren | IL | Illinois | 17085 | Jo Daviess | 42.4948 | -89.9913 | 1304 | 487 | polygon | FALSE | TRUE | America/Chicago | 3 | 61087 | 1840011110 | [10 empty] | WarrenIL
Cedar Point | Cedar Point | NC | North Carolina | 37031 | Carteret | 34.6862 | -77.0833 | 1304 | 226 | polygon | FALSE | TRUE | America/New_York | 3 | 28584 | 1840016483 | [10 empty] | Cedar PointNC
Rodney Village | Rodney Village | DE | Delaware | 10001 | Kent | 39.1284 | -75.5396 | 1304 | 858 | polygon | FALSE | FALSE | America/New_York | 3 | 19904 | 1840005804 | [10 empty] | Rodney VillageDE
Byron | Byron | CA | California | 6013 | Contra Costa | 37.8756 | -121.642 | 1304 | 77 | polygon | FALSE | FALSE | America/Los_Angeles | 3 | 94513 94514 | 1840017611 | [10 empty] | ByronCA
Tombstone | Tombstone | AZ | Arizona | 4003 | Cochise | 31.7234 | -110.0798 | 1303 | 54 | polygon | FALSE | TRUE | America/Phoenix | 3 | 85638 | 1840022104 | [10 empty] | TombstoneAZ
Bradford | Bradford | RI | Rhode Island | 44009 | Washington | 41.3944 | -71.7542 | 1303 | 276 | polygon | FALSE | FALSE | America/New_York | 3 | 2808 | 1840003363 | [10 empty] | BradfordRI
Independence | Independence | WI | Wisconsin | 55121 | Trempealeau | 44.3328 | -91.4172 | 1303 | 120 | polygon | FALSE | TRUE | America/Chicago | 3 | 54747 54612 | 1840002388 | [10 empty] | IndependenceWI
Ness City | Ness City | KS | Kansas | 20135 | Ness | 38.454 | -99.9047 | 1303 | 345 | polygon | FALSE | TRUE | America/Chicago | 3 | 67560 | 1840008625 | [10 empty] | Ness CityKS
Wallis | Wallis | TX | Texas | 48015 | Austin | 29.6317 | -96.0638 | 1303 | 336 | polygon | FALSE | TRUE | America/Chicago | 3 | 77485 | 1840022210 | [10 empty] | WallisTX
Glenns Ferry | Glenns Ferry | ID | Idaho | 16039 | Elmore | 42.9503 | -115.3068 | 1303 | 257 | polygon | FALSE | TRUE | America/Boise | 3 | 83623 | 1840020016 | [10 empty] | Glenns FerryID
Elroy | Elroy | WI | Wisconsin | 55057 | Juneau | 43.7419 | -90.2704 | 1303 | 255 | polygon | FALSE | TRUE | America/Chicago | 3 | 53929 | 1840002227 | [10 empty] | ElroyWI
Bellevue | Bellevue | MI | Michigan | 26045 | Eaton | 42.4443 | -85.0187 | 1303 | 494 | polygon | FALSE | TRUE | America/Detroit | 3 | 49021 | 1840011083 | [10 empty] | BellevueMI
Menahga | Menahga | MN | Minnesota | 27159 | Wadena | 46.7471 | -95.1012 | 1302 | 135 | polygon | FALSE | TRUE | America/Chicago | 3 | 56464 | 1840007734 | [10 empty] | MenahgaMN
Orange Grove | Orange Grove | TX | Texas | 48249 | Jim Wells | 27.9562 | -97.9386 | 1302 | 464 | polygon | FALSE | TRUE | America/Chicago | 3 | 78372 | 1840021008 | [10 empty] | Orange GroveTX
Jordan | Jordan | NY | New York | 36067 | Onondaga | 43.0671 | -76.4728 | 1302 | 436 | polygon | FALSE | TRUE | America/New_York | 3 | 13080 | 1840004321 | [10 empty] | JordanNY
Thorndale | Thorndale | TX | Texas | 48331 | Milam | 30.6141 | -97.2068 | 1302 | 522 | polygon | FALSE | TRUE | America/Chicago | 3 | 76577 | 1840022161 | [10 empty] | ThorndaleTX
Urania | Urania | LA | Louisiana | 22059 | LaSalle | 31.8639 | -92.2913 | 1301 | 366 | polygon | FALSE | TRUE | America/Chicago | 3 | 71480 | 1840017059 | [10 empty] | UraniaLA
Springville | Springville | VA | Virginia | 51185 | Tazewell | 37.194 | -81.3999 | 1301 | 67 | polygon | FALSE | FALSE | America/New_York | 3 | 24630 | 1840026867 | [10 empty] | SpringvilleVA
Wainaku | Wainaku | HI | Hawaii | 15001 | Hawaii | 19.7449 | -155.0985 | 1301 | 380 | polygon | FALSE | FALSE | Pacific/Honolulu | 3 | 96720 | 1840029560 | [10 empty] | WainakuHI
Roan Mountain | Roan Mountain | TN | Tennessee | 47019 | Carter | 36.1866 | -82.0705 | 1301 | 75 | polygon | FALSE | FALSE | America/New_York | 3 | 37687 | 1840013313 | [10 empty] | Roan MountainTN
Peach Springs | Peach Springs | AZ | Arizona | 4015 | Mohave | 35.5315 | -113.4319 | 1301 | 63 | polygon | FALSE | FALSE | America/Phoenix | 3 | 86434 | 1840019746 | [10 empty] | Peach SpringsAZ
Cedar Glen West | Cedar Glen West | NJ | New Jersey | 34029 | Ocean | 40.0418 | -74.2852 | 1300 | 473 | polygon | FALSE | FALSE | America/New_York | 3 | 8759 | 1840033465 | [10 empty] | Cedar Glen WestNJ
Stryker | Stryker | OH | Ohio | 39171 | Williams | 41.5026 | -84.4183 | 1300 | 554 | polygon | FALSE | TRUE | America/New_York | 3 | 43557 | 1840011524 | [10 empty] | StrykerOH
Elkhart | Elkhart | TX | Texas | 48001 | Anderson | 31.6276 | -95.5789 | 1299 | 325 | polygon | FALSE | TRUE | America/Chicago | 3 | 75839 | 1840022130 | [10 empty] | ElkhartTX
Coosada | Coosada | AL | Alabama | 1051 | Elmore | 32.4983 | -86.3279 | 1298 | 72 | polygon | FALSE | TRUE | America/Chicago | 3 | 36054 36020 | 1840016963 | [10 empty] | CoosadaAL
Fairchilds | Fairchilds | TX | Texas | 48157 | Fort Bend | 29.4398 | -95.7777 | 1297 | 251 | polygon | FALSE | TRUE | America/Chicago | 3 | 77461 77469 | 1840023153 | [10 empty] | FairchildsTX
Richlandtown | Richlandtown | PA | Pennsylvania | 42017 | Bucks | 40.4726 | -75.3212 | 1297 | 1923 | polygon | FALSE | TRUE | America/New_York | 3 | 18955 | 1840001311 | [10 empty] | RichlandtownPA
Swede Heaven | Swede Heaven | WA | Washington | 53061 | Snohomish | 48.2829 | -121.7136 | 1297 | 69 | polygon | FALSE | FALSE | America/Los_Angeles | 3 | 98223 | 1840037821 | [10 empty] | Swede HeavenWA
Meggett | Meggett | SC | South Carolina | 45019 | Charleston | 32.6971 | -80.2731 | 1297 | 27 | polygon | FALSE | TRUE | America/New_York | 3 | 29449 | 1840017285 | [10 empty] | MeggettSC
Waukomis | Waukomis | OK | Oklahoma | 40047 | Garfield | 36.2833 | -97.9038 | 1296 | 151 | polygon | FALSE | TRUE | America/Chicago | 3 | 73773 | 1840022659 | [10 empty] | WaukomisOK
Central City | Central City | IA | Iowa | 19113 | Linn | 42.2024 | -91.5248 | 1296 | 452 | polygon | FALSE | TRUE | America/Chicago | 3 | 52214 | 1840006986 | [10 empty] | Central CityIA
Gold Hill | Gold Hill | OR | Oregon | 41029 | Jackson | 42.4358 | -123.0526 | 1296 | 654 | polygon | FALSE | TRUE | America/Los_Angeles | 3 | 97525 | 1840020074 | [10 empty] | Gold HillOR
Plattsburgh West | Plattsburgh West | NY | New York | 36019 | Clinton | 44.6837 | -73.5037 | 1296 | 264 | polygon | FALSE | TRUE | America/New_York | 3 | 12901 | 1840073655 | [10 empty] | Plattsburgh WestNY
Gillett | Gillett | WI | Wisconsin | 55083 | Oconto | 44.8897 | -88.3063 | 1295 | 370 | polygon | FALSE | TRUE | America/Chicago | 3 | 54124 | 1840001574 | [10 empty] | GillettWI
Alamosa East | Alamosa East | CO | Colorado | 8003 | Alamosa | 37.4767 | -105.8397 | 1295 | 154 | polygon | FALSE | TRUE | America/Denver | 3 | 81101 81102 | 1840036558 | [10 empty] | Alamosa EastCO
Maharishi Vedic City | Maharishi Vedic City | IA | Iowa | 19101 | Jefferson | 41.0542 | -92.0142 | 1295 | 146 | polygon | FALSE | TRUE | America/Chicago | 3 | 52556 | 1840009333 | [10 empty] | Maharishi Vedic CityIA
Golden Valley | Golden Valley | NV | Nevada | 32031 | Washoe | 39.6177 | -119.8231 | 1295 | 138 | polygon | FALSE | FALSE | America/Los_Angeles | 3 | 89506 | 1840033784 | [10 empty] | Golden ValleyNV
Herlong | Herlong | CA | California | 6035 | Lassen | 40.1419 | -120.1399 | 1295 | 307 | polygon | TRUE | TRUE | America/Los_Angeles | 3 | 96113 | 1840024201 | [10 empty] | HerlongCA
Wathena | Wathena | KS | Kansas | 20043 | Doniphan | 39.7602 | -94.9396 | 1294 | 213 | polygon | FALSE | TRUE | America/Chicago | 3 | 66090 | 1840010556 | [10 empty] | WathenaKS
Eden | Eden | TX | Texas | 48095 | Concho | 31.2162 | -99.844 | 1294 | 209 | polygon | FALSE | TRUE | America/Chicago | 3 | 76837 | 1840020836 | [10 empty] | EdenTX
Milton | Milton | NY | New York | 36111 | Ulster | 41.6587 | -73.9664 | 1294 | 168 | polygon | FALSE | FALSE | America/New_York | 3 | 12547 | 1840145543 | [10 empty] | MiltonNY
Uhland | Uhland | TX | Texas | 48055 | Caldwell | 29.9624 | -97.7953 | 1294 | 192 | polygon | FALSE | TRUE | America/Chicago | 3 | 78640 | 1840022189 | [10 empty] | UhlandTX
Fairacres | Fairacres | NM | New Mexico | 35013 | DoÃ±a Ana | 32.3047 | -106.8366 | 1294 | 236 | polygon | FALSE | FALSE | America/Denver | 3 | 88005 88007 | 1840025082 | [10 empty] | FairacresNM
Sunriver | Sunriver | OR | Oregon | 41017 | Deschutes | 43.8816 | -121.4368 | 1294 | 56 | polygon | FALSE | FALSE | America/Los_Angeles | 3 | 97707 | 1840034819 | [10 empty] | SunriverOR
Encantada-Ranchito-El Calaboz | Encantada-Ranchito-El Calaboz | TX | Texas | 48061 | Cameron | 26.0333 | -97.6331 | 1294 | 172 | polygon | FALSE | TRUE | America/Chicago | 3 | 78586 | 1840073286 | [10 empty] | Encantada-Ranchito-El CalabozTX
Henry Fork | Henry Fork | VA | Virginia | 51067 | Franklin | 36.9679 | -79.871 | 1294 | 183 | polygon | FALSE | FALSE | America/New_York | 3 | 24151 | 1840026877 | [10 empty] | Henry ForkVA
New Sharon | New Sharon | IA | Iowa | 19123 | Mahaska | 41.4701 | -92.6509 | 1293 | 532 | polygon | FALSE | TRUE | America/Chicago | 3 | 50207 | 1840008224 | [10 empty] | New SharonIA
Deadwood | Deadwood | SD | South Dakota | 46081 | Lawrence | 44.3871 | -103.7207 | 1293 | 101 | polygon | FALSE | TRUE | America/Denver | 3 | 57785 57732 | 1840000312 | [10 empty] | DeadwoodSD
Beulaville | Beulaville | NC | North Carolina | 37061 | Duplin | 34.9228 | -77.7725 | 1293 | 328 | polygon | FALSE | TRUE | America/New_York | 3 | 28518 | 1840015485 | [10 empty] | BeulavilleNC
Winona | Winona | MO | Missouri | 29203 | Shannon | 37.0042 | -91.327 | 1293 | 131 | polygon | FALSE | TRUE | America/Chicago | 3 | 65588 | 1840010871 | [10 empty] | WinonaMO
St. Francis | St. Francis | KS | Kansas | 20023 | Cheyenne | 39.7714 | -101.8015 | 1292 | 582 | polygon | FALSE | TRUE | America/Chicago | 3 | 67756 | 1840009498 | [10 empty] | St. FrancisKS
Prosperity | Prosperity | SC | South Carolina | 45071 | Newberry | 34.2121 | -81.5327 | 1292 | 252 | polygon | FALSE | TRUE | America/New_York | 3 | 29127 | 1840017939 | [10 empty] | ProsperitySC
Lakewood Club | Lakewood Club | MI | Michigan | 26121 | Muskegon | 43.3761 | -86.2563 | 1292 | 260 | polygon | FALSE | TRUE | America/Detroit | 3 | 49457 | 1840010987 | [10 empty] | Lakewood ClubMI
Harristown | Harristown | IL | Illinois | 17115 | Macon | 39.8428 | -89.0607 | 1292 | 277 | polygon | FALSE | TRUE | America/Chicago | 3 | 62522 | 1840012426 | [10 empty] | HarristownIL
Elm City | Elm City | NC | North Carolina | 37195 | Wilson | 35.8087 | -77.8622 | 1292 | 644 | polygon | FALSE | TRUE | America/New_York | 3 | 27822 | 1840016261 | [10 empty] | Elm CityNC
Hurley | Hurley | MS | Mississippi | 28059 | Jackson | 30.6638 | -88.4994 | 1292 | 97 | polygon | FALSE | FALSE | America/Chicago | 3 | 39562 39555 | 1840013932 | [10 empty] | HurleyMS
Van Meter | Van Meter | IA | Iowa | 19049 | Dallas | 41.5207 | -93.9454 | 1292 | 248 | polygon | FALSE | TRUE | America/Chicago | 3 | 50261 | 1840010180 | [10 empty] | Van MeterIA
Sundance | Sundance | WY | Wyoming | 56011 | Crook | 44.4048 | -104.3623 | 1292 | 163 | polygon | FALSE | TRUE | America/Denver | 3 | 82729 | 1840022348 | [10 empty] | SundanceWY
Farwell | Farwell | TX | Texas | 48369 | Parmer | 34.3855 | -103.0373 | 1291 | 607 | polygon | FALSE | TRUE | America/Denver | 3 | 79325 | 1840020524 | [10 empty] | FarwellTX
Cornersville | Cornersville | TN | Tennessee | 47117 | Marshall | 35.3628 | -86.8583 | 1291 | 87 | polygon | FALSE | TRUE | America/Chicago | 3 | 37047 | 1840016307 | [10 empty] | CornersvilleTN
Frankfort | Frankfort | MI | Michigan | 26019 | Benzie | 44.6361 | -86.2332 | 1290 | 359 | polygon | FALSE | TRUE | America/Detroit | 3 | 49635 | 1840002304 | [10 empty] | FrankfortMI
Lyons | Lyons | OR | Oregon | 41043 | Linn | 44.7776 | -122.6098 | 1290 | 573 | polygon | FALSE | TRUE | America/Los_Angeles | 3 | 97358 | 1840019992 | [10 empty] | LyonsOR
Livermore | Livermore | KY | Kentucky | 21149 | McLean | 37.4919 | -87.1342 | 1289 | 481 | polygon | FALSE | TRUE | America/Chicago | 3 | 42352 | 1840015237 | [10 empty] | LivermoreKY
Tok | Tok | AK | Alaska | 2240 | Southeast Fairbanks | 63.329 | -143.0379 | 1289 | 3 | polygon | FALSE | FALSE | America/Anchorage | 3 | 99780 | 1840023473 | [10 empty] | TokAK
Preston | Preston | MN | Minnesota | 27045 | Fillmore | 43.6726 | -92.0828 | 1289 | 201 | polygon | FALSE | TRUE | America/Chicago | 3 | 55965 | 1840009013 | [10 empty] | PrestonMN
Potomac Heights | Potomac Heights | MD | Maryland | 24017 | Charles | 38.5987 | -77.1372 | 1289 | 463 | polygon | FALSE | FALSE | America/New_York | 3 | 20640 | 1840006173 | [10 empty] | Potomac HeightsMD
Lewiston | Lewiston | MI | Michigan | 26119 | Montmorency | 44.873 | -84.3281 | 1289 | 81 | polygon | FALSE | FALSE | America/Detroit | 3 | 49756 | 1840004025 | [10 empty] | LewistonMI
Asotin | Asotin | WA | Washington | 53003 | Asotin | 46.3366 | -117.0414 | 1289 | 435 | polygon | FALSE | TRUE | America/Los_Angeles | 3 | 99402 | 1840018500 | [10 empty] | AsotinWA
Fall Creek | Fall Creek | WI | Wisconsin | 55035 | Eau Claire | 44.7639 | -91.2783 | 1289 | 242 | polygon | FALSE | TRUE | America/Chicago | 3 | 54742 | 1840002294 | [10 empty] | Fall CreekWI
Colony Park | Colony Park | PA | Pennsylvania | 42011 | Berks | 40.3465 | -75.9827 | 1289 | 1322 | polygon | FALSE | FALSE | America/New_York | 3 | 19610 | 1840035457 | [10 empty] | Colony ParkPA
Larimore | Larimore | ND | North Dakota | 38035 | Grand Forks | 47.9091 | -97.6269 | 1288 | 826 | polygon | FALSE | TRUE | America/Chicago | 3 | 58251 | 1840000103 | [10 empty] | LarimoreND
Browntown | Browntown | PA | Pennsylvania | 42079 | Luzerne | 41.3138 | -75.7826 | 1288 | 1073 | polygon | FALSE | FALSE | America/New_York | 3 | 18640 | 1840034880 | [10 empty] | BrowntownPA
Parshall | Parshall | ND | North Dakota | 38061 | Mountrail | 47.9557 | -102.1342 | 1288 | 888 | polygon | FALSE | TRUE | America/Chicago | 3 | 58770 | 1840000069 | [10 empty] | ParshallND
Wheaton | Wheaton | MN | Minnesota | 27155 | Traverse | 45.8059 | -96.498 | 1288 | 286 | polygon | FALSE | TRUE | America/Chicago | 3 | 56296 | 1840009987 | [10 empty] | WheatonMN
Colchester | Colchester | IL | Illinois | 17109 | McDonough | 40.4273 | -90.7923 | 1288 | 498 | polygon | FALSE | TRUE | America/Chicago | 3 | 62326 | 1840007222 | [10 empty] | ColchesterIL
Verdi | Verdi | NV | Nevada | 32031 | Washoe | 39.5143 | -119.9769 | 1287 | 149 | polygon | FALSE | FALSE | America/Los_Angeles | 3 | 89523 89439 | 1840024131 | [10 empty] | VerdiNV
Buffalo | Buffalo | OK | Oklahoma | 40059 | Harper | 36.8373 | -99.6464 | 1287 | 440 | polygon | FALSE | TRUE | America/Chicago | 3 | 73848 73834 | 1840021619 | [10 empty] | BuffaloOK
Von Ormy | Von Ormy | TX | Texas | 48029 | Bexar | 29.2802 | -98.6556 | 1287 | 263 | polygon | FALSE | TRUE | America/Chicago | 3 | 78073 | 1840023093 | [10 empty] | Von OrmyTX
Broadway | Broadway | NC | North Carolina | 37105 | Lee | 35.4579 | -79.0547 | 1286 | 383 | polygon | FALSE | TRUE | America/New_York | 3 | 27505 | 1840015420 | [10 empty] | BroadwayNC
Seeley Lake | Seeley Lake | MT | Montana | 30063 | Missoula | 47.1614 | -113.4525 | 1286 | 40 | polygon | FALSE | FALSE | America/Denver | 3 | 59868 | 1840018435 | [10 empty] | Seeley LakeMT
Buckeystown | Buckeystown | MD | Maryland | 24021 | Frederick | 39.3301 | -77.4316 | 1286 | 324 | polygon | FALSE | FALSE | America/New_York | 3 | 21704 21710 21717 | 1840024450 | [10 empty] | BuckeystownMD
Higganum | Higganum | CT | Connecticut | 9007 | Middlesex | 41.49 | -72.5562 | 1285 | 100 | polygon | FALSE | FALSE | America/New_York | 3 | 06438 06441 | 1840000583 | [10 empty] | HigganumCT
Limestone Creek | Limestone Creek | FL | Florida | 12099 | Palm Beach | 26.9433 | -80.1408 | 1285 | 1268 | polygon | FALSE | FALSE | America/New_York | 3 | 33458 | 1840028992 | [10 empty] | Limestone CreekFL
Latta | Latta | SC | South Carolina | 45033 | Dillon | 34.339 | -79.4337 | 1285 | 452 | polygon | FALSE | TRUE | America/New_York | 3 | 29565 | 1840016616 | [10 empty] | LattaSC
Salem | Salem | SD | South Dakota | 46087 | McCook | 43.7228 | -97.3894 | 1285 | 396 | polygon | FALSE | TRUE | America/Chicago | 3 | 57058 | 1840002655 | [10 empty] | SalemSD
Crosby | Crosby | ND | North Dakota | 38023 | Divide | 48.9161 | -103.2966 | 1285 | 351 | polygon | FALSE | TRUE | America/Chicago | 3 | 58730 | 1840000034 | [10 empty] | CrosbyND
Laingsburg | Laingsburg | MI | Michigan | 26155 | Shiawassee | 42.8906 | -84.35 | 1285 | 312 | polygon | FALSE | TRUE | America/Detroit | 3 | 48848 | 1840003072 | [10 empty] | LaingsburgMI
Roscoe | Roscoe | TX | Texas | 48353 | Nolan | 32.4419 | -100.5322 | 1285 | 153 | polygon | FALSE | TRUE | America/Chicago | 3 | 79545 | 1840020763 | [10 empty] | RoscoeTX
Hansen | Hansen | ID | Idaho | 16083 | Twin Falls | 42.5313 | -114.3012 | 1284 | 1420 | polygon | FALSE | TRUE | America/Boise | 3 | 83334 | 1840020081 | [10 empty] | HansenID
Clintwood | Clintwood | VA | Virginia | 51051 | Dickenson | 37.1507 | -82.4573 | 1284 | 238 | polygon | FALSE | TRUE | America/New_York | 3 | 24228 | 1840006459 | [10 empty] | ClintwoodVA
Schall Circle | Schall Circle | FL | Florida | 12099 | Palm Beach | 26.7154 | -80.1143 | 1284 | 1592 | polygon | FALSE | FALSE | America/New_York | 3 | 33417 | 1840029002 | [10 empty] | Schall CircleFL
Newell | Newell | WV | West Virginia | 54029 | Hancock | 40.6179 | -80.6 | 1284 | 670 | polygon | FALSE | FALSE | America/New_York | 3 | 26050 | 1840005402 | [10 empty] | NewellWV
Millers Falls | Millers Falls | MA | Massachusetts | 25011 | Franklin | 42.5792 | -72.4925 | 1284 | 543 | polygon | FALSE | FALSE | America/New_York | 3 | 01349 01344 | 1840003122 | [10 empty] | Millers FallsMA
New Union | New Union | TN | Tennessee | 47031 | Coffee | 35.534 | -86.0832 | 1283 | 128 | polygon | FALSE | FALSE | America/Chicago | 3 | 37355 | 1840025812 | [10 empty] | New UnionTN
Enosburg Falls | Enosburg Falls | VT | Vermont | 50011 | Franklin | 44.9083 | -72.8029 | 1283 | 138 | polygon | FALSE | TRUE | America/New_York | 3 | 5450 | 1840004032 | [10 empty] | Enosburg FallsVT
Kenwood Estates | Kenwood Estates | FL | Florida | 12099 | Palm Beach | 26.6276 | -80.1151 | 1282 | 2746 | polygon | FALSE | TRUE | America/New_York | 2 | 33461 33463 | 1840042856 | [10 empty] | Kenwood EstatesFL
Redkey | Redkey | IN | Indiana | 18075 | Jay | 40.3483 | -85.1539 | 1282 | 568 | polygon | FALSE | TRUE | America/Indiana/Indianapolis | 3 | 47373 | 1840010422 | [10 empty] | RedkeyIN
Olcott | Olcott | NY | New York | 36063 | Niagara | 43.3302 | -78.7104 | 1282 | 108 | polygon | FALSE | FALSE | America/New_York | 3 | 14028 14126 | 1840004267 | [10 empty] | OlcottNY
Basin | Basin | WY | Wyoming | 56003 | Big Horn | 44.3804 | -108.0466 | 1282 | 209 | polygon | FALSE | TRUE | America/Denver | 3 | 82410 | 1840019977 | [10 empty] | BasinWY
Sistersville | Sistersville | WV | West Virginia | 54095 | Tyler | 39.5599 | -80.9987 | 1282 | 942 | polygon | FALSE | TRUE | America/New_York | 3 | 26175 | 1840005746 | [10 empty] | SistersvilleWV
Caraway | Caraway | AR | Arkansas | 5031 | Craighead | 35.7598 | -90.3224 | 1282 | 214 | polygon | FALSE | TRUE | America/Chicago | 3 | 72419 | 1840014505 | [10 empty] | CarawayAR
Manasota Key | Manasota Key | FL | Florida | 12015 | Charlotte | 26.9226 | -82.3537 | 1282 | 473 | polygon | FALSE | FALSE | America/New_York | 3 | 34223 | 1840029056 | [10 empty] | Manasota KeyFL
Toughkenamon | Toughkenamon | PA | Pennsylvania | 42029 | Chester | 39.8313 | -75.7565 | 1282 | 239 | polygon | FALSE | FALSE | America/New_York | 3 | 19374 19311 | 1840005505 | [10 empty] | ToughkenamonPA
Grantsburg | Grantsburg | WI | Wisconsin | 55013 | Burnett | 45.7813 | -92.6836 | 1281 | 164 | polygon | FALSE | TRUE | America/Chicago | 3 | 54840 | 1840001995 | [10 empty] | GrantsburgWI
Fredonia | Fredonia | AZ | Arizona | 4005 | Coconino | 36.9617 | -112.5195 | 1281 | 55 | polygon | FALSE | TRUE | America/Phoenix | 3 | 86022 | 1840021586 | [10 empty] | FredoniaAZ
Erin | Erin | TN | Tennessee | 47083 | Houston | 36.3159 | -87.7026 | 1280 | 126 | polygon | FALSE | TRUE | America/Chicago | 3 | 37061 | 1840013348 | [10 empty] | ErinTN
Bushyhead | Bushyhead | OK | Oklahoma | 40131 | Rogers | 36.4596 | -95.5164 | 1280 | 33 | polygon | FALSE | FALSE | America/Chicago | 3 | 74017 74016 | 1840034521 | [10 empty] | BushyheadOK
Entiat | Entiat | WA | Washington | 53007 | Chelan | 47.678 | -120.2176 | 1280 | 226 | polygon | FALSE | TRUE | America/Los_Angeles | 3 | 98822 | 1840019777 | [10 empty] | EntiatWA
Falling Water | Falling Water | TN | Tennessee | 47065 | Hamilton | 35.1962 | -85.2604 | 1280 | 92 | polygon | FALSE | FALSE | America/New_York | 3 | 37415 37343 | 1840024959 | [10 empty] | Falling WaterTN
Paulina | Paulina | LA | Louisiana | 22093 | St. James | 30.0351 | -90.7226 | 1280 | 107 | polygon | FALSE | FALSE | America/Chicago | 3 | 70763 | 1840025128 | [10 empty] | PaulinaLA
Garrett | Garrett | WA | Washington | 53071 | Walla Walla | 46.063 | -118.3885 | 1280 | 294 | polygon | FALSE | FALSE | America/Los_Angeles | 3 | 99362 | 1840017384 | [10 empty] | GarrettWA
Bradenton Beach | Bradenton Beach | FL | Florida | 12081 | Manatee | 27.4649 | -82.6957 | 1279 | 958 | polygon | FALSE | TRUE | America/New_York | 3 | 34217 | 1840014174 | [10 empty] | Bradenton BeachFL
Brownsboro | Brownsboro | TX | Texas | 48213 | Henderson | 32.2985 | -95.613 | 1279 | 208 | polygon | FALSE | TRUE | America/Chicago | 3 | 75756 | 1840019501 | [10 empty] | BrownsboroTX
Vardaman | Vardaman | MS | Mississippi | 28013 | Calhoun | 33.8822 | -89.1778 | 1279 | 363 | polygon | FALSE | TRUE | America/Chicago | 3 | 38878 | 1840016744 | [10 empty] | VardamanMS
Morningside | Morningside | MD | Maryland | 24033 | Prince George's | 38.8266 | -76.8895 | 1279 | 859 | polygon | FALSE | TRUE | America/New_York | 3 | 20746 | 1840005988 | [10 empty] | MorningsideMD
Barrackville | Barrackville | WV | West Virginia | 54049 | Marion | 39.5013 | -80.1696 | 1279 | 716 | polygon | FALSE | TRUE | America/New_York | 3 | 26559 26554 | 1840005735 | [10 empty] | BarrackvilleWV
Buhler | Buhler | KS | Kansas | 20155 | Reno | 38.1383 | -97.7704 | 1278 | 692 | polygon | FALSE | TRUE | America/Chicago | 3 | 67522 | 1840007537 | [10 empty] | BuhlerKS
Benton | Benton | TN | Tennessee | 47139 | Polk | 35.1749 | -84.6516 | 1278 | 162 | polygon | FALSE | TRUE | America/New_York | 3 | 37307 | 1840015475 | [10 empty] | BentonTN
Benwood | Benwood | WV | West Virginia | 54051 | Marshall | 40.0139 | -80.7328 | 1278 | 380 | polygon | FALSE | TRUE | America/New_York | 3 | 26031 | 1840005553 | [10 empty] | BenwoodWV
Manly | Manly | IA | Iowa | 19195 | Worth | 43.2881 | -93.201 | 1278 | 336 | polygon | FALSE | TRUE | America/Chicago | 3 | 50456 | 1840009028 | [10 empty] | ManlyIA
Hays | Hays | NC | North Carolina | 37193 | Wilkes | 36.2469 | -81.1142 | 1277 | 80 | polygon | FALSE | FALSE | America/New_York | 3 | 28635 28659 | 1840013337 | [10 empty] | HaysNC
Tower City | Tower City | PA | Pennsylvania | 42107 | Schuylkill | 40.5884 | -76.553 | 1277 | 1567 | polygon | FALSE | TRUE | America/New_York | 3 | 17980 | 1840002781 | [10 empty] | Tower CityPA
Snyder | Snyder | OK | Oklahoma | 40075 | Kiowa | 34.6552 | -98.9533 | 1277 | 388 | polygon | FALSE | TRUE | America/Chicago | 3 | 73566 | 1840021824 | [10 empty] | SnyderOK
Melville | Melville | RI | Rhode Island | 44005 | Newport | 41.5587 | -71.2953 | 1276 | 235 | polygon | TRUE | TRUE | America/New_York | 3 | 02842 02871 | 1840003356 | [10 empty] | MelvilleRI
Boulder | Boulder | MT | Montana | 30043 | Jefferson | 46.2358 | -112.1198 | 1276 | 438 | polygon | FALSE | TRUE | America/Denver | 3 | 59632 | 1840021176 | [10 empty] | BoulderMT
De Graff | De Graff | OH | Ohio | 39091 | Logan | 40.3127 | -83.9167 | 1276 | 490 | polygon | FALSE | TRUE | America/New_York | 3 | 43318 | 1840012152 | [10 empty] | De GraffOH
Clara City | Clara City | MN | Minnesota | 27023 | Chippewa | 44.9583 | -95.3672 | 1276 | 280 | polygon | FALSE | TRUE | America/Chicago | 3 | 56222 | 1840000294 | [10 empty] | Clara CityMN
Freeman | Freeman | SD | South Dakota | 46067 | Hutchinson | 43.35 | -97.4288 | 1275 | 420 | polygon | FALSE | TRUE | America/Chicago | 3 | 57029 | 1840002859 | [10 empty] | FreemanSD
Walker Valley | Walker Valley | NY | New York | 36111 | Ulster | 41.6386 | -74.3775 | 1275 | 232 | polygon | FALSE | FALSE | America/New_York | 3 | 12566 12588 | 1840004726 | [10 empty] | Walker ValleyNY
Shell Rock | Shell Rock | IA | Iowa | 19023 | Butler | 42.7126 | -92.5816 | 1275 | 307 | polygon | FALSE | TRUE | America/Chicago | 3 | 50670 | 1840009087 | [10 empty] | Shell RockIA
Munday | Munday | TX | Texas | 48275 | Knox | 33.4471 | -99.624 | 1275 | 344 | polygon | FALSE | TRUE | America/Chicago | 3 | 76371 | 1840020600 | [10 empty] | MundayTX
Florence | Florence | TX | Texas | 48491 | Williamson | 30.8406 | -97.7927 | 1274 | 575 | polygon | FALSE | TRUE | America/Chicago | 3 | 76527 | 1840020874 | [10 empty] | FlorenceTX
Rock Hall | Rock Hall | MD | Maryland | 24029 | Kent | 39.1392 | -76.2428 | 1274 | 367 | polygon | FALSE | TRUE | America/New_York | 3 | 21661 | 1840005800 | [10 empty] | Rock HallMD
Clio | Clio | AL | Alabama | 1005 | Barbour | 31.7085 | -85.6109 | 1274 | 48 | polygon | FALSE | TRUE | America/Chicago | 3 | 36017 | 1840014926 | [10 empty] | ClioAL
Ravenna | Ravenna | MI | Michigan | 26121 | Muskegon | 43.1889 | -85.9416 | 1274 | 413 | polygon | FALSE | TRUE | America/Detroit | 3 | 49451 | 1840010989 | [10 empty] | RavennaMI
Germantown | Germantown | IL | Illinois | 17027 | Clinton | 38.5552 | -89.5412 | 1274 | 485 | polygon | FALSE | TRUE | America/Chicago | 3 | 62245 | 1840012857 | [10 empty] | GermantownIL
Mount Hope | Mount Hope | WV | West Virginia | 54019 | Fayette | 37.8976 | -81.1738 | 1274 | 315 | polygon | FALSE | TRUE | America/New_York | 3 | 25880 25917 25888 | 1840006296 | [10 empty] | Mount HopeWV
Tiltonsville | Tiltonsville | OH | Ohio | 39081 | Jefferson | 40.1721 | -80.6973 | 1274 | 937 | polygon | FALSE | TRUE | America/New_York | 3 | 43943 43963 | 1840012130 | [10 empty] | TiltonsvilleOH
Britton | Britton | SD | South Dakota | 46091 | Marshall | 45.7924 | -97.7529 | 1273 | 675 | polygon | FALSE | TRUE | America/Chicago | 3 | 57430 | 1840002042 | [10 empty] | BrittonSD
Palestine | Palestine | IL | Illinois | 17033 | Crawford | 39.0016 | -87.6126 | 1273 | 622 | polygon | FALSE | TRUE | America/Chicago | 3 | 62451 | 1840012756 | [10 empty] | PalestineIL
Ceredo | Ceredo | WV | West Virginia | 54099 | Wayne | 38.3961 | -82.5536 | 1273 | 374 | polygon | FALSE | TRUE | America/New_York | 3 | 25704 25507 | 1840006262 | [10 empty] | CeredoWV
Long Creek | Long Creek | IL | Illinois | 17115 | Macon | 39.8052 | -88.8474 | 1273 | 173 | polygon | FALSE | TRUE | America/Chicago | 3 | 62521 | 1840012427 | [10 empty] | Long CreekIL
Somerset | Somerset | MD | Maryland | 24031 | Montgomery | 38.9666 | -77.0963 | 1273 | 1790 | polygon | FALSE | TRUE | America/New_York | 3 | 20815 | 1840005859 | [10 empty] | SomersetMD
Wyoming | Wyoming | IL | Illinois | 17175 | Stark | 41.0638 | -89.7729 | 1273 | 575 | polygon | FALSE | TRUE | America/Chicago | 3 | 61491 | 1840010304 | [10 empty] | WyomingIL
Breckenridge | Breckenridge | MI | Michigan | 26057 | Gratiot | 43.4074 | -84.4784 | 1273 | 462 | polygon | FALSE | TRUE | America/Detroit | 3 | 48615 | 1840010997 | [10 empty] | BreckenridgeMI
Loch Sheldrake | Loch Sheldrake | NY | New York | 36105 | Sullivan | 41.7733 | -74.6558 | 1273 | 77 | polygon | FALSE | FALSE | America/New_York | 3 | 12759 12747 | 1840033908 | [10 empty] | Loch SheldrakeNY
Stowell | Stowell | TX | Texas | 48071 | Chambers | 29.7814 | -94.3794 | 1273 | 48 | polygon | FALSE | FALSE | America/Chicago | 3 | 77665 77661 | 1840019635 | [10 empty] | StowellTX
Osborne | Osborne | KS | Kansas | 20141 | Osborne | 39.4405 | -98.6994 | 1272 | 318 | polygon | FALSE | TRUE | America/Chicago | 3 | 67473 | 1840003806 | [10 empty] | OsborneKS
Hewlett Harbor | Hewlett Harbor | NY | New York | 36059 | Nassau | 40.6327 | -73.6842 | 1272 | 677 | polygon | FALSE | TRUE | America/New_York | 3 | 11557 | 1840005295 | [10 empty] | Hewlett HarborNY
Salix | Salix | PA | Pennsylvania | 42021 | Cambria | 40.296 | -78.7599 | 1272 | 506 | polygon | FALSE | FALSE | America/New_York | 3 | 15963 15952 15955 | 1840005380 | [10 empty] | SalixPA
Manawa | Manawa | WI | Wisconsin | 55135 | Waupaca | 44.4613 | -88.9204 | 1272 | 301 | polygon | FALSE | TRUE | America/Chicago | 3 | 54949 | 1840002359 | [10 empty] | ManawaWI
Hagaman | Hagaman | NY | New York | 36057 | Montgomery | 42.9728 | -74.1545 | 1272 | 327 | polygon | FALSE | TRUE | America/New_York | 3 | 12010 12086 | 1840004404 | [10 empty] | HagamanNY
Buffalo | Buffalo | IA | Iowa | 19163 | Scott | 41.4666 | -90.717 | 1272 | 72 | polygon | FALSE | TRUE | America/Chicago | 3 | 52726 52728 52804 | 1840007078 | [10 empty] | BuffaloIA
West Buechel | West Buechel | KY | Kentucky | 21111 | Jefferson | 38.195 | -85.6678 | 1272 | 768 | polygon | FALSE | TRUE | America/New_York | 3 | 40218 | 1840015200 | [10 empty] | West BuechelKY
Dike | Dike | IA | Iowa | 19075 | Grundy | 42.4641 | -92.6255 | 1272 | 353 | polygon | FALSE | TRUE | America/Chicago | 3 | 50624 | 1840006967 | [10 empty] | DikeIA
Twin Lakes | Twin Lakes | VA | Virginia | 51079 | Greene | 38.2505 | -78.4417 | 1271 | 412 | polygon | FALSE | FALSE | America/New_York | 3 | 22968 | 1840026751 | [10 empty] | Twin LakesVA
Cleary | Cleary | MS | Mississippi | 28121 | Rankin | 32.1635 | -90.182 | 1271 | 99 | polygon | FALSE | FALSE | America/Chicago | 3 | 39073 | 1840025905 | [10 empty] | ClearyMS
Stuart | Stuart | VA | Virginia | 51141 | Patrick | 36.6404 | -80.2687 | 1271 | 161 | polygon | FALSE | TRUE | America/New_York | 3 | 24171 | 1840006549 | [10 empty] | StuartVA
Markham | Markham | TX | Texas | 48321 | Matagorda | 28.9627 | -96.0645 | 1271 | 218 | polygon | FALSE | FALSE | America/Chicago | 3 | 77456 | 1840018277 | [10 empty] | MarkhamTX
Starbuck | Starbuck | MN | Minnesota | 27121 | Pope | 45.6121 | -95.5333 | 1270 | 305 | polygon | FALSE | TRUE | America/Chicago | 3 | 56381 | 1840008890 | [10 empty] | StarbuckMN
Middleburg | Middleburg | PA | Pennsylvania | 42109 | Snyder | 40.7892 | -77.0445 | 1270 | 555 | polygon | FALSE | TRUE | America/New_York | 3 | 17842 | 1840002798 | [10 empty] | MiddleburgPA
Enhaut | Enhaut | PA | Pennsylvania | 42043 | Dauphin | 40.2324 | -76.8253 | 1270 | 2126 | polygon | FALSE | FALSE | America/New_York | 2 | 17113 | 1840034952 | [10 empty] | EnhautPA
Goodwell | Goodwell | OK | Oklahoma | 40139 | Texas | 36.5943 | -101.6326 | 1270 | 414 | polygon | FALSE | TRUE | America/Chicago | 3 | 73939 | 1840021625 | [10 empty] | GoodwellOK
RÃ­o CaÃ±as Abajo | Rio Canas Abajo | PR | Puerto Rico | 72075 | Juana DÃ­az | 18.0391 | -66.4679 | 1270 | 1980 | polygon | FALSE | FALSE | America/Puerto_Rico | 3 | 795 | 1630035562 | [10 empty] | RÃ­o CaÃ±as AbajoPR
Woodsboro | Woodsboro | MD | Maryland | 24021 | Frederick | 39.5328 | -77.3096 | 1269 | 692 | polygon | FALSE | TRUE | America/New_York | 3 | 21798 | 1840005718 | [10 empty] | WoodsboroMD
Huntsville | Huntsville | TN | Tennessee | 47151 | Scott | 36.4112 | -84.5053 | 1269 | 121 | polygon | FALSE | TRUE | America/New_York | 3 | 37756 37755 | 1840016017 | [10 empty] | HuntsvilleTN
Lake Winnebago | Lake Winnebago | MO | Missouri | 29037 | Cass | 38.8234 | -94.3612 | 1269 | 212 | polygon | FALSE | TRUE | America/Chicago | 3 | 64080 64034 | 1840008613 | [10 empty] | Lake WinnebagoMO
Mayo | Mayo | FL | Florida | 12067 | Lafayette | 30.0512 | -83.1768 | 1269 | 552 | polygon | FALSE | TRUE | America/New_York | 3 | 32066 | 1840017202 | [10 empty] | MayoFL
Waymart | Waymart | PA | Pennsylvania | 42127 | Wayne | 41.5866 | -75.4047 | 1269 | 182 | polygon | FALSE | TRUE | America/New_York | 3 | 18472 | 1840003317 | [10 empty] | WaymartPA
Toluca | Toluca | IL | Illinois | 17123 | Marshall | 41.0044 | -89.1339 | 1269 | 461 | polygon | FALSE | TRUE | America/Chicago | 3 | 61369 | 1840010320 | [10 empty] | TolucaIL
North Bend | North Bend | NE | Nebraska | 31053 | Dodge | 41.462 | -96.7858 | 1269 | 438 | polygon | FALSE | TRUE | America/Chicago | 3 | 68649 | 1840000566 | [10 empty] | North BendNE
Lake Medina Shores | Lake Medina Shores | TX | Texas | 48019 | Bandera | 29.6383 | -98.9869 | 1268 | 158 | polygon | FALSE | TRUE | America/Chicago | 3 | 78003 | 1840042595 | [10 empty] | Lake Medina ShoresTX
Calverton Park | Calverton Park | MO | Missouri | 29189 | St. Louis | 38.7656 | -90.3103 | 1268 | 1190 | polygon | FALSE | TRUE | America/Chicago | 3 | 63135 | 1840010749 | [10 empty] | Calverton ParkMO
Joanna | Joanna | SC | South Carolina | 45059 | Laurens | 34.4149 | -81.8086 | 1267 | 155 | polygon | FALSE | FALSE | America/New_York | 3 | 29351 | 1840013584 | [10 empty] | JoannaSC
Clymer | Clymer | PA | Pennsylvania | 42063 | Indiana | 40.6686 | -79.0132 | 1266 | 858 | polygon | FALSE | TRUE | America/New_York | 3 | 15728 | 1840000992 | [10 empty] | ClymerPA
Lumpkin | Lumpkin | GA | Georgia | 13259 | Stewart | 32.0487 | -84.7981 | 1266 | 308 | polygon | FALSE | TRUE | America/New_York | 3 | 31815 | 1840015832 | [10 empty] | LumpkinGA
Hummels Wharf | Hummels Wharf | PA | Pennsylvania | 42109 | Snyder | 40.8308 | -76.841 | 1266 | 620 | polygon | FALSE | FALSE | America/New_York | 3 | 17870 17831 | 1840005364 | [10 empty] | Hummels WharfPA
Spring Grove | Spring Grove | MN | Minnesota | 27055 | Houston | 43.5607 | -91.637 | 1266 | 489 | polygon | FALSE | TRUE | America/Chicago | 3 | 55974 | 1840009008 | [10 empty] | Spring GroveMN
Westfield | Westfield | WI | Wisconsin | 55077 | Marquette | 43.8851 | -89.4926 | 1266 | 309 | polygon | FALSE | TRUE | America/Chicago | 3 | 53964 | 1840002594 | [10 empty] | WestfieldWI
Heppner | Heppner | OR | Oregon | 41049 | Morrow | 45.3547 | -119.5559 | 1266 | 397 | polygon | FALSE | TRUE | America/Los_Angeles | 3 | 97836 | 1840019921 | [10 empty] | HeppnerOR
Geary | Geary | OK | Oklahoma | 40011 | Blaine | 35.5927 | -98.2914 | 1265 | 117 | polygon | FALSE | TRUE | America/Chicago | 3 | 73014 73040 | 1840020391 | [10 empty] | GearyOK
Eastport | Eastport | ME | Maine | 23029 | Washington | 44.9137 | -67.0183 | 1265 | 134 | polygon | FALSE | TRUE | America/Moncton | 3 | 4631 | 1840000272 | [10 empty] | EastportME
Otterbein | Otterbein | IN | Indiana | 18007 | Benton | 40.4882 | -87.0854 | 1265 | 414 | polygon | FALSE | TRUE | America/Indiana/Indianapolis | 3 | 47906 47970 | 1840009404 | [10 empty] | OtterbeinIN
Waldo | Waldo | AR | Arkansas | 5027 | Columbia | 33.3528 | -93.2949 | 1265 | 209 | polygon | FALSE | TRUE | America/Chicago | 3 | 71770 | 1840015729 | [10 empty] | WaldoAR
Fairfax | Fairfax | OK | Oklahoma | 40113 | Osage | 36.5698 | -96.708 | 1265 | 638 | polygon | FALSE | TRUE | America/Chicago | 3 | 74637 | 1840021592 | [10 empty] | FairfaxOK
Mount Airy | Mount Airy | GA | Georgia | 13137 | Habersham | 34.5221 | -83.4977 | 1265 | 201 | polygon | FALSE | TRUE | America/New_York | 3 | 30563 30531 | 1840016567 | [10 empty] | Mount AiryGA
Chrisman | Chrisman | IL | Illinois | 17045 | Edgar | 39.8044 | -87.6749 | 1265 | 679 | polygon | FALSE | TRUE | America/Chicago | 3 | 61924 | 1840007309 | [10 empty] | ChrismanIL
Nixon | Nixon | PA | Pennsylvania | 42019 | Butler | 40.7844 | -79.934 | 1265 | 181 | polygon | FALSE | FALSE | America/New_York | 3 | 16002 | 1840035431 | [10 empty] | NixonPA
Washburn | Washburn | ND | North Dakota | 38055 | McLean | 47.292 | -101.0278 | 1264 | 289 | polygon | FALSE | TRUE | America/Chicago | 3 | 58577 | 1840001899 | [10 empty] | WashburnND
Fuig | Fuig | PR | Puerto Rico | 72055 | GuÃ¡nica | 17.9857 | -66.917 | 1264 | 1636 | polygon | FALSE | FALSE | America/Puerto_Rico | 3 | 647 | 1630035670 | [10 empty] | FuigPR
Onarga | Onarga | IL | Illinois | 17075 | Iroquois | 40.7153 | -88.0108 | 1264 | 291 | polygon | FALSE | TRUE | America/Chicago | 3 | 60955 | 1840011863 | [10 empty] | OnargaIL
Point MacKenzie | Point MacKenzie | AK | Alaska | 2170 | Matanuska-Susitna | 61.3463 | -150.0787 | 1264 | 3 | polygon | FALSE | FALSE | America/Anchorage | 3 | 99654 | 1840023659 | [10 empty] | Point MacKenzieAK
Taft | Taft | FL | Florida | 12095 | Orange | 28.4284 | -81.3677 | 1263 | 495 | polygon | FALSE | FALSE | America/New_York | 3 | 32824 | 1840014086 | [10 empty] | TaftFL
Wallace | Wallace | LA | Louisiana | 22095 | St. John the Baptist | 30.0303 | -90.6569 | 1263 | 75 | polygon | FALSE | FALSE | America/Chicago | 3 | 70090 70049 | 1840013967 | [10 empty] | WallaceLA
Mabscott | Mabscott | WV | West Virginia | 54081 | Raleigh | 37.7694 | -81.2133 | 1263 | 564 | polygon | FALSE | TRUE | America/New_York | 3 | 25801 25871 | 1840006352 | [10 empty] | MabscottWV
Palm Beach Shores | Palm Beach Shores | FL | Florida | 12099 | Palm Beach | 26.7775 | -80.0367 | 1262 | 1662 | polygon | FALSE | TRUE | America/New_York | 3 | 33404 | 1840017268 | [10 empty] | Palm Beach ShoresFL
Roseland | Roseland | LA | Louisiana | 22105 | Tangipahoa | 30.7646 | -90.5114 | 1262 | 234 | polygon | FALSE | TRUE | America/Chicago | 3 | 70456 | 1840018208 | [10 empty] | RoselandLA
Clear Lake | Clear Lake | SD | South Dakota | 46039 | Deuel | 44.7646 | -96.6767 | 1262 | 157 | polygon | FALSE | TRUE | America/Chicago | 3 | 57226 | 1840000298 | [10 empty] | Clear LakeSD
Craig | Craig | AK | Alaska | 2198 | Prince of Wales-Hyder | 55.4913 | -133.1165 | 1262 | 72 | polygon | FALSE | TRUE | America/Sitka | 3 | 99921 | 1840023520 | [10 empty] | CraigAK
Fremont | Fremont | NC | North Carolina | 37191 | Wayne | 35.5436 | -77.9751 | 1262 | 359 | polygon | FALSE | TRUE | America/New_York | 3 | 27830 | 1840016323 | [10 empty] | FremontNC
Mounds | Mounds | OK | Oklahoma | 40037 | Creek | 35.8789 | -96.0682 | 1262 | 220 | polygon | FALSE | TRUE | America/Chicago | 3 | 74047 | 1840022700 | [10 empty] | MoundsOK
Midtown | Midtown | TN | Tennessee | 47145 | Roane | 35.8813 | -84.5716 | 1261 | 108 | polygon | FALSE | FALSE | America/New_York | 3 | 37748 | 1840013384 | [10 empty] | MidtownTN
Hemlock | Hemlock | MI | Michigan | 26145 | Saginaw | 43.418 | -84.2326 | 1261 | 193 | polygon | FALSE | FALSE | America/Detroit | 3 | 48626 | 1840004225 | [10 empty] | HemlockMI
New Brockton | New Brockton | AL | Alabama | 1031 | Coffee | 31.3784 | -85.9228 | 1261 | 60 | polygon | FALSE | TRUE | America/Chicago | 3 | 36351 | 1840017091 | [10 empty] | New BrocktonAL
North Charleroi | North Charleroi | PA | Pennsylvania | 42125 | Washington | 40.15 | -79.9083 | 1261 | 1894 | polygon | FALSE | TRUE | America/New_York | 3 | 15022 | 1840003663 | [10 empty] | North CharleroiPA
Del Rey | Del Rey | CA | California | 6019 | Fresno | 36.6562 | -119.5993 | 1261 | 400 | polygon | FALSE | FALSE | America/Los_Angeles | 3 | 93616 | 1840018938 | [10 empty] | Del ReyCA
Pinopolis | Pinopolis | SC | South Carolina | 45015 | Berkeley | 33.2287 | -80.0386 | 1260 | 339 | polygon | FALSE | FALSE | America/New_York | 3 | 29461 29469 | 1840025043 | [10 empty] | PinopolisSC
Harkers Island | Harkers Island | NC | North Carolina | 37031 | Carteret | 34.7002 | -76.5612 | 1260 | 217 | polygon | FALSE | FALSE | America/New_York | 3 | 28531 | 1840013523 | [10 empty] | Harkers IslandNC
Buffalo | Buffalo | WV | West Virginia | 54079 | Putnam | 38.6116 | -81.982 | 1260 | 347 | polygon | FALSE | TRUE | America/New_York | 3 | 25033 | 1840006182 | [10 empty] | BuffaloWV
Galveston | Galveston | IN | Indiana | 18017 | Cass | 40.5767 | -86.1924 | 1259 | 845 | polygon | FALSE | TRUE | America/Indiana/Indianapolis | 3 | 46932 | 1840010362 | [10 empty] | GalvestonIN
Smithville | Smithville | OH | Ohio | 39169 | Wayne | 40.8625 | -81.8604 | 1259 | 394 | polygon | FALSE | TRUE | America/New_York | 3 | 44677 | 1840011899 | [10 empty] | SmithvilleOH
Lauderdale Lakes | Lauderdale Lakes | WI | Wisconsin | 55127 | Walworth | 42.7709 | -88.5778 | 1259 | 113 | polygon | FALSE | TRUE | America/Chicago | 3 | 53121 | 1840042476 | [10 empty] | Lauderdale LakesWI
Mount Hermon | Mount Hermon | CA | California | 6087 | Santa Cruz | 37.0511 | -122.0533 | 1259 | 747 | polygon | FALSE | FALSE | America/Los_Angeles | 3 | 95066 95041 95018 | 1840024796 | [10 empty] | Mount HermonCA
Gnadenhutten | Gnadenhutten | OH | Ohio | 39157 | Tuscarawas | 40.3594 | -81.4293 | 1258 | 503 | polygon | FALSE | TRUE | America/New_York | 3 | 44629 | 1840012088 | [10 empty] | GnadenhuttenOH
Platte | Platte | SD | South Dakota | 46023 | Charles Mix | 43.3868 | -98.8437 | 1258 | 471 | polygon | FALSE | TRUE | America/Chicago | 3 | 57369 | 1840002848 | [10 empty] | PlatteSD
Morrisonville | Morrisonville | NY | New York | 36019 | Clinton | 44.6922 | -73.5505 | 1258 | 186 | polygon | FALSE | FALSE | America/New_York | 3 | 12962 | 1840004038 | [10 empty] | MorrisonvilleNY
Hampton | Hampton | AR | Arkansas | 5013 | Calhoun | 33.5363 | -92.4661 | 1258 | 160 | polygon | FALSE | TRUE | America/Chicago | 3 | 71744 | 1840013741 | [10 empty] | HamptonAR
Cripple Creek | Cripple Creek | CO | Colorado | 8119 | Teller | 38.7466 | -105.185 | 1258 | 320 | polygon | FALSE | TRUE | America/Denver | 3 | 80813 | 1840018823 | [10 empty] | Cripple CreekCO
Hackleburg | Hackleburg | AL | Alabama | 1093 | Marion | 34.2693 | -87.8303 | 1258 | 31 | polygon | FALSE | TRUE | America/Chicago | 3 | 35564 | 1840016697 | [10 empty] | HackleburgAL
Pastos | Pastos | PR | Puerto Rico | 72009 | Aibonito | 18.1193 | -66.2601 | 1258 | 950 | polygon | FALSE | FALSE | America/Puerto_Rico | 3 | 705 | 1630023599 | [10 empty] | PastosPR
Philmont | Philmont | NY | New York | 36021 | Columbia | 42.2477 | -73.6463 | 1258 | 409 | polygon | FALSE | TRUE | America/New_York | 3 | 12565 | 1840004631 | [10 empty] | PhilmontNY
Falkville | Falkville | AL | Alabama | 1103 | Morgan | 34.3793 | -86.9086 | 1257 | 128 | polygon | FALSE | TRUE | America/Chicago | 3 | 35622 | 1840002079 | [10 empty] | FalkvilleAL
Nevada | Nevada | TX | Texas | 48085 | Collin | 33.0463 | -96.3811 | 1257 | 203 | polygon | FALSE | TRUE | America/Chicago | 3 | 75173 | 1840020660 | [10 empty] | NevadaTX
Lumber City | Lumber City | GA | Georgia | 13271 | Telfair | 31.933 | -82.6828 | 1257 | 252 | polygon | FALSE | TRUE | America/New_York | 3 | 31549 | 1840015834 | [10 empty] | Lumber CityGA
Utica | Utica | SC | South Carolina | 45073 | Oconee | 34.6778 | -82.925 | 1257 | 357 | polygon | FALSE | FALSE | America/New_York | 3 | 29678 | 1840013532 | [10 empty] | UticaSC
Dimondale | Dimondale | MI | Michigan | 26045 | Eaton | 42.6485 | -84.6475 | 1257 | 545 | polygon | FALSE | TRUE | America/Detroit | 3 | 48821 | 1840011084 | [10 empty] | DimondaleMI
Fort Valley | Fort Valley | AZ | Arizona | 4005 | Coconino | 35.2554 | -111.7253 | 1257 | 63 | polygon | FALSE | TRUE | America/Phoenix | 3 | 86001 | 1840075372 | [10 empty] | Fort ValleyAZ
Shattuck | Shattuck | OK | Oklahoma | 40045 | Ellis | 36.2651 | -99.8774 | 1257 | 217 | polygon | FALSE | TRUE | America/Chicago | 3 | 73858 | 1840022660 | [10 empty] | ShattuckOK
Stoneville | Stoneville | NC | North Carolina | 37157 | Rockingham | 36.4653 | -79.9064 | 1257 | 339 | polygon | FALSE | TRUE | America/New_York | 3 | 27048 | 1840016055 | [10 empty] | StonevilleNC
Stockton | Stockton | KS | Kansas | 20163 | Rooks | 39.4251 | -99.2764 | 1257 | 293 | polygon | FALSE | TRUE | America/Chicago | 3 | 67669 | 1840009574 | [10 empty] | StocktonKS
Mission | Mission | SD | South Dakota | 46121 | Todd | 43.3063 | -100.661 | 1257 | 826 | polygon | FALSE | TRUE | America/Chicago | 3 | 57555 | 1840002894 | [10 empty] | MissionSD
Bloomfield | Bloomfield | PA | Pennsylvania | 42099 | Perry | 40.4189 | -77.189 | 1256 | 794 | polygon | FALSE | TRUE | America/New_York | 3 | 17068 | 1840066083 | [10 empty] | BloomfieldPA
Rush Springs | Rush Springs | OK | Oklahoma | 40051 | Grady | 34.7792 | -97.9572 | 1256 | 424 | polygon | FALSE | TRUE | America/Chicago | 3 | 73082 | 1840021806 | [10 empty] | Rush SpringsOK
Fort Clark Springs | Fort Clark Springs | TX | Texas | 48271 | Kinney | 29.2937 | -100.4245 | 1256 | 163 | polygon | FALSE | FALSE | America/Chicago | 3 | 78832 | 1840026041 | [10 empty] | Fort Clark SpringsTX
Ohkay Owingeh | Ohkay Owingeh | NM | New Mexico | 35039 | Rio Arriba | 36.0439 | -106.0565 | 1256 | 126 | polygon | FALSE | FALSE | America/Denver | 3 | 87566 | 1840136422 | [10 empty] | Ohkay OwingehNM
Medford | Medford | MN | Minnesota | 27147 | Steele | 44.1685 | -93.2472 | 1256 | 405 | polygon | FALSE | TRUE | America/Chicago | 3 | 55049 | 1840007912 | [10 empty] | MedfordMN
West Canton | West Canton | NC | North Carolina | 37087 | Haywood | 35.5384 | -82.8671 | 1256 | 352 | polygon | FALSE | FALSE | America/New_York | 3 | 28716 28721 | 1840013415 | [10 empty] | West CantonNC
Cottonwood | Cottonwood | AL | Alabama | 1069 | Houston | 31.0552 | -85.3007 | 1255 | 83 | polygon | FALSE | TRUE | America/Chicago | 3 | 36320 | 1840017130 | [10 empty] | CottonwoodAL
Hillsboro | Hillsboro | MS | Mississippi | 28123 | Scott | 32.4491 | -89.4889 | 1255 | 53 | polygon | FALSE | FALSE | America/Chicago | 3 | 39074 39087 | 1840025903 | [10 empty] | HillsboroMS
Coldstream | Coldstream | OH | Ohio | 39061 | Hamilton | 39.0479 | -84.3474 | 1255 | 173 | polygon | FALSE | TRUE | America/New_York | 3 | 45255 | 1840042321 | [10 empty] | ColdstreamOH
Fellsburg | Fellsburg | PA | Pennsylvania | 42129 | Westmoreland | 40.1842 | -79.8269 | 1255 | 391 | polygon | FALSE | FALSE | America/New_York | 3 | 15012 | 1840026432 | [10 empty] | FellsburgPA
Faxon | Faxon | PA | Pennsylvania | 42081 | Lycoming | 41.2556 | -76.9771 | 1255 | 1023 | polygon | FALSE | FALSE | America/New_York | 3 | 17701 | 1840035283 | [10 empty] | FaxonPA
Emerald Bay | Emerald Bay | TX | Texas | 48423 | Smith | 32.1602 | -95.438 | 1255 | 629 | polygon | FALSE | TRUE | America/Chicago | 3 | 75757 | 1840042575 | [10 empty] | Emerald BayTX
Manchaca | Manchaca | TX | Texas | 48453 | Travis | 30.1353 | -97.8362 | 1254 | 250 | polygon | FALSE | FALSE | America/Chicago | 3 | 78748 78652 | 1840027021 | [10 empty] | ManchacaTX
Roland | Roland | IA | Iowa | 19169 | Story | 42.1661 | -93.5029 | 1254 | 422 | polygon | FALSE | TRUE | America/Chicago | 3 | 50236 | 1840009176 | [10 empty] | RolandIA
Pleasant Hill | Pleasant Hill | OH | Ohio | 39109 | Miami | 40.0506 | -84.3462 | 1254 | 769 | polygon | FALSE | TRUE | America/New_York | 3 | 45359 | 1840012378 | [10 empty] | Pleasant HillOH
Chinook | Chinook | MT | Montana | 30005 | Blaine | 48.5901 | -109.2318 | 1254 | 926 | polygon | FALSE | TRUE | America/Denver | 3 | 59523 | 1840018358 | [10 empty] | ChinookMT
Colbert | Colbert | OK | Oklahoma | 40013 | Bryan | 33.8578 | -96.5043 | 1252 | 437 | polygon | FALSE | TRUE | America/Chicago | 3 | 74733 | 1840022898 | [10 empty] | ColbertOK
Watson | Watson | LA | Louisiana | 22063 | Livingston | 30.575 | -90.9508 | 1252 | 504 | polygon | FALSE | FALSE | America/Chicago | 3 | 70706 | 1840026010 | [10 empty] | WatsonLA
Wells | Wells | NV | Nevada | 32007 | Elko | 41.1132 | -114.9535 | 1252 | 70 | polygon | FALSE | TRUE | America/Los_Angeles | 3 | 89835 | 1840021335 | [10 empty] | WellsNV
Oquawka | Oquawka | IL | Illinois | 17071 | Henderson | 40.9379 | -90.9499 | 1252 | 329 | polygon | FALSE | TRUE | America/Chicago | 3 | 61469 | 1840011796 | [10 empty] | OquawkaIL
Rolla | Rolla | ND | North Dakota | 38079 | Rolette | 48.8527 | -99.6142 | 1252 | 342 | polygon | FALSE | TRUE | America/Chicago | 3 | 58367 | 1840001851 | [10 empty] | RollaND
Lawtell | Lawtell | LA | Louisiana | 22097 | St. Landry | 30.5126 | -92.1832 | 1252 | 116 | polygon | FALSE | FALSE | America/Chicago | 3 | 70570 70550 | 1840026001 | [10 empty] | LawtellLA
Rogers | Rogers | TX | Texas | 48027 | Bell | 30.93 | -97.2291 | 1252 | 468 | polygon | FALSE | TRUE | America/Chicago | 3 | 76569 | 1840022156 | [10 empty] | RogersTX
Palmdale | Palmdale | PA | Pennsylvania | 42043 | Dauphin | 40.2963 | -76.6233 | 1252 | 325 | polygon | FALSE | FALSE | America/New_York | 3 | 17033 | 1840035291 | [10 empty] | PalmdalePA
West Blocton | West Blocton | AL | Alabama | 1007 | Bibb | 33.1186 | -87.1253 | 1252 | 100 | polygon | FALSE | TRUE | America/Chicago | 3 | 35184 | 1840016894 | [10 empty] | West BloctonAL
Moenkopi | Moenkopi | AZ | Arizona | 4005 | Coconino | 36.1124 | -111.2212 | 1252 | 321 | polygon | FALSE | FALSE | America/Phoenix | 3 | 86045 | 1840018967 | [10 empty] | MoenkopiAZ
Crandon Lakes | Crandon Lakes | NJ | New Jersey | 34037 | Sussex | 41.1234 | -74.8403 | 1252 | 189 | polygon | FALSE | FALSE | America/New_York | 3 | 7860 | 1840004954 | [10 empty] | Crandon LakesNJ
Rogersville | Rogersville | AL | Alabama | 1077 | Lauderdale | 34.8251 | -87.2821 | 1251 | 159 | polygon | FALSE | TRUE | America/Chicago | 3 | 35652 | 1840017891 | [10 empty] | RogersvilleAL
Barneveld | Barneveld | WI | Wisconsin | 55049 | Iowa | 43.0117 | -89.8968 | 1251 | 251 | polygon | FALSE | TRUE | America/Chicago | 3 | 53507 | 1840002957 | [10 empty] | BarneveldWI
Farmland | Farmland | IN | Indiana | 18135 | Randolph | 40.1895 | -85.1273 | 1251 | 909 | polygon | FALSE | TRUE | America/Indiana/Indianapolis | 3 | 47340 | 1840010479 | [10 empty] | FarmlandIN
Marmaduke | Marmaduke | AR | Arkansas | 5055 | Greene | 36.1901 | -90.3851 | 1251 | 345 | polygon | FALSE | TRUE | America/Chicago | 3 | 72443 | 1840015322 | [10 empty] | MarmadukeAR
Clinton | Clinton | KY | Kentucky | 21105 | Hickman | 36.6662 | -88.9939 | 1251 | 299 | polygon | FALSE | TRUE | America/Chicago | 3 | 42031 | 1840014408 | [10 empty] | ClintonKY
Stockbridge | Stockbridge | MI | Michigan | 26065 | Ingham | 42.4483 | -84.1757 | 1250 | 321 | polygon | FALSE | TRUE | America/Detroit | 3 | 49285 | 1840011081 | [10 empty] | StockbridgeMI
Barbourmeade | Barbourmeade | KY | Kentucky | 21111 | Jefferson | 38.2986 | -85.6009 | 1250 | 1223 | polygon | FALSE | TRUE | America/New_York | 3 | 40242 40241 | 1840013200 | [10 empty] | BarbourmeadeKY
West Easton | West Easton | PA | Pennsylvania | 42095 | Northampton | 40.6781 | -75.2357 | 1250 | 1580 | polygon | FALSE | TRUE | America/New_York | 3 | 18042 | 1840000983 | [10 empty] | West EastonPA
Holiday Lakes | Holiday Lakes | TX | Texas | 48039 | Brazoria | 29.2083 | -95.5146 | 1250 | 548 | polygon | FALSE | TRUE | America/Chicago | 3 | 77515 | 1840022239 | [10 empty] | Holiday LakesTX
Brown City | Brown City | MI | Michigan | 26151 | Sanilac | 43.2115 | -82.9879 | 1250 | 425 | polygon | FALSE | TRUE | America/Detroit | 3 | 48416 | 1840002699 | [10 empty] | Brown CityMI
Ontonagon | Ontonagon | MI | Michigan | 26131 | Ontonagon | 46.8665 | -89.3122 | 1250 | 130 | polygon | FALSE | TRUE | America/Detroit | 3 | 49953 | 1840010913 | [10 empty] | OntonagonMI
Grant Park | Grant Park | IL | Illinois | 17091 | Kankakee | 41.2429 | -87.6353 | 1249 | 141 | polygon | FALSE | TRUE | America/Chicago | 3 | 60940 | 1840011694 | [10 empty] | Grant ParkIL
Goodman | Goodman | MO | Missouri | 29119 | McDonald | 36.7388 | -94.4091 | 1249 | 363 | polygon | FALSE | TRUE | America/Chicago | 3 | 64843 | 1840010901 | [10 empty] | GoodmanMO
Meadowlands | Meadowlands | PA | Pennsylvania | 42125 | Washington | 40.2173 | -80.23 | 1249 | 545 | polygon | FALSE | TRUE | America/New_York | 3 | 15347 15301 | 1840035091 | [10 empty] | MeadowlandsPA
Arivaca Junction | Arivaca Junction | AZ | Arizona | 4019 | Pima | 31.739 | -111.0738 | 1248 | 164 | polygon | FALSE | FALSE | America/Phoenix | 3 | 85645 | 1840023065 | [10 empty] | Arivaca JunctionAZ
Dickson | Dickson | OK | Oklahoma | 40019 | Carter | 34.1877 | -96.997 | 1248 | 34 | polygon | FALSE | TRUE | America/Chicago | 3 | 73401 | 1840021900 | [10 empty] | DicksonOK
Valmeyer | Valmeyer | IL | Illinois | 17133 | Monroe | 38.3064 | -90.2979 | 1248 | 141 | polygon | FALSE | TRUE | America/Chicago | 3 | 62295 | 1840012898 | [10 empty] | ValmeyerIL
Alton | Alton | IA | Iowa | 19167 | Sioux | 42.9876 | -96.0095 | 1248 | 253 | polygon | FALSE | TRUE | America/Chicago | 3 | 51003 | 1840006869 | [10 empty] | AltonIA
Cortland West | Cortland West | NY | New York | 36023 | Cortland | 42.5942 | -76.2258 | 1248 | 93 | polygon | FALSE | TRUE | America/New_York | 3 | 13045 | 1840035087 | [10 empty] | Cortland WestNY
Millbury | Millbury | OH | Ohio | 39173 | Wood | 41.5648 | -83.4255 | 1247 | 483 | polygon | FALSE | TRUE | America/New_York | 3 | 43447 | 1840011558 | [10 empty] | MillburyOH
Mitchell | Mitchell | IL | Illinois | 17119 | Madison | 38.7631 | -90.0816 | 1247 | 861 | polygon | FALSE | FALSE | America/Chicago | 3 | 62040 | 1840026704 | [10 empty] | MitchellIL
Fort Totten | Fort Totten | ND | North Dakota | 38005 | Benson | 47.9716 | -98.9971 | 1247 | 55 | polygon | FALSE | FALSE | America/Chicago | 3 | 58374 58335 | 1840003996 | [10 empty] | Fort TottenND
LaCoste | LaCoste | TX | Texas | 48325 | Medina | 29.31 | -98.8116 | 1247 | 763 | polygon | FALSE | FALSE | America/Chicago | 3 | 78039 | 1840036481 | [10 empty] | LaCosteTX
Barry | Barry | IL | Illinois | 17149 | Pike | 39.6983 | -91.0399 | 1247 | 336 | polygon | FALSE | TRUE | America/Chicago | 3 | 62312 | 1840007314 | [10 empty] | BarryIL
Ellendale | Ellendale | ND | North Dakota | 38021 | Dickey | 46.0043 | -98.5254 | 1246 | 339 | polygon | FALSE | TRUE | America/Chicago | 3 | 58436 | 1840000251 | [10 empty] | EllendaleND
White Sands | White Sands | NM | New Mexico | 35013 | DoÃ±a Ana | 32.3808 | -106.4836 | 1246 | 140 | polygon | TRUE | TRUE | America/Denver | 3 | 88002 | 1840019417 | [10 empty] | White SandsNM
Country Club Hills | Country Club Hills | MO | Missouri | 29189 | St. Louis | 38.7208 | -90.2751 | 1246 | 2580 | polygon | FALSE | TRUE | America/Chicago | 2 | 63136 | 1840007441 | [10 empty] | Country Club HillsMO
Milroy | Milroy | PA | Pennsylvania | 42087 | Mifflin | 40.7164 | -77.5871 | 1246 | 476 | polygon | FALSE | FALSE | America/New_York | 3 | 17063 | 1840005369 | [10 empty] | MilroyPA
Bethany Beach | Bethany Beach | DE | Delaware | 10005 | Sussex | 38.5391 | -75.066 | 1245 | 418 | polygon | FALSE | TRUE | America/New_York | 3 | 19930 | 1840006072 | [10 empty] | Bethany BeachDE
Bally | Bally | PA | Pennsylvania | 42011 | Berks | 40.4004 | -75.5876 | 1245 | 937 | polygon | FALSE | TRUE | America/New_York | 3 | 19503 | 1840001169 | [10 empty] | BallyPA
Taylorsville | Taylorsville | MS | Mississippi | 28129 | Smith | 31.8322 | -89.434 | 1245 | 124 | polygon | FALSE | TRUE | America/Chicago | 3 | 39168 | 1840017038 | [10 empty] | TaylorsvilleMS
Mansfield | Mansfield | MO | Missouri | 29229 | Wright | 37.1102 | -92.5804 | 1245 | 255 | polygon | FALSE | TRUE | America/Chicago | 3 | 65704 | 1840009898 | [10 empty] | MansfieldMO
Blue Lake | Blue Lake | CA | California | 6023 | Humboldt | 40.8813 | -123.9931 | 1245 | 810 | polygon | FALSE | TRUE | America/Los_Angeles | 3 | 95525 | 1840010232 | [10 empty] | Blue LakeCA
Gordonsville | Gordonsville | TN | Tennessee | 47159 | Smith | 36.1817 | -85.9324 | 1245 | 67 | polygon | FALSE | TRUE | America/Chicago | 3 | 38563 | 1840016097 | [10 empty] | GordonsvilleTN
Diamond Ridge | Diamond Ridge | AK | Alaska | 2122 | Kenai Peninsula | 59.7024 | -151.5545 | 1245 | 11 | polygon | FALSE | FALSE | America/Anchorage | 3 | 99603 | 1840023651 | [10 empty] | Diamond RidgeAK
Hemphill | Hemphill | TX | Texas | 48403 | Sabine | 31.3431 | -93.8512 | 1244 | 189 | polygon | FALSE | TRUE | America/Chicago | 3 | 75948 | 1840020831 | [10 empty] | HemphillTX
Mescalero | Mescalero | NM | New Mexico | 35035 | Otero | 33.1448 | -105.7897 | 1244 | 26 | polygon | FALSE | FALSE | America/Denver | 3 | 88340 | 1840019401 | [10 empty] | MescaleroNM
Jackpot | Jackpot | NV | Nevada | 32007 | Elko | 41.9797 | -114.6645 | 1244 | 123 | polygon | FALSE | FALSE | America/Los_Angeles | 3 | 89825 | 1840024115 | [10 empty] | JackpotNV
Kamiah | Kamiah | ID | Idaho | 16061 | Lewis | 46.2269 | -116.0283 | 1244 | 437 | polygon | FALSE | TRUE | America/Los_Angeles | 3 | 83536 | 1840018497 | [10 empty] | KamiahID
Melcher-Dallas | Melcher-Dallas | IA | Iowa | 19125 | Marion | 41.2275 | -93.2411 | 1244 | 482 | polygon | FALSE | TRUE | America/Chicago | 3 | 50163 50062 | 1840008228 | [10 empty] | Melcher-DallasIA
Dexter | Dexter | NM | New Mexico | 35005 | Chaves | 33.1954 | -104.3689 | 1243 | 657 | polygon | FALSE | TRUE | America/Denver | 3 | 88230 | 1840021933 | [10 empty] | DexterNM
Muscoda | Muscoda | WI | Wisconsin | 55043 | Grant | 43.1873 | -90.4334 | 1243 | 314 | polygon | FALSE | TRUE | America/Chicago | 3 | 53573 | 1840002979 | [10 empty] | MuscodaWI
Dover Beaches South | Dover Beaches South | NJ | New Jersey | 34029 | Ocean | 39.9549 | -74.0756 | 1243 | 850 | polygon | FALSE | FALSE | America/New_York | 3 | 8751 | 1840005529 | [10 empty] | Dover Beaches SouthNJ
Verplanck | Verplanck | NY | New York | 36119 | Westchester | 41.2558 | -73.9585 | 1242 | 754 | polygon | FALSE | FALSE | America/New_York | 3 | 10596 | 1840004929 | [10 empty] | VerplanckNY
Saticoy | Saticoy | CA | California | 6111 | Ventura | 34.2819 | -119.1452 | 1242 | 1278 | polygon | FALSE | FALSE | America/Los_Angeles | 3 | 93004 | 1840025001 | [10 empty] | SaticoyCA
Gregory | Gregory | SD | South Dakota | 46053 | Gregory | 43.2299 | -99.4208 | 1242 | 278 | polygon | FALSE | TRUE | America/Chicago | 3 | 57533 | 1840002865 | [10 empty] | GregorySD
Six Shooter Canyon | Six Shooter Canyon | AZ | Arizona | 4007 | Gila | 33.3568 | -110.772 | 1241 | 164 | polygon | FALSE | TRUE | America/Phoenix | 3 | 85501 | 1840075490 | [10 empty] | Six Shooter CanyonAZ
Black River | Black River | NY | New York | 36045 | Jefferson | 44.0089 | -75.7966 | 1241 | 268 | polygon | FALSE | TRUE | America/New_York | 3 | 13612 | 1840004122 | [10 empty] | Black RiverNY
Earlston | Earlston | PA | Pennsylvania | 42009 | Bedford | 40.0038 | -78.3736 | 1241 | 443 | polygon | FALSE | FALSE | America/New_York | 3 | 15537 | 1840026526 | [10 empty] | EarlstonPA
Fayette | Fayette | OH | Ohio | 39051 | Fulton | 41.6727 | -84.3284 | 1241 | 491 | polygon | FALSE | TRUE | America/New_York | 3 | 43521 | 1840011512 | [10 empty] | FayetteOH
Marion | Marion | TX | Texas | 48187 | Guadalupe | 29.5726 | -98.143 | 1241 | 613 | polygon | FALSE | TRUE | America/Chicago | 3 | 78124 | 1840020944 | [10 empty] | MarionTX
Bayboro | Bayboro | NC | North Carolina | 37137 | Pamlico | 35.1474 | -76.7692 | 1240 | 258 | polygon | FALSE | TRUE | America/New_York | 3 | 28515 | 1840015470 | [10 empty] | BayboroNC
Alto | Alto | TX | Texas | 48073 | Cherokee | 31.6509 | -95.0708 | 1240 | 280 | polygon | FALSE | TRUE | America/Chicago | 3 | 75925 | 1840022125 | [10 empty] | AltoTX
Curtice | Curtice | OH | Ohio | 39123 | Ottawa | 41.616 | -83.3744 | 1240 | 130 | polygon | FALSE | FALSE | America/New_York | 3 | 43412 | 1840026265 | [10 empty] | CurticeOH
Palm Valley | Palm Valley | TX | Texas | 48061 | Cameron | 26.2015 | -97.7546 | 1240 | 801 | polygon | FALSE | TRUE | America/Chicago | 3 | 78552 | 1840021039 | [10 empty] | Palm ValleyTX
Haverford College | Haverford College | PA | Pennsylvania | 42045 | Delaware | 40.0082 | -75.3064 | 1239 | 1601 | polygon | FALSE | TRUE | America/New_York | 3 | 19041 19003 | 1840043365 | [10 empty] | Haverford CollegePA
Bethany | Bethany | IL | Illinois | 17139 | Moultrie | 39.6441 | -88.7413 | 1239 | 464 | polygon | FALSE | TRUE | America/Chicago | 3 | 61914 | 1840012560 | [10 empty] | BethanyIL
Mapleton | Mapleton | ND | North Dakota | 38017 | Cass | 46.8915 | -97.0533 | 1238 | 122 | polygon | FALSE | TRUE | America/Chicago | 3 | 58059 | 1840000186 | [10 empty] | MapletonND
Houston | Houston | PA | Pennsylvania | 42125 | Washington | 40.2494 | -80.211 | 1238 | 1163 | polygon | FALSE | TRUE | America/New_York | 3 | 15317 15342 | 1840003657 | [10 empty] | HoustonPA
Cavalier | Cavalier | ND | North Dakota | 38067 | Pembina | 48.7939 | -97.6226 | 1238 | 558 | polygon | FALSE | TRUE | America/Chicago | 3 | 58220 | 1840001857 | [10 empty] | CavalierND
Edwardsburg | Edwardsburg | MI | Michigan | 26027 | Cass | 41.7965 | -86.0835 | 1238 | 522 | polygon | FALSE | TRUE | America/Detroit | 3 | 49112 | 1840011386 | [10 empty] | EdwardsburgMI
Haskins | Haskins | OH | Ohio | 39173 | Wood | 41.4648 | -83.7043 | 1237 | 290 | polygon | FALSE | TRUE | America/New_York | 3 | 43525 43402 | 1840011550 | [10 empty] | HaskinsOH
Maggie Valley | Maggie Valley | NC | North Carolina | 37087 | Haywood | 35.5239 | -83.0643 | 1237 | 146 | polygon | FALSE | TRUE | America/New_York | 3 | 28751 28785 | 1840016295 | [10 empty] | Maggie ValleyNC
Baltic | Baltic | CT | Connecticut | 9011 | New London | 41.614 | -72.0866 | 1237 | 383 | polygon | FALSE | FALSE | America/New_York | 3 | 6330 | 1840026270 | [10 empty] | BalticCT
Keenesburg | Keenesburg | CO | Colorado | 8123 | Weld | 40.1112 | -104.504 | 1237 | 144 | polygon | FALSE | TRUE | America/Denver | 3 | 80643 | 1840021370 | [10 empty] | KeenesburgCO
Winterville | Winterville | GA | Georgia | 13059 | Clarke | 33.9666 | -83.2815 | 1237 | 182 | polygon | FALSE | TRUE | America/New_York | 3 | 30683 | 1840015638 | [10 empty] | WintervilleGA
Deatsville | Deatsville | AL | Alabama | 1051 | Elmore | 32.5863 | -86.3918 | 1237 | 99 | polygon | FALSE | TRUE | America/Chicago | 3 | 36054 36022 | 1840016964 | [10 empty] | DeatsvilleAL
Algonquin | Algonquin | MD | Maryland | 24019 | Dorchester | 38.5839 | -76.0978 | 1237 | 635 | polygon | FALSE | FALSE | America/New_York | 3 | 21613 | 1840031443 | [10 empty] | AlgonquinMD
Beggs | Beggs | OK | Oklahoma | 40111 | Okmulgee | 35.7772 | -96.0278 | 1237 | 113 | polygon | FALSE | TRUE | America/Chicago | 3 | 74421 74047 | 1840019107 | [10 empty] | BeggsOK
Talkeetna | Talkeetna | AK | Alaska | 2170 | Matanuska-Susitna | 62.2753 | -150.0814 | 1237 | 16 | polygon | FALSE | FALSE | America/Anchorage | 3 | 99676 | 1840023375 | [10 empty] | TalkeetnaAK
South Gull Lake | South Gull Lake | MI | Michigan | 26077 | Kalamazoo | 42.3901 | -85.4008 | 1236 | 353 | polygon | FALSE | FALSE | America/Detroit | 3 | 49083 49012 49060 | 1840031757 | [10 empty] | South Gull LakeMI
Cottonwood | Cottonwood | MN | Minnesota | 27083 | Lyon | 44.6106 | -95.672 | 1236 | 479 | polygon | FALSE | TRUE | America/Chicago | 3 | 56229 | 1840006786 | [10 empty] | CottonwoodMN
Avalon | Avalon | NJ | New Jersey | 34009 | Cape May | 39.0906 | -74.7357 | 1236 | 111 | polygon | FALSE | TRUE | America/New_York | 3 | 8202 | 1840003808 | [10 empty] | AvalonNJ
Kemp | Kemp | TX | Texas | 48257 | Kaufman | 32.4349 | -96.2234 | 1236 | 263 | polygon | FALSE | TRUE | America/Chicago | 3 | 75143 | 1840022067 | [10 empty] | KempTX
Whitaker | Whitaker | PA | Pennsylvania | 42003 | Allegheny | 40.4007 | -79.8864 | 1235 | 1609 | polygon | FALSE | TRUE | America/New_York | 3 | 15120 | 1840001275 | [10 empty] | WhitakerPA
Pinetops | Pinetops | NC | North Carolina | 37065 | Edgecombe | 35.7912 | -77.6378 | 1235 | 475 | polygon | FALSE | TRUE | America/New_York | 3 | 27864 | 1840016178 | [10 empty] | PinetopsNC
Mississippi Valley State University | Mississippi Valley State University | MS | Mississippi | 28083 | Leflore | 33.5172 | -90.3444 | 1235 | 265 | polygon | FALSE | TRUE | America/Chicago | 3 | 38941 | 1840042510 | [10 empty] | Mississippi Valley State UniversityMS
Fort Thompson | Fort Thompson | SD | South Dakota | 46017 | Buffalo | 44.0527 | -99.4079 | 1235 | 45 | polygon | FALSE | FALSE | America/Chicago | 3 | 57339 | 1840004143 | [10 empty] | Fort ThompsonSD
Bon Secour | Bon Secour | AL | Alabama | 1003 | Baldwin | 30.3222 | -87.7271 | 1234 | 110 | polygon | FALSE | FALSE | America/Chicago | 3 | 36511 36535 | 1840027557 | [10 empty] | Bon SecourAL
Monteagle | Monteagle | TN | Tennessee | 47115 | Marion | 35.2367 | -85.8513 | 1234 | 50 | polygon | FALSE | TRUE | America/Chicago | 3 | 37375 37356 | 1840016430 | [10 empty] | MonteagleTN
St. David | St. David | AZ | Arizona | 4003 | Cochise | 31.8992 | -110.2251 | 1233 | 89 | polygon | FALSE | FALSE | America/Phoenix | 3 | 85630 | 1840019493 | [10 empty] | St. DavidAZ
Loyal | Loyal | WI | Wisconsin | 55019 | Clark | 44.7366 | -90.4959 | 1233 | 347 | polygon | FALSE | TRUE | America/Chicago | 3 | 54446 | 1840002254 | [10 empty] | LoyalWI
Roslyn Estates | Roslyn Estates | NY | New York | 36059 | Nassau | 40.7937 | -73.6611 | 1233 | 1088 | polygon | FALSE | TRUE | America/New_York | 3 | 11576 | 1840005322 | [10 empty] | Roslyn EstatesNY
Troy | Troy | PA | Pennsylvania | 42015 | Bradford | 41.784 | -76.7897 | 1233 | 621 | polygon | FALSE | TRUE | America/New_York | 3 | 16947 | 1840000521 | [10 empty] | TroyPA
Cascade-Chipita Park | Cascade-Chipita Park | CO | Colorado | 8041 | El Paso | 38.9433 | -105.0024 | 1233 | 35 | polygon | FALSE | TRUE | America/Denver | 3 | 80819 80809 80933 | 1840073905 | [10 empty] | Cascade-Chipita ParkCO
Royalton | Royalton | MN | Minnesota | 27097 | Morrison | 45.8302 | -94.2931 | 1233 | 246 | polygon | FALSE | TRUE | America/Chicago | 3 | 56373 | 1840008866 | [10 empty] | RoyaltonMN
West Mountain | West Mountain | UT | Utah | 49049 | Utah | 40.0654 | -111.7868 | 1233 | 49 | polygon | FALSE | FALSE | America/Denver | 3 | 84660 84651 | 1840037253 | [10 empty] | West MountainUT
La Crosse | La Crosse | KS | Kansas | 20165 | Rush | 38.5318 | -99.3095 | 1232 | 459 | polygon | FALSE | TRUE | America/Chicago | 3 | 67548 | 1840008628 | [10 empty] | La CrosseKS
Newark | Newark | TX | Texas | 48497 | Wise | 33.0049 | -97.4856 | 1232 | 531 | polygon | FALSE | TRUE | America/Chicago | 3 | 76071 | 1840020635 | [10 empty] | NewarkTX
Lannon | Lannon | WI | Wisconsin | 55133 | Waukesha | 43.1522 | -88.1604 | 1232 | 192 | polygon | FALSE | TRUE | America/Chicago | 3 | 53046 | 1840003014 | [10 empty] | LannonWI
Coon Rapids | Coon Rapids | IA | Iowa | 19027 | Carroll | 41.8748 | -94.6785 | 1232 | 266 | polygon | FALSE | TRUE | America/Chicago | 3 | 50058 | 1840006999 | [10 empty] | Coon RapidsIA
Moody AFB | Moody AFB | GA | Georgia | 13185 | Lowndes | 30.9715 | -83.1954 | 1232 | 117 | polygon | TRUE | TRUE | America/New_York | 3 | 31699 31605 | 1840073868 | [10 empty] | Moody AFBGA
Moreland | Moreland | ID | Idaho | 16011 | Bingham | 43.2195 | -112.4378 | 1232 | 195 | polygon | FALSE | FALSE | America/Boise | 3 | 83221 83256 | 1840024024 | [10 empty] | MorelandID
Canyon Creek | Canyon Creek | TX | Texas | 48221 | Hood | 32.3927 | -97.7406 | 1231 | 201 | polygon | FALSE | TRUE | America/Chicago | 3 | 76048 | 1840042522 | [10 empty] | Canyon CreekTX
Waitsburg | Waitsburg | WA | Washington | 53071 | Walla Walla | 46.2696 | -118.151 | 1231 | 400 | polygon | FALSE | TRUE | America/Los_Angeles | 3 | 99361 | 1840021173 | [10 empty] | WaitsburgWA
Sophia | Sophia | WV | West Virginia | 54081 | Raleigh | 37.7117 | -81.2524 | 1231 | 680 | polygon | FALSE | TRUE | America/New_York | 3 | 25921 25827 | 1840006354 | [10 empty] | SophiaWV
Mahnomen | Mahnomen | MN | Minnesota | 27087 | Mahnomen | 47.3146 | -95.9673 | 1231 | 453 | polygon | FALSE | TRUE | America/Chicago | 3 | 56557 | 1840008832 | [10 empty] | MahnomenMN
Martindale | Martindale | TX | Texas | 48055 | Caldwell | 29.8448 | -97.8396 | 1231 | 230 | polygon | FALSE | TRUE | America/Chicago | 3 | 78655 | 1840020938 | [10 empty] | MartindaleTX
Vienna Bend | Vienna Bend | LA | Louisiana | 22069 | Natchitoches | 31.7372 | -93.0343 | 1230 | 220 | polygon | FALSE | FALSE | America/Chicago | 3 | 71457 | 1840031021 | [10 empty] | Vienna BendLA
Pinconning | Pinconning | MI | Michigan | 26017 | Bay | 43.8573 | -83.9638 | 1230 | 551 | polygon | FALSE | TRUE | America/Detroit | 3 | 48650 | 1840002581 | [10 empty] | PinconningMI
Omega | Omega | GA | Georgia | 13277 | Tift | 31.3389 | -83.5949 | 1230 | 266 | polygon | FALSE | TRUE | America/New_York | 3 | 31775 | 1840014957 | [10 empty] | OmegaGA
Atkinson | Atkinson | NE | Nebraska | 31089 | Holt | 42.5309 | -98.9747 | 1229 | 290 | polygon | FALSE | TRUE | America/Chicago | 3 | 68713 | 1840006917 | [10 empty] | AtkinsonNE
Centre Hall | Centre Hall | PA | Pennsylvania | 42027 | Centre | 40.8448 | -77.685 | 1228 | 763 | polygon | FALSE | TRUE | America/New_York | 3 | 16828 | 1840000823 | [10 empty] | Centre HallPA
Averill Park | Averill Park | NY | New York | 36083 | Rensselaer | 42.6361 | -73.5529 | 1228 | 161 | polygon | FALSE | FALSE | America/New_York | 3 | 12018 | 1840004431 | [10 empty] | Averill ParkNY
Ak-Chin Village | Ak-Chin Village | AZ | Arizona | 4021 | Pinal | 33.0197 | -112.0808 | 1228 | 44 | polygon | FALSE | FALSE | America/Phoenix | 3 | 85139 | 1840018029 | [10 empty] | Ak-Chin VillageAZ
Zebulon | Zebulon | GA | Georgia | 13231 | Pike | 33.0926 | -84.3423 | 1228 | 98 | polygon | FALSE | TRUE | America/New_York | 3 | 30295 | 1840015754 | [10 empty] | ZebulonGA
Ore City | Ore City | TX | Texas | 48459 | Upshur | 32.8008 | -94.7182 | 1228 | 219 | polygon | FALSE | TRUE | America/Chicago | 3 | 75683 | 1840020732 | [10 empty] | Ore CityTX
New Vienna | New Vienna | OH | Ohio | 39027 | Clinton | 39.3256 | -83.6937 | 1228 | 555 | polygon | FALSE | TRUE | America/New_York | 3 | 45159 | 1840012623 | [10 empty] | New ViennaOH
Niverville | Niverville | NY | New York | 36021 | Columbia | 42.4484 | -73.6497 | 1228 | 164 | polygon | FALSE | FALSE | America/New_York | 3 | 12184 12130 | 1840004626 | [10 empty] | NivervilleNY
Hooper Bay | Hooper Bay | AK | Alaska | 2158 | Kusilvak | 61.5262 | -166.1146 | 1227 | 63 | polygon | FALSE | TRUE | America/Nome | 3 | 99604 | 1840023324 | [10 empty] | Hooper BayAK
Marshallville | Marshallville | GA | Georgia | 13193 | Macon | 32.4564 | -83.9407 | 1227 | 151 | polygon | FALSE | TRUE | America/New_York | 3 | 31057 | 1840015810 | [10 empty] | MarshallvilleGA
Cottonwood Shores | Cottonwood Shores | TX | Texas | 48053 | Burnet | 30.5521 | -98.325 | 1227 | 235 | polygon | FALSE | TRUE | America/Chicago | 3 | 78657 | 1840019568 | [10 empty] | Cottonwood ShoresTX
Terry | Terry | MS | Mississippi | 28049 | Hinds | 32.1047 | -90.298 | 1227 | 124 | polygon | FALSE | TRUE | America/Chicago | 3 | 39170 | 1840016992 | [10 empty] | TerryMS
Green Valley | Green Valley | SD | South Dakota | 46103 | Pennington | 44.039 | -103.1116 | 1227 | 123 | polygon | FALSE | FALSE | America/Denver | 3 | 57703 | 1840004097 | [10 empty] | Green ValleySD
Suffield Depot | Suffield Depot | CT | Connecticut | 9003 | Hartford | 41.983 | -72.6463 | 1227 | 240 | polygon | FALSE | FALSE | America/New_York | 3 | 06078 06080 | 1840028603 | [10 empty] | Suffield DepotCT
Telford | Telford | TN | Tennessee | 47179 | Washington | 36.2534 | -82.5478 | 1227 | 192 | polygon | FALSE | FALSE | America/New_York | 3 | 37690 | 1840025772 | [10 empty] | TelfordTN
Mountain View | Mountain View | WY | Wyoming | 56041 | Uinta | 41.2723 | -110.3344 | 1226 | 547 | polygon | FALSE | TRUE | America/Denver | 3 | 82939 | 1840022388 | [10 empty] | Mountain ViewWY
Belmont Estates | Belmont Estates | VA | Virginia | 51165 | Rockingham | 38.4465 | -78.9228 | 1226 | 712 | polygon | FALSE | FALSE | America/New_York | 3 | 22801 | 1840026719 | [10 empty] | Belmont EstatesVA
Tower Lakes | Tower Lakes | IL | Illinois | 17097 | Lake | 42.2315 | -88.1538 | 1226 | 517 | polygon | FALSE | FALSE | America/Chicago | 3 | 60010 | 1840029830 | [10 empty] | Tower LakesIL
Hillcrest | Hillcrest | IL | Illinois | 17141 | Ogle | 41.9684 | -89.0654 | 1225 | 149 | polygon | FALSE | TRUE | America/Chicago | 3 | 61068 | 1840011233 | [10 empty] | HillcrestIL
Bevil Oaks | Bevil Oaks | TX | Texas | 48245 | Jefferson | 30.1517 | -94.2711 | 1225 | 232 | polygon | FALSE | TRUE | America/Chicago | 3 | 77713 | 1840019613 | [10 empty] | Bevil OaksTX
Topeka | Topeka | IN | Indiana | 18087 | LaGrange | 41.5394 | -85.5475 | 1225 | 293 | polygon | FALSE | TRUE | America/Indiana/Indianapolis | 3 | 46571 | 1840010208 | [10 empty] | TopekaIN
Yale | Yale | OK | Oklahoma | 40119 | Payne | 36.115 | -96.7012 | 1225 | 514 | polygon | FALSE | TRUE | America/Chicago | 3 | 74085 | 1840021676 | [10 empty] | YaleOK
South Coventry | South Coventry | CT | Connecticut | 9013 | Tolland | 41.7695 | -72.3064 | 1224 | 146 | polygon | FALSE | FALSE | America/New_York | 3 | 6238 | 1840028601 | [10 empty] | South CoventryCT
Hurt | Hurt | VA | Virginia | 51143 | Pittsylvania | 37.0954 | -79.3029 | 1223 | 135 | polygon | FALSE | TRUE | America/New_York | 3 | 24563 | 1840006495 | [10 empty] | HurtVA
New York Mills | New York Mills | MN | Minnesota | 27111 | Otter Tail | 46.5198 | -95.3733 | 1223 | 324 | polygon | FALSE | TRUE | America/Chicago | 3 | 56567 | 1840007748 | [10 empty] | New York MillsMN
Van Vleck | Van Vleck | TX | Texas | 48321 | Matagorda | 29.0278 | -95.88 | 1223 | 64 | polygon | FALSE | FALSE | America/Chicago | 3 | 77482 | 1840019681 | [10 empty] | Van VleckTX
Cohoe | Cohoe | AK | Alaska | 2122 | Kenai Peninsula | 60.2681 | -151.2843 | 1223 | 6 | polygon | FALSE | FALSE | America/Anchorage | 3 | 99610 99568 | 1840023413 | [10 empty] | CohoeAK
Rancho Alegre | Rancho Alegre | TX | Texas | 48249 | Jim Wells | 27.7392 | -98.1027 | 1223 | 369 | polygon | FALSE | FALSE | America/Chicago | 3 | 78332 | 1840037071 | [10 empty] | Rancho AlegreTX
Redland | Redland | TX | Texas | 48005 | Angelina | 31.4033 | -94.7182 | 1223 | 114 | polygon | FALSE | FALSE | America/Chicago | 3 | 75904 75901 | 1840139817 | [10 empty] | RedlandTX
Fullerton | Fullerton | NE | Nebraska | 31125 | Nance | 41.3648 | -97.9725 | 1222 | 362 | polygon | FALSE | TRUE | America/Chicago | 3 | 68638 | 1840000638 | [10 empty] | FullertonNE
Iraan | Iraan | TX | Texas | 48371 | Pecos | 30.9129 | -101.9001 | 1222 | 764 | polygon | FALSE | TRUE | America/Chicago | 3 | 79744 | 1840019552 | [10 empty] | IraanTX
Converse | Converse | IN | Indiana | 18103 | Miami | 40.5773 | -85.878 | 1222 | 517 | polygon | FALSE | TRUE | America/Indiana/Indianapolis | 3 | 46919 | 1840009365 | [10 empty] | ConverseIN
Lexington | Lexington | TX | Texas | 48287 | Lee | 30.4147 | -97.0093 | 1222 | 380 | polygon | FALSE | TRUE | America/Chicago | 3 | 78947 | 1840022181 | [10 empty] | LexingtonTX
La Luz | La Luz | NM | New Mexico | 35035 | Otero | 32.9698 | -105.9388 | 1222 | 44 | polygon | FALSE | FALSE | America/Denver | 3 | 88310 88337 | 1840018039 | [10 empty] | La LuzNM
Fowler | Fowler | MI | Michigan | 26037 | Clinton | 43.0041 | -84.7411 | 1222 | 367 | polygon | FALSE | TRUE | America/Detroit | 3 | 48835 | 1840011024 | [10 empty] | FowlerMI
Spicer | Spicer | MN | Minnesota | 27067 | Kandiyohi | 45.2329 | -94.9401 | 1222 | 398 | polygon | FALSE | TRUE | America/Chicago | 3 | 56288 | 1840008906 | [10 empty] | SpicerMN
Empire | Empire | LA | Louisiana | 22075 | Plaquemines | 29.4133 | -89.6052 | 1222 | 90 | polygon | FALSE | FALSE | America/Chicago | 3 | 70041 70050 | 1840013114 | [10 empty] | EmpireLA
Keedysville | Keedysville | MD | Maryland | 24043 | Washington | 39.4867 | -77.6979 | 1221 | 520 | polygon | FALSE | TRUE | America/New_York | 3 | 21756 | 1840005616 | [10 empty] | KeedysvilleMD
Robbins | Robbins | NC | North Carolina | 37125 | Moore | 35.4279 | -79.5829 | 1221 | 296 | polygon | FALSE | TRUE | America/New_York | 3 | 27325 | 1840014558 | [10 empty] | RobbinsNC
Tidmore Bend | Tidmore Bend | AL | Alabama | 1055 | Etowah | 34.0324 | -85.9254 | 1221 | 48 | polygon | FALSE | TRUE | America/Chicago | 3 | 35901 | 1840075168 | [10 empty] | Tidmore BendAL
Ardmore | Ardmore | TN | Tennessee | 47055 | Giles | 35.0031 | -86.8547 | 1221 | 100 | polygon | FALSE | TRUE | America/Chicago | 3 | 38449 | 1840013453 | [10 empty] | ArdmoreTN
Beattyville | Beattyville | KY | Kentucky | 21129 | Lee | 37.5862 | -83.7065 | 1221 | 205 | polygon | FALSE | TRUE | America/New_York | 3 | 41311 | 1840013234 | [10 empty] | BeattyvilleKY
Groveton | Groveton | NH | New Hampshire | 33007 | Coos | 44.6048 | -71.5201 | 1221 | 228 | polygon | FALSE | FALSE | America/New_York | 3 | 3582 | 1840002102 | [10 empty] | GrovetonNH
Riddle | Riddle | OR | Oregon | 41019 | Douglas | 42.9542 | -123.3646 | 1221 | 749 | polygon | FALSE | TRUE | America/Los_Angeles | 3 | 97469 | 1840020033 | [10 empty] | RiddleOR
West Leechburg | West Leechburg | PA | Pennsylvania | 42129 | Westmoreland | 40.6338 | -79.617 | 1221 | 493 | polygon | FALSE | TRUE | America/New_York | 3 | 15656 | 1840001164 | [10 empty] | West LeechburgPA
Homer | Homer | GA | Georgia | 13011 | Banks | 34.335 | -83.4987 | 1220 | 48 | polygon | FALSE | TRUE | America/New_York | 3 | 30547 | 1840016659 | [10 empty] | HomerGA
Hagerman | Hagerman | NM | New Mexico | 35005 | Chaves | 33.1147 | -104.3283 | 1220 | 347 | polygon | FALSE | TRUE | America/Denver | 3 | 88232 | 1840021934 | [10 empty] | HagermanNM
Pamplico | Pamplico | SC | South Carolina | 45041 | Florence | 33.9957 | -79.5698 | 1220 | 290 | polygon | FALSE | TRUE | America/New_York | 3 | 29583 | 1840016708 | [10 empty] | PamplicoSC
Latta | Latta | OK | Oklahoma | 40123 | Pontotoc | 34.7531 | -96.7088 | 1220 | 186 | polygon | FALSE | FALSE | America/Chicago | 3 | 74820 | 1840034458 | [10 empty] | LattaOK
Jewett | Jewett | TX | Texas | 48289 | Leon | 31.3627 | -96.1455 | 1220 | 229 | polygon | FALSE | TRUE | America/Chicago | 3 | 75846 | 1840019541 | [10 empty] | JewettTX
Hazel Green | Hazel Green | WI | Wisconsin | 55043 | Grant | 42.5341 | -90.4361 | 1220 | 371 | polygon | FALSE | TRUE | America/Chicago | 3 | 53811 | 1840002967 | [10 empty] | Hazel GreenWI
Mulberry | Mulberry | IN | Indiana | 18023 | Clinton | 40.3458 | -86.6672 | 1220 | 882 | polygon | FALSE | TRUE | America/Indiana/Indianapolis | 3 | 46058 | 1840009434 | [10 empty] | MulberryIN
Greenback | Greenback | TN | Tennessee | 47105 | Loudon | 35.6487 | -84.1724 | 1219 | 56 | polygon | FALSE | TRUE | America/New_York | 3 | 37742 | 1840013401 | [10 empty] | GreenbackTN
Biglerville | Biglerville | PA | Pennsylvania | 42001 | Adams | 39.9303 | -77.2462 | 1219 | 722 | polygon | FALSE | TRUE | America/New_York | 3 | 17307 | 1840000678 | [10 empty] | BiglervillePA
Strawberry Point | Strawberry Point | IA | Iowa | 19043 | Clayton | 42.6804 | -91.5349 | 1218 | 222 | polygon | FALSE | TRUE | America/Chicago | 3 | 52076 | 1840009066 | [10 empty] | Strawberry PointIA
Adrian | Adrian | MN | Minnesota | 27105 | Nobles | 43.6332 | -95.933 | 1218 | 404 | polygon | FALSE | TRUE | America/Chicago | 3 | 56110 | 1840006820 | [10 empty] | AdrianMN
Salineville | Salineville | OH | Ohio | 39029 | Columbiana | 40.6207 | -80.8345 | 1218 | 212 | polygon | FALSE | TRUE | America/New_York | 3 | 43945 | 1840011934 | [10 empty] | SalinevilleOH
Conway Springs | Conway Springs | KS | Kansas | 20191 | Sumner | 37.3899 | -97.643 | 1218 | 476 | polygon | FALSE | TRUE | America/Chicago | 3 | 67031 | 1840007608 | [10 empty] | Conway SpringsKS
Atwood | Atwood | KS | Kansas | 20153 | Rawlins | 39.8103 | -101.0418 | 1217 | 442 | polygon | FALSE | TRUE | America/Chicago | 3 | 67730 | 1840007276 | [10 empty] | AtwoodKS
Bowling Green | Bowling Green | MD | Maryland | 24001 | Allegany | 39.6272 | -78.805 | 1217 | 488 | polygon | FALSE | FALSE | America/New_York | 3 | 21502 | 1840024416 | [10 empty] | Bowling GreenMD
Harper | Harper | TX | Texas | 48171 | Gillespie | 30.2903 | -99.2459 | 1217 | 8 | polygon | FALSE | FALSE | America/Chicago | 3 | 78631 | 1840018235 | [10 empty] | HarperTX
Rossville | Rossville | IL | Illinois | 17183 | Vermilion | 40.3815 | -87.67 | 1217 | 336 | polygon | FALSE | TRUE | America/Chicago | 3 | 60942 60963 | 1840012184 | [10 empty] | RossvilleIL
Elkader | Elkader | IA | Iowa | 19043 | Clayton | 42.8572 | -91.4024 | 1217 | 341 | polygon | FALSE | TRUE | America/Chicago | 3 | 52043 | 1840008009 | [10 empty] | ElkaderIA
Shelburn | Shelburn | IN | Indiana | 18153 | Sullivan | 39.1791 | -87.3971 | 1217 | 680 | polygon | FALSE | TRUE | America/Indiana/Indianapolis | 3 | 47879 | 1840010684 | [10 empty] | ShelburnIN
Brushy | Brushy | OK | Oklahoma | 40135 | Sequoyah | 35.5578 | -94.7434 | 1217 | 18 | polygon | FALSE | FALSE | America/Chicago | 3 | 74955 | 1840017831 | [10 empty] | BrushyOK
Balfour | Balfour | NC | North Carolina | 37089 | Henderson | 35.3494 | -82.4824 | 1216 | 289 | polygon | FALSE | FALSE | America/New_York | 3 | 28792 28791 | 1840013445 | [10 empty] | BalfourNC
Hughes | Hughes | AR | Arkansas | 5123 | St. Francis | 34.9483 | -90.4707 | 1216 | 207 | polygon | FALSE | TRUE | America/Chicago | 3 | 72348 | 1840014621 | [10 empty] | HughesAR
Arcola | Arcola | VA | Virginia | 51107 | Loudoun | 38.9447 | -77.5306 | 1216 | 205 | polygon | FALSE | FALSE | America/New_York | 3 | 20166 20105 | 1840024494 | [10 empty] | ArcolaVA
Callender | Callender | CA | California | 6079 | San Luis Obispo | 35.048 | -120.5759 | 1215 | 205 | polygon | FALSE | FALSE | America/Los_Angeles | 3 | 93420 | 1840028058 | [10 empty] | CallenderCA
Clear Lake Shores | Clear Lake Shores | TX | Texas | 48167 | Galveston | 29.5456 | -95.0329 | 1215 | 1072 | polygon | FALSE | TRUE | America/Chicago | 3 | 77565 | 1840019663 | [10 empty] | Clear Lake ShoresTX
Geronimo | Geronimo | OK | Oklahoma | 40031 | Comanche | 34.4852 | -98.3893 | 1215 | 309 | polygon | FALSE | TRUE | America/Chicago | 3 | 73543 | 1840021853 | [10 empty] | GeronimoOK
Oran | Oran | MO | Missouri | 29201 | Scott | 37.0855 | -89.6534 | 1215 | 445 | polygon | FALSE | TRUE | America/Chicago | 3 | 63771 | 1840009922 | [10 empty] | OranMO
Courtland | Courtland | VA | Virginia | 51175 | Southampton | 36.7123 | -77.062 | 1215 | 511 | polygon | FALSE | TRUE | America/New_York | 3 | 23837 | 1840006520 | [10 empty] | CourtlandVA
Harbor Isle | Harbor Isle | NY | New York | 36059 | Nassau | 40.6019 | -73.6647 | 1214 | 2687 | polygon | FALSE | FALSE | America/New_York | 2 | 11558 | 1840005263 | [10 empty] | Harbor IsleNY
Brush Fork | Brush Fork | WV | West Virginia | 54055 | Mercer | 37.2805 | -81.245 | 1214 | 246 | polygon | FALSE | FALSE | America/New_York | 3 | 24701 | 1840038224 | [10 empty] | Brush ForkWV
Sandoval | Sandoval | IL | Illinois | 17121 | Marion | 38.6121 | -89.1193 | 1214 | 470 | polygon | FALSE | TRUE | America/Chicago | 3 | 62882 | 1840012846 | [10 empty] | SandovalIL
Waterville | Waterville | WA | Washington | 53017 | Douglas | 47.648 | -120.0707 | 1213 | 541 | polygon | FALSE | TRUE | America/Los_Angeles | 3 | 98858 | 1840022287 | [10 empty] | WatervilleWA
Victoria | Victoria | KS | Kansas | 20051 | Ellis | 38.8538 | -99.1473 | 1212 | 780 | polygon | FALSE | TRUE | America/Chicago | 3 | 67671 | 1840010702 | [10 empty] | VictoriaKS
Bethesda | Bethesda | OH | Ohio | 39013 | Belmont | 40.0164 | -81.0727 | 1212 | 750 | polygon | FALSE | TRUE | America/New_York | 3 | 43719 | 1840012383 | [10 empty] | BethesdaOH
Rison | Rison | AR | Arkansas | 5025 | Cleveland | 33.96 | -92.1937 | 1212 | 142 | polygon | FALSE | TRUE | America/Chicago | 3 | 71665 | 1840014761 | [10 empty] | RisonAR
Las Quintas Fronterizas | Las Quintas Fronterizas | TX | Texas | 48323 | Maverick | 28.6898 | -100.468 | 1212 | 850 | polygon | FALSE | FALSE | America/Chicago | 3 | 78852 | 1840037135 | [10 empty] | Las Quintas FronterizasTX
Scottville | Scottville | MI | Michigan | 26105 | Mason | 43.9511 | -86.2798 | 1211 | 313 | polygon | FALSE | TRUE | America/Detroit | 3 | 49454 | 1840002546 | [10 empty] | ScottvilleMI
Onancock | Onancock | VA | Virginia | 51001 | Accomack | 37.7102 | -75.7433 | 1211 | 446 | polygon | FALSE | TRUE | America/New_York | 3 | 23417 | 1840006326 | [10 empty] | OnancockVA
Weber City | Weber City | VA | Virginia | 51169 | Scott | 36.6236 | -82.5631 | 1211 | 273 | polygon | FALSE | TRUE | America/New_York | 3 | 24290 | 1840006547 | [10 empty] | Weber CityVA
Warren | Warren | IN | Indiana | 18069 | Huntington | 40.6878 | -85.425 | 1211 | 431 | polygon | FALSE | TRUE | America/Indiana/Indianapolis | 3 | 46792 | 1840010342 | [10 empty] | WarrenIN
Meadview | Meadview | AZ | Arizona | 4015 | Mohave | 35.9531 | -114.0789 | 1211 | 15 | polygon | FALSE | FALSE | America/Phoenix | 3 | 86444 | 1840023182 | [10 empty] | MeadviewAZ
Auburn | Auburn | KS | Kansas | 20177 | Shawnee | 38.9077 | -95.8158 | 1211 | 671 | polygon | FALSE | TRUE | America/Chicago | 3 | 66402 | 1840007401 | [10 empty] | AuburnKS
Mantorville | Mantorville | MN | Minnesota | 27039 | Dodge | 44.0656 | -92.7537 | 1210 | 333 | polygon | FALSE | TRUE | America/Chicago | 3 | 55955 | 1840008984 | [10 empty] | MantorvilleMN
Claude | Claude | TX | Texas | 48011 | Armstrong | 35.1075 | -101.3628 | 1210 | 272 | polygon | FALSE | TRUE | America/Chicago | 3 | 79019 | 1840019181 | [10 empty] | ClaudeTX
Byhalia | Byhalia | MS | Mississippi | 28093 | Marshall | 34.869 | -89.689 | 1210 | 65 | polygon | FALSE | TRUE | America/Chicago | 3 | 38611 | 1840015522 | [10 empty] | ByhaliaMS
Halifax | Halifax | VA | Virginia | 51083 | Halifax | 36.7612 | -78.9279 | 1210 | 123 | polygon | FALSE | TRUE | America/New_York | 3 | 24558 | 1840006505 | [10 empty] | HalifaxVA
Basin City | Basin City | WA | Washington | 53021 | Franklin | 46.5891 | -119.1567 | 1209 | 146 | polygon | FALSE | FALSE | America/Los_Angeles | 3 | 99343 | 1840017379 | [10 empty] | Basin CityWA
Newburg | Newburg | WI | Wisconsin | 55131 | Washington | 43.432 | -88.0477 | 1209 | 515 | polygon | FALSE | TRUE | America/Chicago | 3 | 53090 53095 53060 | 1840002834 | [10 empty] | NewburgWI
Ola | Ola | AR | Arkansas | 5149 | Yell | 35.031 | -93.2244 | 1209 | 274 | polygon | FALSE | TRUE | America/Chicago | 3 | 72853 | 1840014608 | [10 empty] | OlaAR
Clinton | Clinton | OH | Ohio | 39153 | Summit | 40.9284 | -81.6304 | 1209 | 130 | polygon | FALSE | TRUE | America/New_York | 3 | 44216 | 1840000794 | [10 empty] | ClintonOH
Palmona Park | Palmona Park | FL | Florida | 12071 | Lee | 26.6892 | -81.8946 | 1209 | 558 | polygon | FALSE | FALSE | America/New_York | 3 | 33903 | 1840028922 | [10 empty] | Palmona ParkFL
Fulda | Fulda | MN | Minnesota | 27101 | Murray | 43.8691 | -95.6023 | 1208 | 460 | polygon | FALSE | TRUE | America/Chicago | 3 | 56131 | 1840007908 | [10 empty] | FuldaMN
Diaz | Diaz | AR | Arkansas | 5067 | Jackson | 35.6478 | -91.262 | 1208 | 78 | polygon | FALSE | TRUE | America/Chicago | 3 | 72112 72043 | 1840014515 | [10 empty] | DiazAR
DeLisle | DeLisle | MS | Mississippi | 28047 | Harrison | 30.3848 | -89.2746 | 1208 | 89 | polygon | FALSE | TRUE | America/Chicago | 3 | 39571 | 1840032300 | [10 empty] | DeLisleMS
Clearview Acres | Clearview Acres | WY | Wyoming | 56037 | Sweetwater | 41.5842 | -109.2801 | 1208 | 388 | polygon | FALSE | FALSE | America/Denver | 3 | 82901 | 1840038428 | [10 empty] | Clearview AcresWY
Newcastle | Newcastle | CA | California | 6061 | Placer | 38.8677 | -121.1318 | 1208 | 194 | polygon | FALSE | FALSE | America/Los_Angeles | 3 | 95658 | 1840024512 | [10 empty] | NewcastleCA
Heidelberg | Heidelberg | PA | Pennsylvania | 42003 | Allegheny | 40.3914 | -80.0923 | 1207 | 1644 | polygon | FALSE | TRUE | America/New_York | 3 | 15106 | 1840001237 | [10 empty] | HeidelbergPA
Harmony | Harmony | RI | Rhode Island | 44007 | Providence | 41.8964 | -71.6051 | 1207 | 158 | polygon | FALSE | FALSE | America/New_York | 3 | 02814 02829 | 1840026228 | [10 empty] | HarmonyRI
Highland | Highland | MD | Maryland | 24027 | Howard | 39.1814 | -76.957 | 1206 | 193 | polygon | FALSE | FALSE | America/New_York | 3 | 20759 20777 | 1840024481 | [10 empty] | HighlandMD
China | China | TX | Texas | 48245 | Jefferson | 30.0522 | -94.3332 | 1206 | 363 | polygon | FALSE | TRUE | America/Chicago | 3 | 77613 77713 | 1840019611 | [10 empty] | ChinaTX
Iola | Iola | WI | Wisconsin | 55135 | Waupaca | 44.5091 | -89.1249 | 1206 | 278 | polygon | FALSE | TRUE | America/Chicago | 3 | 54945 | 1840002356 | [10 empty] | IolaWI
Bogart | Bogart | GA | Georgia | 13219 | Oconee | 33.9479 | -83.5341 | 1206 | 185 | polygon | FALSE | TRUE | America/New_York | 3 | 30622 | 1840015648 | [10 empty] | BogartGA
Pasatiempo | Pasatiempo | CA | California | 6087 | Santa Cruz | 37.0035 | -122.0265 | 1206 | 526 | polygon | FALSE | FALSE | America/Los_Angeles | 3 | 95060 | 1840028113 | [10 empty] | PasatiempoCA
Paincourtville | Paincourtville | LA | Louisiana | 22007 | Assumption | 29.9887 | -91.0554 | 1205 | 267 | polygon | FALSE | FALSE | America/Chicago | 3 | 70390 70391 | 1840014011 | [10 empty] | PaincourtvilleLA
Theresa | Theresa | WI | Wisconsin | 55027 | Dodge | 43.5164 | -88.454 | 1205 | 578 | polygon | FALSE | TRUE | America/Chicago | 3 | 53091 | 1840002730 | [10 empty] | TheresaWI
Beach Haven | Beach Haven | NJ | New Jersey | 34029 | Ocean | 39.566 | -74.2492 | 1205 | 475 | polygon | FALSE | TRUE | America/New_York | 3 | 8008 | 1840001482 | [10 empty] | Beach HavenNJ
Pocono Ranch Lands | Pocono Ranch Lands | PA | Pennsylvania | 42103 | Pike | 41.1779 | -74.9584 | 1205 | 231 | polygon | FALSE | FALSE | America/New_York | 3 | 18324 | 1840035395 | [10 empty] | Pocono Ranch LandsPA
Renovo | Renovo | PA | Pennsylvania | 42035 | Clinton | 41.3313 | -77.7478 | 1205 | 442 | polygon | FALSE | TRUE | America/New_York | 3 | 17764 | 1840003453 | [10 empty] | RenovoPA
Harbor Springs | Harbor Springs | MI | Michigan | 26047 | Emmet | 45.4324 | -84.989 | 1205 | 360 | polygon | FALSE | TRUE | America/Detroit | 3 | 49740 | 1840003942 | [10 empty] | Harbor SpringsMI
Highpoint | Highpoint | OH | Ohio | 39061 | Hamilton | 39.2892 | -84.3472 | 1205 | 1351 | polygon | FALSE | FALSE | America/New_York | 3 | 45249 | 1840034153 | [10 empty] | HighpointOH
McCaysville | McCaysville | GA | Georgia | 13111 | Fannin | 34.9811 | -84.3706 | 1204 | 308 | polygon | FALSE | TRUE | America/New_York | 3 | 30555 | 1840015526 | [10 empty] | McCaysvilleGA
Cayuco | Cayuco | PR | Puerto Rico | 72141 | Utuado | 18.2922 | -66.7348 | 1204 | 1547 | polygon | FALSE | FALSE | America/Puerto_Rico | 3 | 641 | 1630035641 | [10 empty] | CayucoPR
Hanover | Hanover | OH | Ohio | 39089 | Licking | 40.0819 | -82.2761 | 1204 | 254 | polygon | FALSE | TRUE | America/New_York | 3 | 43055 | 1840012326 | [10 empty] | HanoverOH
Due West | Due West | SC | South Carolina | 45001 | Abbeville | 34.3335 | -82.3886 | 1203 | 284 | polygon | FALSE | TRUE | America/New_York | 3 | 29639 | 1840016668 | [10 empty] | Due WestSC
Maysville | Maysville | OK | Oklahoma | 40049 | Garvin | 34.8544 | -97.3878 | 1203 | 297 | polygon | FALSE | TRUE | America/Chicago | 3 | 73057 | 1840034465 | [10 empty] | MaysvilleOK
Coleman | Coleman | MI | Michigan | 26111 | Midland | 43.7588 | -84.587 | 1203 | 372 | polygon | FALSE | TRUE | America/Detroit | 3 | 48618 | 1840002661 | [10 empty] | ColemanMI
Hallstead | Hallstead | PA | Pennsylvania | 42115 | Susquehanna | 41.9617 | -75.7471 | 1203 | 1112 | polygon | FALSE | TRUE | America/New_York | 3 | 18822 | 1840003321 | [10 empty] | HallsteadPA
Monticello | Monticello | WI | Wisconsin | 55045 | Green | 42.7456 | -89.5899 | 1202 | 389 | polygon | FALSE | TRUE | America/Chicago | 3 | 53570 | 1840002465 | [10 empty] | MonticelloWI
Archie | Archie | MO | Missouri | 29037 | Cass | 38.4826 | -94.3502 | 1202 | 401 | polygon | FALSE | TRUE | America/Chicago | 3 | 64725 | 1840007462 | [10 empty] | ArchieMO
Molino | Molino | FL | Florida | 12033 | Escambia | 30.7123 | -87.324 | 1202 | 66 | polygon | FALSE | FALSE | America/Chicago | 3 | 32577 | 1840013916 | [10 empty] | MolinoFL
Wetumka | Wetumka | OK | Oklahoma | 40063 | Hughes | 35.2409 | -96.239 | 1202 | 243 | polygon | FALSE | TRUE | America/Chicago | 3 | 74883 | 1840021816 | [10 empty] | WetumkaOK
Ames | Ames | TX | Texas | 48291 | Liberty | 30.0451 | -94.7373 | 1201 | 140 | polygon | FALSE | TRUE | America/Chicago | 3 | 77575 | 1840019597 | [10 empty] | AmesTX
Glenwood City | Glenwood City | WI | Wisconsin | 55109 | St. Croix | 45.057 | -92.1714 | 1201 | 186 | polygon | FALSE | TRUE | America/Chicago | 3 | 54013 | 1840002133 | [10 empty] | Glenwood CityWI
Marthasville | Marthasville | MO | Missouri | 29219 | Warren | 38.631 | -91.0573 | 1201 | 542 | polygon | FALSE | TRUE | America/Chicago | 3 | 63357 | 1840008566 | [10 empty] | MarthasvilleMO
Burlington | Burlington | ND | North Dakota | 38101 | Ward | 48.2573 | -101.4146 | 1201 | 243 | polygon | FALSE | TRUE | America/Chicago | 3 | 58722 58701 | 1840000046 | [10 empty] | BurlingtonND
North Apollo | North Apollo | PA | Pennsylvania | 42005 | Armstrong | 40.5938 | -79.5564 | 1201 | 853 | polygon | FALSE | TRUE | America/New_York | 3 | 15673 | 1840003522 | [10 empty] | North ApolloPA
New Madison | New Madison | OH | Ohio | 39037 | Darke | 39.9676 | -84.708 | 1201 | 1068 | polygon | FALSE | TRUE | America/New_York | 3 | 45346 | 1840012251 | [10 empty] | New MadisonOH
Hillside Lake | Hillside Lake | NY | New York | 36027 | Dutchess | 41.6191 | -73.7944 | 1200 | 886 | polygon | FALSE | FALSE | America/New_York | 3 | 12590 | 1840034052 | [10 empty] | Hillside LakeNY
CÃ©sar ChÃ¡vez | Cesar Chavez | TX | Texas | 48215 | Hidalgo | 26.3118 | -98.1117 | 1200 | 179 | polygon | FALSE | FALSE | America/Chicago | 3 | 78542 | 1840037037 | [10 empty] | CÃ©sar ChÃ¡vezTX
Barataria | Barataria | LA | Louisiana | 22051 | Jefferson | 29.7092 | -90.1217 | 1200 | 108 | polygon | FALSE | FALSE | America/Chicago | 3 | 70036 | 1840013988 | [10 empty] | BaratariaLA
Avilla | Avilla | AR | Arkansas | 5125 | Saline | 34.6988 | -92.5813 | 1200 | 79 | polygon | FALSE | FALSE | America/Chicago | 3 | 72002 | 1840025843 | [10 empty] | AvillaAR
Spur | Spur | TX | Texas | 48125 | Dickens | 33.4701 | -100.8556 | 1199 | 288 | polygon | FALSE | TRUE | America/Chicago | 3 | 79370 | 1840021979 | [10 empty] | SpurTX
Geneva-on-the-Lake | Geneva-on-the-Lake | OH | Ohio | 39007 | Ashtabula | 41.8562 | -80.9493 | 1199 | 210 | polygon | FALSE | TRUE | America/New_York | 3 | 44041 | 1840011416 | [10 empty] | Geneva-on-the-LakeOH
Newark | Newark | AR | Arkansas | 5063 | Independence | 35.7083 | -91.4432 | 1199 | 268 | polygon | FALSE | TRUE | America/Chicago | 3 | 72562 | 1840014511 | [10 empty] | NewarkAR
Morton | Morton | WA | Washington | 53041 | Lewis | 46.5575 | -122.2815 | 1199 | 563 | polygon | FALSE | TRUE | America/Los_Angeles | 3 | 98356 | 1840019882 | [10 empty] | MortonWA
Surf City | Surf City | NJ | New Jersey | 34029 | Ocean | 39.6646 | -74.1711 | 1199 | 621 | polygon | FALSE | TRUE | America/New_York | 3 | 8008 | 1840001494 | [10 empty] | Surf CityNJ
Kurtistown | Kurtistown | HI | Hawaii | 15001 | Hawaii | 19.5833 | -155.0721 | 1199 | 77 | polygon | FALSE | FALSE | Pacific/Honolulu | 3 | 96749 96771 96760 | 1840029513 | [10 empty] | KurtistownHI
Laytonville | Laytonville | CA | California | 6045 | Mendocino | 39.6715 | -123.4945 | 1198 | 86 | polygon | FALSE | FALSE | America/Los_Angeles | 3 | 95454 | 1840017534 | [10 empty] | LaytonvilleCA
Archer | Archer | FL | Florida | 12001 | Alachua | 29.54 | -82.5186 | 1198 | 72 | polygon | FALSE | TRUE | America/New_York | 3 | 32618 | 1840014021 | [10 empty] | ArcherFL
Byng | Byng | OK | Oklahoma | 40123 | Pontotoc | 34.8659 | -96.6678 | 1198 | 70 | polygon | FALSE | TRUE | America/Chicago | 3 | 74820 | 1840022811 | [10 empty] | ByngOK
Alto | Alto | GA | Georgia | 13011 | Banks | 34.4649 | -83.5727 | 1198 | 407 | polygon | FALSE | TRUE | America/New_York | 3 | 30510 | 1840015543 | [10 empty] | AltoGA
Thomas | Thomas | OK | Oklahoma | 40039 | Custer | 35.7476 | -98.7494 | 1198 | 390 | polygon | FALSE | TRUE | America/Chicago | 3 | 73669 | 1840021724 | [10 empty] | ThomasOK
Konawa | Konawa | OK | Oklahoma | 40133 | Seminole | 34.9582 | -96.7535 | 1197 | 352 | polygon | FALSE | TRUE | America/Chicago | 3 | 74849 | 1840020439 | [10 empty] | KonawaOK
Locust Fork | Locust Fork | AL | Alabama | 1009 | Blount | 33.8957 | -86.6301 | 1197 | 119 | polygon | FALSE | TRUE | America/Chicago | 3 | 35097 | 1840016717 | [10 empty] | Locust ForkAL
Lake Telemark | Lake Telemark | NJ | New Jersey | 34027 | Morris | 40.9605 | -74.4968 | 1197 | 208 | polygon | FALSE | FALSE | America/New_York | 3 | 7866 | 1840005196 | [10 empty] | Lake TelemarkNJ
Kenbridge | Kenbridge | VA | Virginia | 51111 | Lunenburg | 36.9608 | -78.1283 | 1197 | 200 | polygon | FALSE | TRUE | America/New_York | 3 | 23944 | 1840006497 | [10 empty] | KenbridgeVA
Charlestown | Charlestown | MD | Maryland | 24015 | Cecil | 39.579 | -75.9812 | 1196 | 395 | polygon | FALSE | TRUE | America/New_York | 3 | 21901 21914 | 1840005637 | [10 empty] | CharlestownMD
Broxton | Broxton | GA | Georgia | 13069 | Coffee | 31.6248 | -82.8877 | 1196 | 142 | polygon | FALSE | TRUE | America/New_York | 3 | 31519 | 1840013858 | [10 empty] | BroxtonGA
Crocker | Crocker | WA | Washington | 53053 | Pierce | 47.0843 | -122.1225 | 1196 | 64 | polygon | FALSE | TRUE | America/Los_Angeles | 3 | 98360 | 1840041924 | [10 empty] | CrockerWA
Haliimaile | Haliimaile | HI | Hawaii | 15009 | Maui | 20.8671 | -156.3381 | 1196 | 133 | polygon | FALSE | FALSE | Pacific/Honolulu | 3 | 96768 | 1840029475 | [10 empty] | HaliimaileHI
Ashaway | Ashaway | RI | Rhode Island | 44009 | Washington | 41.4259 | -71.7852 | 1195 | 194 | polygon | FALSE | FALSE | America/New_York | 3 | 2804 | 1840003362 | [10 empty] | AshawayRI
Kenton | Kenton | TN | Tennessee | 47131 | Obion | 36.2021 | -89.0155 | 1195 | 236 | polygon | FALSE | TRUE | America/Chicago | 3 | 38233 | 1840016067 | [10 empty] | KentonTN
Ladd | Ladd | IL | Illinois | 17011 | Bureau | 41.3814 | -89.2154 | 1195 | 360 | polygon | FALSE | TRUE | America/Chicago | 3 | 61329 | 1840011569 | [10 empty] | LaddIL
Brightwood | Brightwood | VA | Virginia | 51113 | Madison | 38.4132 | -78.188 | 1195 | 92 | polygon | FALSE | FALSE | America/New_York | 3 | 22715 | 1840026738 | [10 empty] | BrightwoodVA
St. Martins | St. Martins | MO | Missouri | 29051 | Cole | 38.5943 | -92.3312 | 1195 | 239 | polygon | FALSE | TRUE | America/Chicago | 3 | 65109 | 1840009633 | [10 empty] | St. MartinsMO
Grizzly Flats | Grizzly Flats | CA | California | 6017 | El Dorado | 38.6357 | -120.5355 | 1195 | 69 | polygon | FALSE | TRUE | America/Los_Angeles | 3 | 95636 | 1840042931 | [10 empty] | Grizzly FlatsCA
Laurel Hill | Laurel Hill | NC | North Carolina | 37165 | Scotland | 34.8102 | -79.546 | 1194 | 192 | polygon | FALSE | FALSE | America/New_York | 3 | 28351 | 1840024990 | [10 empty] | Laurel HillNC
Lincoln | Lincoln | MO | Missouri | 29015 | Benton | 38.394 | -93.3313 | 1194 | 485 | polygon | FALSE | TRUE | America/Chicago | 3 | 65338 | 1840009800 | [10 empty] | LincolnMO
Waverly | Waverly | IL | Illinois | 17137 | Morgan | 39.5925 | -89.9528 | 1194 | 445 | polygon | FALSE | TRUE | America/Chicago | 3 | 62692 | 1840010590 | [10 empty] | WaverlyIL
Woodbury Center | Woodbury Center | CT | Connecticut | 9005 | Litchfield | 41.5445 | -73.2047 | 1194 | 236 | polygon | FALSE | TRUE | America/New_York | 3 | 6798 | 1840034972 | [10 empty] | Woodbury CenterCT
Drain | Drain | OR | Oregon | 41019 | Douglas | 43.662 | -123.3142 | 1194 | 757 | polygon | FALSE | TRUE | America/Los_Angeles | 3 | 97435 | 1840018640 | [10 empty] | DrainOR
Hoxie | Hoxie | KS | Kansas | 20179 | Sheridan | 39.3558 | -100.4397 | 1193 | 535 | polygon | FALSE | TRUE | America/Chicago | 3 | 67740 | 1840007348 | [10 empty] | HoxieKS
Harriston | Harriston | VA | Virginia | 51015 | Augusta | 38.212 | -78.8283 | 1193 | 292 | polygon | FALSE | FALSE | America/New_York | 3 | 24441 | 1840026752 | [10 empty] | HarristonVA
St. Anne | St. Anne | IL | Illinois | 17091 | Kankakee | 41.023 | -87.7179 | 1193 | 554 | polygon | FALSE | TRUE | America/Chicago | 3 | 60964 | 1840011701 | [10 empty] | St. AnneIL
Gilbert Creek | Gilbert Creek | WV | West Virginia | 54059 | Mingo | 37.5697 | -81.8906 | 1193 | 39 | polygon | FALSE | FALSE | America/New_York | 3 | 25608 | 1840006357 | [10 empty] | Gilbert CreekWV
Atoka | Atoka | NM | New Mexico | 35015 | Eddy | 32.7783 | -104.3931 | 1193 | 68 | polygon | FALSE | FALSE | America/Denver | 3 | 88210 | 1840025093 | [10 empty] | AtokaNM
Shullsburg | Shullsburg | WI | Wisconsin | 55065 | Lafayette | 42.5733 | -90.2348 | 1193 | 345 | polygon | FALSE | TRUE | America/Chicago | 3 | 53586 | 1840002497 | [10 empty] | ShullsburgWI
Oyster Creek | Oyster Creek | TX | Texas | 48039 | Brazoria | 28.9978 | -95.3282 | 1193 | 243 | polygon | FALSE | TRUE | America/Chicago | 3 | 77541 | 1840020978 | [10 empty] | Oyster CreekTX
Plainview | Plainview | NE | Nebraska | 31139 | Pierce | 42.3534 | -97.7871 | 1192 | 425 | polygon | FALSE | TRUE | America/Chicago | 3 | 68769 | 1840009136 | [10 empty] | PlainviewNE
Elwood | Elwood | KS | Kansas | 20043 | Doniphan | 39.7518 | -94.8889 | 1192 | 158 | polygon | FALSE | TRUE | America/Chicago | 3 | 66090 66024 | 1840008430 | [10 empty] | ElwoodKS
Maricopa | Maricopa | CA | California | 6029 | Kern | 35.0516 | -119.4054 | 1192 | 306 | polygon | FALSE | TRUE | America/Los_Angeles | 3 | 93252 | 1840020418 | [10 empty] | MaricopaCA
Tyhee | Tyhee | ID | Idaho | 16005 | Bannock | 42.9552 | -112.4563 | 1192 | 163 | polygon | FALSE | FALSE | America/Boise | 3 | 83202 | 1840139285 | [10 empty] | TyheeID
Plymptonville | Plymptonville | PA | Pennsylvania | 42033 | Clearfield | 41.0426 | -78.4466 | 1192 | 354 | polygon | FALSE | FALSE | America/New_York | 3 | 16830 | 1840035434 | [10 empty] | PlymptonvillePA
Hanna City | Hanna City | IL | Illinois | 17143 | Peoria | 40.6935 | -89.8058 | 1192 | 354 | polygon | FALSE | TRUE | America/Chicago | 3 | 61536 | 1840011922 | [10 empty] | Hanna CityIL
Franklin Springs | Franklin Springs | GA | Georgia | 13119 | Franklin | 34.284 | -83.1459 | 1192 | 211 | polygon | FALSE | TRUE | America/New_York | 3 | 30662 | 1840013608 | [10 empty] | Franklin SpringsGA
Edmore | Edmore | MI | Michigan | 26117 | Montcalm | 43.4073 | -85.0367 | 1192 | 302 | polygon | FALSE | TRUE | America/Detroit | 3 | 48829 | 1840010992 | [10 empty] | EdmoreMI
French Settlement | French Settlement | LA | Louisiana | 22063 | Livingston | 30.3159 | -90.8033 | 1192 | 168 | polygon | FALSE | TRUE | America/Chicago | 3 | 70733 | 1840018228 | [10 empty] | French SettlementLA
RincÃ³n | Rincon | PR | Puerto Rico | 72117 | RincÃ³n | 18.3389 | -67.2515 | 1192 | 1087 | polygon | FALSE | FALSE | America/Puerto_Rico | 3 | 677 | 1630035560 | [10 empty] | RincÃ³nPR
Grand Meadow | Grand Meadow | MN | Minnesota | 27099 | Mower | 43.7062 | -92.5702 | 1192 | 674 | polygon | FALSE | TRUE | America/Chicago | 3 | 55936 | 1840007935 | [10 empty] | Grand MeadowMN
Rock Port | Rock Port | MO | Missouri | 29005 | Atchison | 40.4109 | -95.5332 | 1191 | 165 | polygon | FALSE | TRUE | America/Chicago | 3 | 64482 | 1840009414 | [10 empty] | Rock PortMO
Sidney | Sidney | IL | Illinois | 17019 | Champaign | 40.025 | -88.0721 | 1191 | 737 | polygon | FALSE | TRUE | America/Chicago | 3 | 61877 | 1840012237 | [10 empty] | SidneyIL
Ashland | Ashland | IL | Illinois | 17017 | Cass | 39.8885 | -90.0079 | 1191 | 614 | polygon | FALSE | TRUE | America/Chicago | 3 | 62612 | 1840012415 | [10 empty] | AshlandIL
Loretto | Loretto | PA | Pennsylvania | 42021 | Cambria | 40.5086 | -78.635 | 1190 | 479 | polygon | FALSE | TRUE | America/New_York | 3 | 15940 | 1840001119 | [10 empty] | LorettoPA
Helena | Helena | MS | Mississippi | 28059 | Jackson | 30.4881 | -88.5056 | 1190 | 109 | polygon | FALSE | FALSE | America/Chicago | 3 | 39562 | 1840013931 | [10 empty] | HelenaMS
Minier | Minier | IL | Illinois | 17179 | Tazewell | 40.4337 | -89.314 | 1190 | 806 | polygon | FALSE | TRUE | America/Chicago | 3 | 61759 | 1840011990 | [10 empty] | MinierIL
Stearns | Stearns | KY | Kentucky | 21147 | McCreary | 36.6957 | -84.4769 | 1190 | 114 | polygon | FALSE | FALSE | America/New_York | 3 | 42647 | 1840013283 | [10 empty] | StearnsKY
Blue Jay | Blue Jay | OH | Ohio | 39061 | Hamilton | 39.2308 | -84.7443 | 1190 | 104 | polygon | FALSE | FALSE | America/New_York | 3 | 45002 | 1840034246 | [10 empty] | Blue JayOH
Lake Michigan Beach | Lake Michigan Beach | MI | Michigan | 26021 | Berrien | 42.2127 | -86.376 | 1190 | 119 | polygon | FALSE | FALSE | America/Detroit | 3 | 49038 | 1840004698 | [10 empty] | Lake Michigan BeachMI
Gretna | Gretna | VA | Virginia | 51143 | Pittsylvania | 36.9492 | -79.3646 | 1190 | 275 | polygon | FALSE | TRUE | America/New_York | 3 | 24557 | 1840006493 | [10 empty] | GretnaVA
Toledo | Toledo | IL | Illinois | 17035 | Cumberland | 39.2729 | -88.2419 | 1190 | 517 | polygon | FALSE | TRUE | America/Chicago | 3 | 62468 | 1840012692 | [10 empty] | ToledoIL
Velva | Velva | ND | North Dakota | 38049 | McHenry | 48.0582 | -100.9329 | 1190 | 476 | polygon | FALSE | TRUE | America/Chicago | 3 | 58790 | 1840000060 | [10 empty] | VelvaND
Weston Mills | Weston Mills | NY | New York | 36009 | Cattaraugus | 42.0752 | -78.3727 | 1189 | 68 | polygon | FALSE | FALSE | America/New_York | 3 | 14760 14788 | 1840004587 | [10 empty] | Weston MillsNY
Kensington | Kensington | NY | New York | 36059 | Nassau | 40.7931 | -73.7221 | 1189 | 1805 | polygon | FALSE | TRUE | America/New_York | 3 | 11021 11026 | 1840005298 | [10 empty] | KensingtonNY
Sulphur Springs | Sulphur Springs | AR | Arkansas | 5069 | Jefferson | 34.1708 | -92.1299 | 1189 | 82 | polygon | FALSE | FALSE | America/Chicago | 3 | 71603 | 1840145348 | [10 empty] | Sulphur SpringsAR
Port Byron | Port Byron | NY | New York | 36011 | Cayuga | 43.0366 | -76.6263 | 1189 | 503 | polygon | FALSE | TRUE | America/New_York | 3 | 13140 | 1840004241 | [10 empty] | Port ByronNY
Renville | Renville | MN | Minnesota | 27129 | Renville | 44.7908 | -95.2048 | 1189 | 346 | polygon | FALSE | TRUE | America/Chicago | 3 | 56284 | 1840008953 | [10 empty] | RenvilleMN
Irvington | Irvington | KY | Kentucky | 21027 | Breckinridge | 37.8779 | -86.2846 | 1189 | 523 | polygon | FALSE | TRUE | America/Chicago | 3 | 40146 | 1840014328 | [10 empty] | IrvingtonKY
Dalton | Dalton | PA | Pennsylvania | 42069 | Lackawanna | 41.5382 | -75.739 | 1188 | 151 | polygon | FALSE | TRUE | America/New_York | 3 | 18414 | 1840003379 | [10 empty] | DaltonPA
Como | Como | MS | Mississippi | 28107 | Panola | 34.5134 | -89.9391 | 1188 | 242 | polygon | FALSE | TRUE | America/Chicago | 3 | 38619 | 1840016629 | [10 empty] | ComoMS
Muniz | Muniz | TX | Texas | 48215 | Hidalgo | 26.2578 | -98.0897 | 1188 | 432 | polygon | FALSE | FALSE | America/Chicago | 3 | 78542 | 1840037065 | [10 empty] | MunizTX
Logan Elm Village | Logan Elm Village | OH | Ohio | 39129 | Pickaway | 39.5705 | -82.9471 | 1188 | 1263 | polygon | FALSE | FALSE | America/New_York | 3 | 43113 | 1840034362 | [10 empty] | Logan Elm VillageOH
Haven | Haven | KS | Kansas | 20155 | Reno | 37.9016 | -97.7831 | 1188 | 590 | polygon | FALSE | TRUE | America/Chicago | 3 | 67543 | 1840007540 | [10 empty] | HavenKS
Many Farms | Many Farms | AZ | Arizona | 4001 | Apache | 36.3532 | -109.6271 | 1188 | 56 | polygon | FALSE | FALSE | America/Denver | 3 | 86538 86503 | 1840017674 | [10 empty] | Many FarmsAZ
Dilkon | Dilkon | AZ | Arizona | 4017 | Navajo | 35.3606 | -110.3155 | 1188 | 27 | polygon | FALSE | FALSE | America/Denver | 3 | 86047 | 1840018960 | [10 empty] | DilkonAZ
Franklinville | Franklinville | NC | North Carolina | 37151 | Randolph | 35.7421 | -79.6893 | 1187 | 282 | polygon | FALSE | TRUE | America/New_York | 3 | 27316 27248 | 1840016253 | [10 empty] | FranklinvilleNC
Kent City | Kent City | MI | Michigan | 26081 | Kent | 43.2203 | -85.7539 | 1187 | 342 | polygon | FALSE | TRUE | America/Detroit | 3 | 49330 | 1840011004 | [10 empty] | Kent CityMI
Clay | Clay | CA | California | 6067 | Sacramento | 38.314 | -121.1596 | 1187 | 67 | polygon | FALSE | FALSE | America/Los_Angeles | 3 | 95638 | 1840022491 | [10 empty] | ClayCA
East Sumter | East Sumter | SC | South Carolina | 45085 | Sumter | 33.9261 | -80.295 | 1187 | 138 | polygon | FALSE | FALSE | America/New_York | 3 | 29153 | 1840035842 | [10 empty] | East SumterSC
Battle Creek | Battle Creek | NE | Nebraska | 31119 | Madison | 41.9981 | -97.5994 | 1187 | 649 | polygon | FALSE | TRUE | America/Chicago | 3 | 68701 68715 | 1840007036 | [10 empty] | Battle CreekNE
Richfield Springs | Richfield Springs | NY | New York | 36077 | Otsego | 42.8537 | -74.9862 | 1187 | 455 | polygon | FALSE | TRUE | America/New_York | 3 | 13439 | 1840004457 | [10 empty] | Richfield SpringsNY
Tornado | Tornado | WV | West Virginia | 54039 | Kanawha | 38.3369 | -81.8551 | 1187 | 127 | polygon | FALSE | FALSE | America/New_York | 3 | 25177 25202 | 1840133782 | [10 empty] | TornadoWV
Boswell | Boswell | PA | Pennsylvania | 42111 | Somerset | 40.1615 | -79.0275 | 1186 | 619 | polygon | FALSE | TRUE | America/New_York | 3 | 15531 | 1840003732 | [10 empty] | BoswellPA
Silver Grove | Silver Grove | KY | Kentucky | 21037 | Campbell | 39.0404 | -84.3996 | 1186 | 405 | polygon | FALSE | TRUE | America/New_York | 3 | 41076 41059 41085 | 1840015169 | [10 empty] | Silver GroveKY
Harris | Harris | MN | Minnesota | 27025 | Chisago | 45.5976 | -92.9869 | 1186 | 22 | polygon | FALSE | TRUE | America/Chicago | 3 | 55069 55032 | 1840006694 | [10 empty] | HarrisMN
Malaga | Malaga | CA | California | 6019 | Fresno | 36.6816 | -119.7318 | 1186 | 1671 | polygon | FALSE | FALSE | America/Los_Angeles | 3 | 93725 | 1840017634 | [10 empty] | MalagaCA
Mariposa | Mariposa | CA | California | 6043 | Mariposa | 37.4873 | -119.9682 | 1186 | 150 | polygon | FALSE | FALSE | America/Los_Angeles | 3 | 95338 | 1840017622 | [10 empty] | MariposaCA
Saucier | Saucier | MS | Mississippi | 28047 | Harrison | 30.6239 | -89.1432 | 1185 | 66 | polygon | FALSE | FALSE | America/Chicago | 3 | 39574 | 1840013945 | [10 empty] | SaucierMS
Kingston | Kingston | NJ | New Jersey | 34035 | Somerset | 40.3816 | -74.6114 | 1184 | 203 | polygon | FALSE | FALSE | America/New_York | 3 | 08528 08540 | 1840033313 | [10 empty] | KingstonNJ
El Rancho | El Rancho | NM | New Mexico | 35049 | Santa Fe | 35.8928 | -106.0856 | 1183 | 217 | polygon | FALSE | FALSE | America/Denver | 3 | 87506 | 1840017769 | [10 empty] | El RanchoNM
Hebron | Hebron | IL | Illinois | 17111 | McHenry | 42.4649 | -88.4343 | 1183 | 248 | polygon | FALSE | TRUE | America/Chicago | 3 | 60034 | 1840011132 | [10 empty] | HebronIL
Curtisville | Curtisville | PA | Pennsylvania | 42003 | Allegheny | 40.6497 | -79.8492 | 1183 | 320 | polygon | FALSE | FALSE | America/New_York | 3 | 15084 15032 | 1840005394 | [10 empty] | CurtisvillePA
Chatom | Chatom | AL | Alabama | 1129 | Washington | 31.4691 | -88.246 | 1182 | 42 | polygon | FALSE | TRUE | America/Chicago | 3 | 36518 | 1840001112 | [10 empty] | ChatomAL
Cornwells Heights | Cornwells Heights | PA | Pennsylvania | 42017 | Bucks | 40.0771 | -74.9516 | 1182 | 959 | polygon | FALSE | FALSE | America/New_York | 3 | 19020 | 1840035324 | [10 empty] | Cornwells HeightsPA
Hayes | Hayes | LA | Louisiana | 22019 | Calcasieu | 30.1112 | -92.9236 | 1182 | 164 | polygon | FALSE | FALSE | America/Chicago | 3 | 70630 70646 | 1840026021 | [10 empty] | HayesLA
Georgetown | Georgetown | PA | Pennsylvania | 42071 | Lancaster | 39.9426 | -76.0789 | 1182 | 111 | polygon | FALSE | FALSE | America/New_York | 3 | 17509 17562 17566 17503 | 1840146109 | [10 empty] | GeorgetownPA
New Richland | New Richland | MN | Minnesota | 27161 | Waseca | 43.8938 | -93.4939 | 1182 | 766 | polygon | FALSE | TRUE | America/Chicago | 3 | 56072 | 1840007914 | [10 empty] | New RichlandMN
Howey-in-the-Hills | Howey-in-the-Hills | FL | Florida | 12069 | Lake | 28.7098 | -81.7798 | 1181 | 144 | polygon | FALSE | TRUE | America/New_York | 3 | 34737 | 1840028859 | [10 empty] | Howey-in-the-HillsFL
West Fairview | West Fairview | PA | Pennsylvania | 42041 | Cumberland | 40.2777 | -76.9195 | 1181 | 1427 | polygon | FALSE | FALSE | America/New_York | 3 | 17025 | 1840035252 | [10 empty] | West FairviewPA
Anderson Island | Anderson Island | WA | Washington | 53053 | Pierce | 47.1579 | -122.7041 | 1181 | 57 | polygon | FALSE | TRUE | America/Los_Angeles | 3 | 98303 | 1840041888 | [10 empty] | Anderson IslandWA
Lincoln Center | Lincoln Center | KS | Kansas | 20105 | Lincoln | 39.0429 | -98.1468 | 1181 | 364 | polygon | FALSE | TRUE | America/Chicago | 3 | 67455 | 1840073795 | [10 empty] | Lincoln CenterKS
Valley Mills | Valley Mills | TX | Texas | 48035 | Bosque | 31.6582 | -97.4714 | 1180 | 600 | polygon | FALSE | TRUE | America/Chicago | 3 | 76689 | 1840022123 | [10 empty] | Valley MillsTX
New Waterford | New Waterford | OH | Ohio | 39029 | Columbiana | 40.8478 | -80.6188 | 1180 | 503 | polygon | FALSE | TRUE | America/New_York | 3 | 44445 | 1840011935 | [10 empty] | New WaterfordOH
Apple Creek | Apple Creek | OH | Ohio | 39169 | Wayne | 40.7486 | -81.8333 | 1180 | 776 | polygon | FALSE | TRUE | America/New_York | 3 | 44606 | 1840010349 | [10 empty] | Apple CreekOH
Brodhead | Brodhead | KY | Kentucky | 21203 | Rockcastle | 37.4027 | -84.4144 | 1180 | 261 | polygon | FALSE | TRUE | America/New_York | 3 | 40409 | 1840013241 | [10 empty] | BrodheadKY
Axis | Axis | AL | Alabama | 1097 | Mobile | 30.9296 | -88.0179 | 1180 | 116 | polygon | FALSE | FALSE | America/Chicago | 3 | 36505 | 1840025979 | [10 empty] | AxisAL
Westfield Center | Westfield Center | OH | Ohio | 39103 | Medina | 41.0282 | -81.9314 | 1179 | 215 | polygon | FALSE | TRUE | America/New_York | 3 | 44273 44251 | 1840011716 | [10 empty] | Westfield CenterOH
Oakland | Oakland | NE | Nebraska | 31021 | Burt | 41.8356 | -96.4668 | 1179 | 476 | polygon | FALSE | TRUE | America/Chicago | 3 | 68045 | 1840000501 | [10 empty] | OaklandNE
Beaverton | Beaverton | MI | Michigan | 26051 | Gladwin | 43.8811 | -84.4887 | 1179 | 443 | polygon | FALSE | TRUE | America/Detroit | 3 | 48612 | 1840002563 | [10 empty] | BeavertonMI
Baltic | Baltic | SD | South Dakota | 46099 | Minnehaha | 43.7603 | -96.7371 | 1178 | 616 | polygon | FALSE | TRUE | America/Chicago | 3 | 57003 | 1840002651 | [10 empty] | BalticSD
Comer | Comer | GA | Georgia | 13195 | Madison | 34.0625 | -83.1263 | 1178 | 140 | polygon | FALSE | TRUE | America/New_York | 3 | 30629 | 1840014726 | [10 empty] | ComerGA
Holly Hill | Holly Hill | SC | South Carolina | 45075 | Orangeburg | 33.3245 | -80.413 | 1178 | 348 | polygon | FALSE | TRUE | America/New_York | 3 | 29059 | 1840016818 | [10 empty] | Holly HillSC
Bear Creek | Bear Creek | AK | Alaska | 2122 | Kenai Peninsula | 60.2071 | -149.3524 | 1178 | 11 | polygon | FALSE | FALSE | America/Anchorage | 3 | 99664 | 1840023650 | [10 empty] | Bear CreekAK
Marion | Marion | WI | Wisconsin | 55135 | Waupaca | 44.6744 | -88.8902 | 1178 | 185 | polygon | FALSE | TRUE | America/Chicago | 3 | 54950 | 1840002360 | [10 empty] | MarionWI
Chico | Chico | TX | Texas | 48497 | Wise | 33.2961 | -97.7986 | 1177 | 299 | polygon | FALSE | TRUE | America/Chicago | 3 | 76431 | 1840019382 | [10 empty] | ChicoTX
Quinnesec | Quinnesec | MI | Michigan | 26043 | Dickinson | 45.803 | -87.9958 | 1177 | 301 | polygon | FALSE | FALSE | America/Menominee | 3 | 49801 49876 | 1840004008 | [10 empty] | QuinnesecMI
Coto Norte | Coto Norte | PR | Puerto Rico | 72091 | ManatÃ­ | 18.4328 | -66.4409 | 1177 | 1598 | polygon | FALSE | FALSE | America/Puerto_Rico | 3 | 674 | 1630035657 | [10 empty] | Coto NortePR
Hebron Estates | Hebron Estates | KY | Kentucky | 21029 | Bullitt | 38.0501 | -85.6682 | 1177 | 769 | polygon | FALSE | TRUE | America/New_York | 3 | 40165 | 1840014324 | [10 empty] | Hebron EstatesKY
Williamsburg | Williamsburg | PA | Pennsylvania | 42013 | Blair | 40.4627 | -78.2045 | 1177 | 1241 | polygon | FALSE | TRUE | America/New_York | 3 | 16693 | 1840001088 | [10 empty] | WilliamsburgPA
Goodhue | Goodhue | MN | Minnesota | 27049 | Goodhue | 44.4007 | -92.6255 | 1177 | 493 | polygon | FALSE | TRUE | America/Chicago | 3 | 55027 | 1840007869 | [10 empty] | GoodhueMN
Memphis | Memphis | MI | Michigan | 26099 | Macomb | 42.8956 | -82.7689 | 1177 | 405 | polygon | FALSE | TRUE | America/Detroit | 3 | 48041 | 1840002422 | [10 empty] | MemphisMI
Bray | Bray | OK | Oklahoma | 40137 | Stephens | 34.616 | -97.8207 | 1176 | 7 | polygon | FALSE | TRUE | America/Chicago | 3 | 73055 | 1840021886 | [10 empty] | BrayOK
Krotz Springs | Krotz Springs | LA | Louisiana | 22097 | St. Landry | 30.5323 | -91.7518 | 1176 | 262 | polygon | FALSE | TRUE | America/Chicago | 3 | 70750 | 1840017170 | [10 empty] | Krotz SpringsLA
Knightsen | Knightsen | CA | California | 6013 | Contra Costa | 37.9633 | -121.6511 | 1176 | 54 | polygon | FALSE | FALSE | America/Los_Angeles | 3 | 94548 94513 | 1840017614 | [10 empty] | KnightsenCA
Claypool | Claypool | AZ | Arizona | 4007 | Gila | 33.406 | -110.8421 | 1176 | 386 | polygon | FALSE | FALSE | America/Phoenix | 3 | 85539 | 1840017944 | [10 empty] | ClaypoolAZ
Buchanan | Buchanan | GA | Georgia | 13143 | Haralson | 33.803 | -85.1803 | 1176 | 304 | polygon | FALSE | TRUE | America/New_York | 3 | 30113 | 1840013716 | [10 empty] | BuchananGA
Hurley | Hurley | NM | New Mexico | 35017 | Grant | 32.6982 | -108.1321 | 1176 | 445 | polygon | FALSE | TRUE | America/Denver | 3 | 88043 | 1840022035 | [10 empty] | HurleyNM
St. John | St. John | KS | Kansas | 20185 | Stafford | 38 | -98.7611 | 1176 | 233 | polygon | FALSE | TRUE | America/Chicago | 3 | 67576 | 1840009832 | [10 empty] | St. JohnKS
Reno | Reno | OH | Ohio | 39167 | Washington | 39.3769 | -81.3932 | 1175 | 590 | polygon | FALSE | FALSE | America/New_York | 3 | 45750 | 1840026639 | [10 empty] | RenoOH
Stanberry | Stanberry | MO | Missouri | 29075 | Gentry | 40.2166 | -94.5381 | 1175 | 323 | polygon | FALSE | TRUE | America/Chicago | 3 | 64489 | 1840009436 | [10 empty] | StanberryMO
Oologah | Oologah | OK | Oklahoma | 40131 | Rogers | 36.4436 | -95.7085 | 1175 | 363 | polygon | FALSE | TRUE | America/Chicago | 3 | 74053 | 1840022653 | [10 empty] | OologahOK
Palenville | Palenville | NY | New York | 36039 | Greene | 42.1773 | -74.0229 | 1175 | 136 | polygon | FALSE | FALSE | America/New_York | 3 | 12463 | 1840004642 | [10 empty] | PalenvilleNY
Bowling Green | Bowling Green | VA | Virginia | 51033 | Caroline | 38.0535 | -77.3473 | 1175 | 282 | polygon | FALSE | TRUE | America/New_York | 3 | 22427 22428 | 1840006303 | [10 empty] | Bowling GreenVA
Tatamy | Tatamy | PA | Pennsylvania | 42095 | Northampton | 40.7409 | -75.2561 | 1174 | 817 | polygon | FALSE | TRUE | America/New_York | 3 | 18085 18045 | 1840000981 | [10 empty] | TatamyPA
Sabana Eneas | Sabana Eneas | PR | Puerto Rico | 72125 | San GermÃ¡n | 18.0809 | -67.0852 | 1174 | 1192 | polygon | FALSE | FALSE | America/Puerto_Rico | 3 | 683 | 1630035566 | [10 empty] | Sabana EneasPR
Vienna | Vienna | NJ | New Jersey | 34041 | Warren | 40.8698 | -74.881 | 1174 | 155 | polygon | FALSE | FALSE | America/New_York | 3 | 07840 07880 | 1840024233 | [10 empty] | ViennaNJ
Boley | Boley | OK | Oklahoma | 40107 | Okfuskee | 35.4903 | -96.4793 | 1174 | 275 | polygon | FALSE | TRUE | America/Chicago | 3 | 74829 | 1840021753 | [10 empty] | BoleyOK
Buchanan | Buchanan | VA | Virginia | 51023 | Botetourt | 37.5211 | -79.6894 | 1174 | 208 | polygon | FALSE | TRUE | America/New_York | 3 | 24066 | 1840006379 | [10 empty] | BuchananVA
Madison Lake | Madison Lake | MN | Minnesota | 27013 | Blue Earth | 44.2044 | -93.8162 | 1174 | 428 | polygon | FALSE | TRUE | America/Chicago | 3 | 56063 | 1840008974 | [10 empty] | Madison LakeMN
Shell Valley | Shell Valley | ND | North Dakota | 38079 | Rolette | 48.8108 | -99.8273 | 1174 | 30 | polygon | FALSE | FALSE | America/Chicago | 3 | 58316 | 1840033127 | [10 empty] | Shell ValleyND
Lemmon | Lemmon | SD | South Dakota | 46105 | Perkins | 45.9385 | -102.1589 | 1174 | 437 | polygon | FALSE | TRUE | America/Denver | 3 | 57638 | 1840002014 | [10 empty] | LemmonSD
Dryden | Dryden | VA | Virginia | 51105 | Lee | 36.7764 | -82.9433 | 1174 | 64 | polygon | FALSE | FALSE | America/New_York | 3 | 24277 24243 | 1840006531 | [10 empty] | DrydenVA
Lowell | Lowell | OR | Oregon | 41039 | Lane | 43.9209 | -122.7819 | 1173 | 523 | polygon | FALSE | TRUE | America/Los_Angeles | 3 | 97452 | 1840020009 | [10 empty] | LowellOR
Jeffersonville | Jeffersonville | OH | Ohio | 39047 | Fayette | 39.6522 | -83.555 | 1172 | 270 | polygon | FALSE | TRUE | America/New_York | 3 | 43160 43128 | 1840012573 | [10 empty] | JeffersonvilleOH
Ama | Ama | LA | Louisiana | 22089 | St. Charles | 29.944 | -90.2967 | 1172 | 129 | polygon | FALSE | FALSE | America/Chicago | 3 | 70031 | 1840013975 | [10 empty] | AmaLA
Springmont | Springmont | PA | Pennsylvania | 42011 | Berks | 40.3274 | -76.0043 | 1172 | 2692 | polygon | FALSE | FALSE | America/New_York | 2 | 19609 19608 | 1840035206 | [10 empty] | SpringmontPA
Milford | Milford | IL | Illinois | 17075 | Iroquois | 40.6276 | -87.6963 | 1171 | 681 | polygon | FALSE | TRUE | America/Chicago | 3 | 60953 | 1840011862 | [10 empty] | MilfordIL
Christiana | Christiana | PA | Pennsylvania | 42071 | Lancaster | 39.9545 | -75.997 | 1171 | 857 | polygon | FALSE | TRUE | America/New_York | 3 | 17509 | 1840003712 | [10 empty] | ChristianaPA
Woodacre | Woodacre | CA | California | 6041 | Marin | 38.0052 | -122.6384 | 1171 | 251 | polygon | FALSE | FALSE | America/Los_Angeles | 3 | 94973 | 1840018889 | [10 empty] | WoodacreCA
Holland | Holland | TX | Texas | 48027 | Bell | 30.8834 | -97.4026 | 1171 | 273 | polygon | FALSE | TRUE | America/Chicago | 3 | 76534 | 1840022157 | [10 empty] | HollandTX
Duboistown | Duboistown | PA | Pennsylvania | 42081 | Lycoming | 41.2228 | -77.038 | 1171 | 818 | polygon | FALSE | TRUE | America/New_York | 3 | 17702 | 1840000628 | [10 empty] | DuboistownPA
Animas | Animas | PR | Puerto Rico | 72013 | Arecibo | 18.4457 | -66.6365 | 1171 | 1965 | polygon | FALSE | FALSE | America/Puerto_Rico | 3 | 612 | 1630035611 | [10 empty] | AnimasPR
Coburg | Coburg | OR | Oregon | 41039 | Lane | 44.1393 | -123.0588 | 1170 | 437 | polygon | FALSE | TRUE | America/Los_Angeles | 3 | 97408 | 1840018622 | [10 empty] | CoburgOR
Wisner | Wisner | NE | Nebraska | 31039 | Cuming | 41.9878 | -96.9133 | 1170 | 400 | polygon | FALSE | TRUE | America/Chicago | 3 | 68791 | 1840003223 | [10 empty] | WisnerNE
Frankston | Frankston | TX | Texas | 48001 | Anderson | 32.0561 | -95.5043 | 1170 | 182 | polygon | FALSE | TRUE | America/Chicago | 3 | 75763 | 1840022131 | [10 empty] | FrankstonTX
Cuba | Cuba | IL | Illinois | 17057 | Fulton | 40.4936 | -90.1933 | 1170 | 831 | polygon | FALSE | TRUE | America/Chicago | 3 | 61427 | 1840007211 | [10 empty] | CubaIL
New Summerfield | New Summerfield | TX | Texas | 48073 | Cherokee | 31.9807 | -95.115 | 1170 | 96 | polygon | FALSE | TRUE | America/Chicago | 3 | 75766 75789 75780 | 1840020791 | [10 empty] | New SummerfieldTX
Farm Loop | Farm Loop | AK | Alaska | 2170 | Matanuska-Susitna | 61.6394 | -149.1471 | 1170 | 64 | polygon | FALSE | TRUE | America/Anchorage | 3 | 99645 | 1840075075 | [10 empty] | Farm LoopAK
Little Rock | Little Rock | MN | Minnesota | 27007 | Beltrami | 47.8667 | -95.106 | 1170 | 62 | polygon | FALSE | FALSE | America/Chicago | 3 | 56671 | 1840032019 | [10 empty] | Little RockMN
Marion | Marion | PA | Pennsylvania | 42055 | Franklin | 39.8607 | -77.7016 | 1170 | 228 | polygon | FALSE | FALSE | America/New_York | 3 | 17235 17202 | 1840026530 | [10 empty] | MarionPA
Silverhill | Silverhill | AL | Alabama | 1003 | Baldwin | 30.5455 | -87.7505 | 1170 | 359 | polygon | FALSE | TRUE | America/Chicago | 3 | 36576 | 1840018194 | [10 empty] | SilverhillAL
Rose Lodge | Rose Lodge | OR | Oregon | 41041 | Lincoln | 45.0187 | -123.8881 | 1169 | 47 | polygon | FALSE | FALSE | America/Los_Angeles | 3 | 97368 | 1840018592 | [10 empty] | Rose LodgeOR
Duncan Falls | Duncan Falls | OH | Ohio | 39119 | Muskingum | 39.8777 | -81.9112 | 1169 | 363 | polygon | FALSE | FALSE | America/New_York | 3 | 43734 | 1840026552 | [10 empty] | Duncan FallsOH
Nicollet | Nicollet | MN | Minnesota | 27103 | Nicollet | 44.2747 | -94.1885 | 1169 | 477 | polygon | FALSE | TRUE | America/Chicago | 3 | 56074 | 1840007895 | [10 empty] | NicolletMN
Yosemite Valley | Yosemite Valley | CA | California | 6043 | Mariposa | 37.7407 | -119.5779 | 1169 | 219 | polygon | FALSE | TRUE | America/Los_Angeles | 3 | 95389 | 1840074769 | [10 empty] | Yosemite ValleyCA
Kingston | Kingston | IL | Illinois | 17037 | DeKalb | 42.1008 | -88.7619 | 1169 | 458 | polygon | FALSE | TRUE | America/Chicago | 3 | 60145 | 1840011335 | [10 empty] | KingstonIL
Terrytown | Terrytown | NE | Nebraska | 31157 | Scotts Bluff | 41.8465 | -103.6705 | 1169 | 954 | polygon | FALSE | TRUE | America/Denver | 3 | 69341 | 1840011397 | [10 empty] | TerrytownNE
Mooreland | Mooreland | OK | Oklahoma | 40153 | Woodward | 36.4379 | -99.2045 | 1169 | 537 | polygon | FALSE | TRUE | America/Chicago | 3 | 73852 | 1840022645 | [10 empty] | MoorelandOK
Yamhill | Yamhill | OR | Oregon | 41071 | Yamhill | 45.3412 | -123.1851 | 1169 | 1067 | polygon | FALSE | TRUE | America/Los_Angeles | 3 | 97148 | 1840021222 | [10 empty] | YamhillOR
Princeton | Princeton | WI | Wisconsin | 55047 | Green Lake | 43.8526 | -89.1305 | 1169 | 291 | polygon | FALSE | TRUE | America/Chicago | 3 | 54968 | 1840002593 | [10 empty] | PrincetonWI
Hometown | Hometown | PA | Pennsylvania | 42107 | Schuylkill | 40.8216 | -75.9865 | 1168 | 225 | polygon | FALSE | FALSE | America/New_York | 3 | 18252 | 1840005216 | [10 empty] | HometownPA
Paris | Paris | MO | Missouri | 29137 | Monroe | 39.4773 | -92.0039 | 1167 | 357 | polygon | FALSE | TRUE | America/Chicago | 3 | 65275 | 1840009565 | [10 empty] | ParisMO
Roseboro | Roseboro | NC | North Carolina | 37163 | Sampson | 34.9536 | -78.5121 | 1167 | 372 | polygon | FALSE | TRUE | America/New_York | 3 | 28382 | 1840017873 | [10 empty] | RoseboroNC
Factoryville | Factoryville | PA | Pennsylvania | 42131 | Wyoming | 41.5602 | -75.7822 | 1167 | 580 | polygon | FALSE | TRUE | America/New_York | 3 | 18419 | 1840000576 | [10 empty] | FactoryvillePA
Hawi | Hawi | HI | Hawaii | 15001 | Hawaii | 20.2392 | -155.8305 | 1166 | 381 | polygon | FALSE | FALSE | Pacific/Honolulu | 3 | 96719 96755 | 1840029480 | [10 empty] | HawiHI
Fountain Green | Fountain Green | UT | Utah | 49039 | Sanpete | 39.6281 | -111.6413 | 1166 | 359 | polygon | FALSE | TRUE | America/Denver | 3 | 84632 | 1840020204 | [10 empty] | Fountain GreenUT
Clarksville | Clarksville | VA | Virginia | 51117 | Mecklenburg | 36.6172 | -78.5639 | 1166 | 154 | polygon | FALSE | TRUE | America/New_York | 3 | 23927 | 1840006539 | [10 empty] | ClarksvilleVA
Stiles | Stiles | PA | Pennsylvania | 42077 | Lehigh | 40.6666 | -75.5072 | 1166 | 2093 | polygon | FALSE | FALSE | America/New_York | 2 | 18052 | 1840035209 | [10 empty] | StilesPA
Leadwood | Leadwood | MO | Missouri | 29187 | St. Francois | 37.8618 | -90.5892 | 1165 | 388 | polygon | FALSE | TRUE | America/Chicago | 3 | 63653 63601 | 1840008689 | [10 empty] | LeadwoodMO
North Ballston Spa | North Ballston Spa | NY | New York | 36091 | Saratoga | 43.0197 | -73.851 | 1165 | 540 | polygon | FALSE | TRUE | America/New_York | 3 | 12020 | 1840073640 | [10 empty] | North Ballston SpaNY
Bellefonte | Bellefonte | DE | Delaware | 10003 | New Castle | 39.7669 | -75.4982 | 1164 | 2536 | polygon | FALSE | TRUE | America/New_York | 2 | 19809 | 1840005580 | [10 empty] | BellefonteDE
West Mayfield | West Mayfield | PA | Pennsylvania | 42007 | Beaver | 40.7802 | -80.3387 | 1164 | 565 | polygon | FALSE | TRUE | America/New_York | 3 | 15010 | 1840001032 | [10 empty] | West MayfieldPA
Central High | Central High | OK | Oklahoma | 40137 | Stephens | 34.617 | -98.0892 | 1164 | 8 | polygon | FALSE | TRUE | America/Chicago | 3 | 73533 73055 | 1840022829 | [10 empty] | Central HighOK
Goodman | Goodman | MS | Mississippi | 28051 | Holmes | 32.9677 | -89.9128 | 1164 | 546 | polygon | FALSE | TRUE | America/Chicago | 3 | 39079 | 1840016880 | [10 empty] | GoodmanMS
Sunnyside-Tahoe City | Sunnyside-Tahoe City | CA | California | 6061 | Placer | 39.1504 | -120.1613 | 1164 | 132 | polygon | FALSE | TRUE | America/Los_Angeles | 3 | 96145 | 1840037346 | [10 empty] | Sunnyside-Tahoe CityCA
Wiggins | Wiggins | CO | Colorado | 8087 | Morgan | 40.2286 | -104.0724 | 1163 | 339 | polygon | FALSE | TRUE | America/Denver | 3 | 80654 | 1840022420 | [10 empty] | WigginsCO
Duncansville | Duncansville | PA | Pennsylvania | 42013 | Blair | 40.4263 | -78.4303 | 1163 | 843 | polygon | FALSE | TRUE | America/New_York | 3 | 16635 | 1840001082 | [10 empty] | DuncansvillePA
Bellerose | Bellerose | NY | New York | 36059 | Nassau | 40.7242 | -73.7167 | 1162 | 3606 | polygon | FALSE | TRUE | America/New_York | 2 | 11001 | 1840005337 | [10 empty] | BelleroseNY
Pleasanton | Pleasanton | KS | Kansas | 20107 | Linn | 38.179 | -94.7053 | 1162 | 215 | polygon | FALSE | TRUE | America/Chicago | 3 | 66075 | 1840009748 | [10 empty] | PleasantonKS
Hyde | Hyde | PA | Pennsylvania | 42033 | Clearfield | 41.0075 | -78.4688 | 1162 | 269 | polygon | FALSE | FALSE | America/New_York | 3 | 16843 16830 | 1840005150 | [10 empty] | HydePA
Boling | Boling | TX | Texas | 48481 | Wharton | 29.2584 | -95.9436 | 1162 | 96 | polygon | FALSE | FALSE | America/Chicago | 3 | 77420 | 1840025142 | [10 empty] | BolingTX
Dutch Island | Dutch Island | GA | Georgia | 13051 | Chatham | 32.0047 | -81.0317 | 1162 | 182 | polygon | FALSE | TRUE | America/New_York | 3 | 31406 | 1840039166 | [10 empty] | Dutch IslandGA
Burwell | Burwell | NE | Nebraska | 31071 | Garfield | 41.78 | -99.1341 | 1161 | 432 | polygon | FALSE | TRUE | America/Chicago | 3 | 68823 | 1840007037 | [10 empty] | BurwellNE
Coldstream | Coldstream | KY | Kentucky | 21111 | Jefferson | 38.3144 | -85.5264 | 1161 | 2027 | polygon | FALSE | TRUE | America/New_York | 2 | 40245 | 1840030795 | [10 empty] | ColdstreamKY
Cascade Locks | Cascade Locks | OR | Oregon | 41027 | Hood River | 45.6763 | -121.8719 | 1161 | 215 | polygon | FALSE | TRUE | America/Los_Angeles | 3 | 97014 | 1840018561 | [10 empty] | Cascade LocksOR
Ucon | Ucon | ID | Idaho | 16019 | Bonneville | 43.5935 | -111.9595 | 1161 | 560 | polygon | FALSE | TRUE | America/Boise | 3 | 83454 83401 | 1840021281 | [10 empty] | UconID
Toulon | Toulon | IL | Illinois | 17175 | Stark | 41.0935 | -89.8633 | 1161 | 440 | polygon | FALSE | TRUE | America/Chicago | 3 | 61483 | 1840010303 | [10 empty] | ToulonIL
West Crossett | West Crossett | AR | Arkansas | 5003 | Ashley | 33.1488 | -92.0221 | 1160 | 37 | polygon | FALSE | FALSE | America/Chicago | 3 | 71635 | 1840013770 | [10 empty] | West CrossettAR
Marshallton | Marshallton | PA | Pennsylvania | 42097 | Northumberland | 40.7853 | -76.5366 | 1160 | 516 | polygon | FALSE | FALSE | America/New_York | 3 | 17866 | 1840133638 | [10 empty] | MarshalltonPA
Lecompte | Lecompte | LA | Louisiana | 22079 | Rapides | 31.0881 | -92.3999 | 1160 | 421 | polygon | FALSE | TRUE | America/Chicago | 3 | 71346 | 1840017099 | [10 empty] | LecompteLA
Sibley | Sibley | LA | Louisiana | 22119 | Webster | 32.5423 | -93.2947 | 1160 | 115 | polygon | FALSE | TRUE | America/Chicago | 3 | 71073 | 1840018061 | [10 empty] | SibleyLA
Millbourne | Millbourne | PA | Pennsylvania | 42045 | Delaware | 39.9638 | -75.2527 | 1160 | 6042 | polygon | FALSE | TRUE | America/New_York | 2 | 19082 | 1840000703 | [10 empty] | MillbournePA
Ehrenberg | Ehrenberg | AZ | Arizona | 4012 | La Paz | 33.6174 | -114.4883 | 1160 | 37 | polygon | FALSE | FALSE | America/Phoenix | 3 | 85334 85346 | 1840017958 | [10 empty] | EhrenbergAZ
Homer | Homer | IL | Illinois | 17019 | Champaign | 40.0335 | -87.9578 | 1159 | 456 | polygon | FALSE | TRUE | America/Chicago | 3 | 61849 | 1840012223 | [10 empty] | HomerIL
Pine Bluffs | Pine Bluffs | WY | Wyoming | 56021 | Laramie | 41.1803 | -104.0692 | 1159 | 138 | polygon | FALSE | TRUE | America/Denver | 3 | 82082 | 1840022387 | [10 empty] | Pine BluffsWY
Pine Island | Pine Island | TX | Texas | 48473 | Waller | 30.0554 | -96.0253 | 1159 | 47 | polygon | FALSE | TRUE | America/Chicago | 3 | 77445 77484 | 1840023150 | [10 empty] | Pine IslandTX
Albany | Albany | LA | Louisiana | 22063 | Livingston | 30.4996 | -90.584 | 1159 | 346 | polygon | FALSE | TRUE | America/Chicago | 3 | 70711 | 1840018227 | [10 empty] | AlbanyLA
Hiram | Hiram | OH | Ohio | 39133 | Portage | 41.3113 | -81.1429 | 1159 | 408 | polygon | FALSE | TRUE | America/New_York | 3 | 44234 | 1840011674 | [10 empty] | HiramOH
Ponderosa Pine | Ponderosa Pine | NM | New Mexico | 35001 | Bernalillo | 34.972 | -106.3369 | 1159 | 55 | polygon | FALSE | FALSE | America/Denver | 3 | 87059 | 1840024972 | [10 empty] | Ponderosa PineNM
Wellsville | Wellsville | MO | Missouri | 29139 | Montgomery | 39.0734 | -91.5692 | 1159 | 291 | polygon | FALSE | TRUE | America/Chicago | 3 | 63384 | 1840010699 | [10 empty] | WellsvilleMO
Bratenahl | Bratenahl | OH | Ohio | 39035 | Cuyahoga | 41.5546 | -81.6046 | 1159 | 436 | polygon | FALSE | TRUE | America/New_York | 3 | 44108 | 1840000589 | [10 empty] | BratenahlOH
DoÃ±a Ana | Dona Ana | NM | New Mexico | 35013 | DoÃ±a Ana | 32.394 | -106.8177 | 1158 | 700 | polygon | FALSE | FALSE | America/Denver | 3 | 88032 88007 | 1840019409 | [10 empty] | DoÃ±a AnaNM
Atwood | Atwood | IL | Illinois | 17041 | Douglas | 39.7992 | -88.4626 | 1158 | 722 | polygon | FALSE | TRUE | America/Chicago | 3 | 61913 | 1840012507 | [10 empty] | AtwoodIL
Tahoe Vista | Tahoe Vista | CA | California | 6061 | Placer | 39.2483 | -120.0535 | 1158 | 164 | polygon | FALSE | FALSE | America/Los_Angeles | 3 | 96148 96143 | 1840018817 | [10 empty] | Tahoe VistaCA
Malta | Malta | IL | Illinois | 17037 | DeKalb | 41.9291 | -88.867 | 1158 | 731 | polygon | FALSE | TRUE | America/Chicago | 3 | 60150 | 1840011338 | [10 empty] | MaltaIL
Long Beach | Long Beach | IN | Indiana | 18091 | LaPorte | 41.7435 | -86.8521 | 1158 | 428 | polygon | FALSE | TRUE | America/Chicago | 3 | 46360 | 1840029976 | [10 empty] | Long BeachIN
Conehatta | Conehatta | MS | Mississippi | 28101 | Newton | 32.4601 | -89.2785 | 1158 | 28 | polygon | FALSE | FALSE | America/Chicago | 3 | 39057 | 1840013102 | [10 empty] | ConehattaMS
Botkins | Botkins | OH | Ohio | 39149 | Shelby | 40.4587 | -84.1782 | 1158 | 354 | polygon | FALSE | TRUE | America/New_York | 3 | 45306 | 1840012190 | [10 empty] | BotkinsOH
Colfax | Colfax | WI | Wisconsin | 55033 | Dunn | 44.997 | -91.7264 | 1158 | 322 | polygon | FALSE | TRUE | America/Chicago | 3 | 54730 | 1840002144 | [10 empty] | ColfaxWI
Lake Secession | Lake Secession | SC | South Carolina | 45001 | Abbeville | 34.2821 | -82.5908 | 1158 | 79 | polygon | FALSE | FALSE | America/New_York | 3 | 29620 29655 | 1840035839 | [10 empty] | Lake SecessionSC
Colon | Colon | MI | Michigan | 26149 | St. Joseph | 41.9592 | -85.3229 | 1158 | 325 | polygon | FALSE | TRUE | America/Detroit | 3 | 49040 | 1840011382 | [10 empty] | ColonMI
Advance | Advance | NC | North Carolina | 37059 | Davie | 35.9468 | -80.4045 | 1158 | 62 | polygon | FALSE | FALSE | America/New_York | 3 | 27006 | 1840024909 | [10 empty] | AdvanceNC
Palm Shores | Palm Shores | FL | Florida | 12009 | Brevard | 28.1918 | -80.6593 | 1157 | 743 | polygon | FALSE | TRUE | America/New_York | 3 | 32935 32940 | 1840017236 | [10 empty] | Palm ShoresFL
Mapleton | Mapleton | IA | Iowa | 19133 | Monona | 42.1671 | -95.7904 | 1157 | 278 | polygon | FALSE | TRUE | America/Chicago | 3 | 51034 | 1840009154 | [10 empty] | MapletonIA
Leetsdale | Leetsdale | PA | Pennsylvania | 42003 | Allegheny | 40.5656 | -80.2142 | 1157 | 446 | polygon | FALSE | TRUE | America/New_York | 3 | 15056 | 1840001240 | [10 empty] | LeetsdalePA
Ponderay | Ponderay | ID | Idaho | 16017 | Bonner | 48.3091 | -116.539 | 1157 | 152 | polygon | FALSE | TRUE | America/Los_Angeles | 3 | 83864 83852 | 1840019771 | [10 empty] | PonderayID
Coal Fork | Coal Fork | WV | West Virginia | 54039 | Kanawha | 38.3185 | -81.5229 | 1157 | 87 | polygon | FALSE | FALSE | America/New_York | 3 | 25306 | 1840006189 | [10 empty] | Coal ForkWV
Panaca | Panaca | NV | Nevada | 32017 | Lincoln | 37.7889 | -114.3997 | 1157 | 136 | polygon | FALSE | FALSE | America/Los_Angeles | 3 | 89042 | 1840024651 | [10 empty] | PanacaNV
Yellville | Yellville | AR | Arkansas | 5089 | Marion | 36.2289 | -92.686 | 1156 | 179 | polygon | FALSE | TRUE | America/Chicago | 3 | 72687 | 1840015300 | [10 empty] | YellvilleAR
Oglethorpe | Oglethorpe | GA | Georgia | 13193 | Macon | 32.2935 | -84.0623 | 1156 | 223 | polygon | FALSE | TRUE | America/New_York | 3 | 31068 | 1840014899 | [10 empty] | OglethorpeGA
Remington | Remington | IN | Indiana | 18073 | Jasper | 40.765 | -87.1556 | 1155 | 356 | polygon | FALSE | TRUE | America/Indiana/Indianapolis | 3 | 47977 | 1840010292 | [10 empty] | RemingtonIN
Hettinger | Hettinger | ND | North Dakota | 38001 | Adams | 46.0034 | -102.635 | 1155 | 537 | polygon | FALSE | TRUE | America/Denver | 3 | 58639 | 1840000243 | [10 empty] | HettingerND
Emory | Emory | VA | Virginia | 51191 | Washington | 36.78 | -81.828 | 1155 | 108 | polygon | FALSE | FALSE | America/New_York | 3 | 24361 24340 | 1840024856 | [10 empty] | EmoryVA
Midway | Midway | LA | Louisiana | 22059 | LaSalle | 31.6788 | -92.1493 | 1155 | 147 | polygon | FALSE | FALSE | America/Chicago | 3 | 71342 | 1840013852 | [10 empty] | MidwayLA
Fort Deposit | Fort Deposit | AL | Alabama | 1085 | Lowndes | 31.9863 | -86.5664 | 1155 | 78 | polygon | FALSE | TRUE | America/Chicago | 3 | 36032 | 1840002146 | [10 empty] | Fort DepositAL
Tresckow | Tresckow | PA | Pennsylvania | 42025 | Carbon | 40.916 | -75.9657 | 1155 | 250 | polygon | FALSE | FALSE | America/New_York | 3 | 18254 | 1840005187 | [10 empty] | TresckowPA
Dulac | Dulac | LA | Louisiana | 22109 | Terrebonne | 29.3864 | -90.7081 | 1154 | 27 | polygon | FALSE | FALSE | America/Chicago | 3 | 70353 | 1840013116 | [10 empty] | DulacLA
Hastings | Hastings | PA | Pennsylvania | 42021 | Cambria | 40.6647 | -78.7094 | 1154 | 803 | polygon | FALSE | TRUE | America/New_York | 3 | 16646 | 1840001115 | [10 empty] | HastingsPA
Lake Lure | Lake Lure | NC | North Carolina | 37161 | Rutherford | 35.4404 | -82.2064 | 1154 | 33 | polygon | FALSE | TRUE | America/New_York | 3 | 28746 | 1840016318 | [10 empty] | Lake LureNC
Lamar | Lamar | TX | Texas | 48007 | Aransas | 28.1439 | -96.9888 | 1154 | 145 | polygon | FALSE | FALSE | America/Chicago | 3 | 78382 | 1840026054 | [10 empty] | LamarTX
West Chatham | West Chatham | MA | Massachusetts | 25001 | Barnstable | 41.6804 | -69.9918 | 1154 | 152 | polygon | FALSE | FALSE | America/New_York | 3 | 02633 02669 | 1840003243 | [10 empty] | West ChathamMA
Frisco City | Frisco City | AL | Alabama | 1099 | Monroe | 31.4353 | -87.4037 | 1153 | 110 | polygon | FALSE | TRUE | America/Chicago | 3 | 36445 | 1840005003 | [10 empty] | Frisco CityAL
Port Orford | Port Orford | OR | Oregon | 41015 | Curry | 42.7497 | -124.4973 | 1153 | 285 | polygon | FALSE | TRUE | America/Los_Angeles | 3 | 97465 | 1840020079 | [10 empty] | Port OrfordOR
Valley Falls | Valley Falls | KS | Kansas | 20087 | Jefferson | 39.3408 | -95.4612 | 1153 | 632 | polygon | FALSE | TRUE | America/Chicago | 3 | 66088 | 1840010659 | [10 empty] | Valley FallsKS
Hawley | Hawley | PA | Pennsylvania | 42127 | Wayne | 41.4765 | -75.1779 | 1153 | 766 | polygon | FALSE | TRUE | America/New_York | 3 | 18428 | 1840003313 | [10 empty] | HawleyPA
Ship Bottom | Ship Bottom | NJ | New Jersey | 34029 | Ocean | 39.6459 | -74.1835 | 1153 | 625 | polygon | FALSE | TRUE | America/New_York | 3 | 8008 | 1840001489 | [10 empty] | Ship BottomNJ
Elbow Lake | Elbow Lake | MN | Minnesota | 27051 | Grant | 45.9905 | -95.9776 | 1153 | 334 | polygon | FALSE | TRUE | America/Chicago | 3 | 56531 | 1840007766 | [10 empty] | Elbow LakeMN
Taos | Taos | MO | Missouri | 29051 | Cole | 38.5157 | -92.0647 | 1153 | 69 | polygon | FALSE | TRUE | America/Chicago | 3 | 65101 | 1840009796 | [10 empty] | TaosMO
Lyles | Lyles | TN | Tennessee | 47081 | Hickman | 35.9195 | -87.345 | 1153 | 169 | polygon | FALSE | FALSE | America/Chicago | 3 | 37098 | 1840024919 | [10 empty] | LylesTN
Ohatchee | Ohatchee | AL | Alabama | 1015 | Calhoun | 33.7877 | -86.028 | 1153 | 75 | polygon | FALSE | TRUE | America/Chicago | 3 | 36271 | 1840016782 | [10 empty] | OhatcheeAL
Towaoc | Towaoc | CO | Colorado | 8083 | Montezuma | 37.2126 | -108.7265 | 1153 | 124 | polygon | FALSE | FALSE | America/Denver | 3 | 81334 | 1840018927 | [10 empty] | TowaocCO
Elkhorn | Elkhorn | CA | California | 6053 | Monterey | 36.8103 | -121.7212 | 1153 | 92 | polygon | FALSE | FALSE | America/Los_Angeles | 3 | 93907 95012 | 1840017683 | [10 empty] | ElkhornCA
Cloverport | Cloverport | KY | Kentucky | 21027 | Breckinridge | 37.8312 | -86.6304 | 1152 | 304 | polygon | FALSE | TRUE | America/Chicago | 3 | 40111 | 1840014327 | [10 empty] | CloverportKY
Ranchos Penitas West | Ranchos Penitas West | TX | Texas | 48479 | Webb | 27.6745 | -99.6035 | 1152 | 214 | polygon | FALSE | FALSE | America/Chicago | 3 | 78045 | 1840037074 | [10 empty] | Ranchos Penitas WestTX
Grabill | Grabill | IN | Indiana | 18003 | Allen | 41.2098 | -84.9681 | 1152 | 720 | polygon | FALSE | TRUE | America/Indiana/Indianapolis | 3 | 46741 | 1840010296 | [10 empty] | GrabillIN
Clarkton | Clarkton | MO | Missouri | 29069 | Dunklin | 36.4521 | -89.9681 | 1152 | 393 | polygon | FALSE | TRUE | America/Chicago | 3 | 63837 | 1840007662 | [10 empty] | ClarktonMO
Lucama | Lucama | NC | North Carolina | 37195 | Wilson | 35.6447 | -78.0072 | 1152 | 717 | polygon | FALSE | TRUE | America/New_York | 3 | 27851 | 1840016260 | [10 empty] | LucamaNC
Julesburg | Julesburg | CO | Colorado | 8115 | Sedgwick | 40.9849 | -102.2627 | 1152 | 294 | polygon | FALSE | TRUE | America/Denver | 3 | 80737 | 1840021381 | [10 empty] | JulesburgCO
Republic | Republic | PA | Pennsylvania | 42051 | Fayette | 39.9664 | -79.8767 | 1152 | 615 | polygon | FALSE | FALSE | America/New_York | 3 | 15475 | 1840005541 | [10 empty] | RepublicPA
Webster | Webster | FL | Florida | 12119 | Sumter | 28.6115 | -82.0509 | 1151 | 334 | polygon | FALSE | TRUE | America/New_York | 3 | 33597 | 1840015955 | [10 empty] | WebsterFL
Windsor | Windsor | IL | Illinois | 17173 | Shelby | 39.4389 | -88.5953 | 1151 | 705 | polygon | FALSE | TRUE | America/Chicago | 3 | 61957 | 1840010613 | [10 empty] | WindsorIL
Norris City | Norris City | IL | Illinois | 17193 | White | 37.979 | -88.3279 | 1151 | 379 | polygon | FALSE | TRUE | America/Chicago | 3 | 62869 | 1840012926 | [10 empty] | Norris CityIL
San Antonito | San Antonito | NM | New Mexico | 35001 | Bernalillo | 35.1575 | -106.3476 | 1150 | 181 | polygon | FALSE | FALSE | America/Denver | 3 | 87008 87047 | 1840138585 | [10 empty] | San AntonitoNM
Griggsville | Griggsville | IL | Illinois | 17149 | Pike | 39.7078 | -90.7275 | 1150 | 401 | polygon | FALSE | TRUE | America/Chicago | 3 | 62340 | 1840007315 | [10 empty] | GriggsvilleIL
Great Neck Gardens | Great Neck Gardens | NY | New York | 36059 | Nassau | 40.7969 | -73.7229 | 1150 | 2604 | polygon | FALSE | FALSE | America/New_York | 2 | 11021 11023 | 1840034034 | [10 empty] | Great Neck GardensNY
Whitehall | Whitehall | MT | Montana | 30043 | Jefferson | 45.8709 | -112.0975 | 1150 | 629 | polygon | FALSE | TRUE | America/Denver | 3 | 59759 | 1840022326 | [10 empty] | WhitehallMT
Navarre Beach | Navarre Beach | FL | Florida | 12113 | Santa Rosa | 30.383 | -86.8879 | 1150 | 373 | polygon | FALSE | TRUE | America/Chicago | 3 | 32566 | 1840039030 | [10 empty] | Navarre BeachFL
Barnsdall | Barnsdall | OK | Oklahoma | 40113 | Osage | 36.5609 | -96.1626 | 1150 | 759 | polygon | FALSE | TRUE | America/Chicago | 3 | 74002 | 1840018975 | [10 empty] | BarnsdallOK
Southmont | Southmont | NC | North Carolina | 37057 | Davidson | 35.6536 | -80.2702 | 1150 | 97 | polygon | FALSE | FALSE | America/New_York | 3 | 27292 | 1840025789 | [10 empty] | SouthmontNC
Nortonville | Nortonville | KY | Kentucky | 21107 | Hopkins | 37.186 | -87.4556 | 1150 | 382 | polygon | FALSE | TRUE | America/Chicago | 3 | 42442 | 1840014370 | [10 empty] | NortonvilleKY
Lindsay | Lindsay | TX | Texas | 48097 | Cooke | 33.6415 | -97.2186 | 1149 | 272 | polygon | FALSE | TRUE | America/Chicago | 3 | 76240 76250 | 1840021961 | [10 empty] | LindsayTX
Oxford | Oxford | IN | Indiana | 18007 | Benton | 40.5214 | -87.2482 | 1149 | 810 | polygon | FALSE | TRUE | America/Indiana/Indianapolis | 3 | 47971 | 1840014073 | [10 empty] | OxfordIN
Monongah | Monongah | WV | West Virginia | 54049 | Marion | 39.4598 | -80.2185 | 1149 | 909 | polygon | FALSE | TRUE | America/New_York | 3 | 26554 | 1840005736 | [10 empty] | MonongahWV
Yarrow Point | Yarrow Point | WA | Washington | 53033 | King | 47.6488 | -122.2188 | 1149 | 1211 | polygon | FALSE | TRUE | America/Los_Angeles | 3 | 98004 | 1840022300 | [10 empty] | Yarrow PointWA
Big River | Big River | CA | California | 6071 | San Bernardino | 34.1393 | -114.3604 | 1149 | 40 | polygon | FALSE | FALSE | America/Los_Angeles | 3 | 92242 | 1840017798 | [10 empty] | Big RiverCA
Fruitport | Fruitport | MI | Michigan | 26121 | Muskegon | 43.1248 | -86.1561 | 1149 | 488 | polygon | FALSE | TRUE | America/Detroit | 3 | 49415 | 1840010988 | [10 empty] | FruitportMI
Banner Elk | Banner Elk | NC | North Carolina | 37011 | Avery | 36.1588 | -81.8677 | 1149 | 231 | polygon | FALSE | TRUE | America/New_York | 3 | 28604 | 1840015320 | [10 empty] | Banner ElkNC
Riverside | Riverside | ID | Idaho | 16011 | Bingham | 43.1965 | -112.4356 | 1149 | 206 | polygon | FALSE | FALSE | America/Boise | 3 | 83221 | 1840024025 | [10 empty] | RiversideID
Helena Flats | Helena Flats | MT | Montana | 30029 | Flathead | 48.2864 | -114.2369 | 1148 | 52 | polygon | FALSE | TRUE | America/Denver | 3 | 59901 | 1840039682 | [10 empty] | Helena FlatsMT
Augusta | Augusta | KY | Kentucky | 21023 | Bracken | 38.7723 | -84.0003 | 1148 | 372 | polygon | FALSE | TRUE | America/New_York | 3 | 41002 | 1840013176 | [10 empty] | AugustaKY
Mineral Springs | Mineral Springs | AR | Arkansas | 5061 | Howard | 33.8767 | -93.9218 | 1148 | 197 | polygon | FALSE | TRUE | America/Chicago | 3 | 71851 | 1840014708 | [10 empty] | Mineral SpringsAR
Bingham Farms | Bingham Farms | MI | Michigan | 26125 | Oakland | 42.5176 | -83.278 | 1148 | 364 | polygon | FALSE | TRUE | America/Detroit | 3 | 48025 | 1840011053 | [10 empty] | Bingham FarmsMI
Andalusia | Andalusia | IL | Illinois | 17161 | Rock Island | 41.4374 | -90.7165 | 1148 | 377 | polygon | FALSE | TRUE | America/Chicago | 3 | 61232 61284 | 1840010192 | [10 empty] | AndalusiaIL
Bronson | Bronson | FL | Florida | 12075 | Levy | 29.4501 | -82.6391 | 1147 | 103 | polygon | FALSE | TRUE | America/New_York | 3 | 32621 | 1840015948 | [10 empty] | BronsonFL
Reedsville | Reedsville | WI | Wisconsin | 55071 | Manitowoc | 44.1525 | -87.9517 | 1147 | 363 | polygon | FALSE | TRUE | America/Chicago | 3 | 54230 | 1840002216 | [10 empty] | ReedsvilleWI
Garretson | Garretson | SD | South Dakota | 46099 | Minnehaha | 43.7149 | -96.5026 | 1147 | 304 | polygon | FALSE | TRUE | America/Chicago | 3 | 57030 | 1840002652 | [10 empty] | GarretsonSD
Gilbert | Gilbert | IA | Iowa | 19169 | Story | 42.1062 | -93.6461 | 1147 | 401 | polygon | FALSE | TRUE | America/Chicago | 3 | 50105 | 1840008122 | [10 empty] | GilbertIA
Union Springs | Union Springs | NY | New York | 36011 | Cayuga | 42.8458 | -76.691 | 1147 | 253 | polygon | FALSE | TRUE | America/New_York | 3 | 13160 | 1840004242 | [10 empty] | Union SpringsNY
Third Lake | Third Lake | IL | Illinois | 17097 | Lake | 42.3708 | -88.0122 | 1146 | 754 | polygon | FALSE | TRUE | America/Chicago | 3 | 60030 60046 | 1840011179 | [10 empty] | Third LakeIL
Kellyville | Kellyville | OK | Oklahoma | 40037 | Creek | 35.9482 | -96.2143 | 1146 | 376 | polygon | FALSE | TRUE | America/Chicago | 3 | 74039 | 1840021693 | [10 empty] | KellyvilleOK
Bayou Country Club | Bayou Country Club | LA | Louisiana | 22057 | Lafourche | 29.78 | -90.7894 | 1146 | 532 | polygon | FALSE | TRUE | America/Chicago | 3 | 70301 | 1840039396 | [10 empty] | Bayou Country ClubLA
Tenaha | Tenaha | TX | Texas | 48419 | Shelby | 31.944 | -94.2457 | 1146 | 118 | polygon | FALSE | TRUE | America/Chicago | 3 | 75974 | 1840023114 | [10 empty] | TenahaTX
Chester Gap | Chester Gap | VA | Virginia | 51157 | Rappahannock | 38.8534 | -78.1325 | 1145 | 212 | polygon | FALSE | FALSE | America/New_York | 3 | 22640 22623 | 1840026718 | [10 empty] | Chester GapVA
Minturn | Minturn | CO | Colorado | 8037 | Eagle | 39.5461 | -106.3873 | 1145 | 57 | polygon | FALSE | TRUE | America/Denver | 3 | 81649 81645 | 1840022433 | [10 empty] | MinturnCO
Alpaugh | Alpaugh | CA | California | 6107 | Tulare | 35.8876 | -119.4873 | 1145 | 439 | polygon | FALSE | FALSE | America/Los_Angeles | 3 | 93201 | 1840017690 | [10 empty] | AlpaughCA
Grass Lake | Grass Lake | MI | Michigan | 26075 | Jackson | 42.2511 | -84.2075 | 1145 | 470 | polygon | FALSE | TRUE | America/Detroit | 3 | 49240 | 1840011195 | [10 empty] | Grass LakeMI
Hasley Canyon | Hasley Canyon | CA | California | 6037 | Los Angeles | 34.4817 | -118.6665 | 1145 | 77 | polygon | FALSE | TRUE | America/Los_Angeles | 3 | 91384 | 1840075914 | [10 empty] | Hasley CanyonCA
Gorman | Gorman | NC | North Carolina | 37063 | Durham | 36.0418 | -78.8091 | 1145 | 153 | polygon | FALSE | FALSE | America/New_York | 3 | 27704 | 1840013363 | [10 empty] | GormanNC
Athena | Athena | OR | Oregon | 41059 | Umatilla | 45.8132 | -118.4924 | 1144 | 776 | polygon | FALSE | TRUE | America/Los_Angeles | 3 | 97813 | 1840018536 | [10 empty] | AthenaOR
Elk Run Heights | Elk Run Heights | IA | Iowa | 19013 | Black Hawk | 42.4662 | -92.2501 | 1144 | 415 | polygon | FALSE | TRUE | America/Chicago | 3 | 50707 50703 | 1840008062 | [10 empty] | Elk Run HeightsIA
Killdeer | Killdeer | ND | North Dakota | 38025 | Dunn | 47.3673 | -102.7535 | 1144 | 484 | polygon | FALSE | TRUE | America/Denver | 3 | 58640 | 1840000127 | [10 empty] | KilldeerND
Camargo | Camargo | KY | Kentucky | 21173 | Montgomery | 37.997 | -83.8926 | 1144 | 201 | polygon | FALSE | TRUE | America/New_York | 3 | 40353 | 1840013214 | [10 empty] | CamargoKY
Fletcher | Fletcher | OK | Oklahoma | 40031 | Comanche | 34.8224 | -98.2391 | 1143 | 536 | polygon | FALSE | TRUE | America/Chicago | 3 | 73541 | 1840021852 | [10 empty] | FletcherOK
Boonville | Boonville | NC | North Carolina | 37197 | Yadkin | 36.234 | -80.7093 | 1143 | 368 | polygon | FALSE | TRUE | America/New_York | 3 | 27011 | 1840015319 | [10 empty] | BoonvilleNC
La Harpe | La Harpe | IL | Illinois | 17067 | Hancock | 40.5848 | -90.9698 | 1143 | 323 | polygon | FALSE | TRUE | America/Chicago | 3 | 61450 | 1840008342 | [10 empty] | La HarpeIL
Palo Cedro | Palo Cedro | CA | California | 6089 | Shasta | 40.5511 | -122.2363 | 1143 | 119 | polygon | FALSE | FALSE | America/Los_Angeles | 3 | 96073 | 1840018731 | [10 empty] | Palo CedroCA
Redby | Redby | MN | Minnesota | 27007 | Beltrami | 47.8717 | -94.9184 | 1143 | 82 | polygon | FALSE | FALSE | America/Chicago | 3 | 56671 56670 | 1840003995 | [10 empty] | RedbyMN
McKinney Acres | McKinney Acres | TX | Texas | 48003 | Andrews | 32.2963 | -102.5297 | 1143 | 268 | polygon | FALSE | FALSE | America/Chicago | 3 | 79714 | 1840037139 | [10 empty] | McKinney AcresTX
Banks Springs | Banks Springs | LA | Louisiana | 22021 | Caldwell | 32.0764 | -92.085 | 1142 | 140 | polygon | FALSE | FALSE | America/Chicago | 3 | 71418 | 1840025921 | [10 empty] | Banks SpringsLA
Mount Gilead | Mount Gilead | NC | North Carolina | 37123 | Montgomery | 35.2163 | -80.0047 | 1142 | 126 | polygon | FALSE | TRUE | America/New_York | 3 | 27306 | 1840016359 | [10 empty] | Mount GileadNC
Woodworth | Woodworth | LA | Louisiana | 22079 | Rapides | 31.1655 | -92.5096 | 1142 | 49 | polygon | FALSE | TRUE | America/Chicago | 3 | 71485 | 1840017102 | [10 empty] | WoodworthLA
Villisca | Villisca | IA | Iowa | 19137 | Montgomery | 40.9298 | -94.9819 | 1142 | 231 | polygon | FALSE | TRUE | America/Chicago | 3 | 50864 | 1840010318 | [10 empty] | VilliscaIA
Skyland Estates | Skyland Estates | VA | Virginia | 51187 | Warren | 38.9329 | -78.085 | 1142 | 184 | polygon | FALSE | FALSE | America/New_York | 3 | 22642 | 1840026697 | [10 empty] | Skyland EstatesVA
Alma | Alma | NE | Nebraska | 31083 | Harlan | 40.1036 | -99.3656 | 1141 | 383 | polygon | FALSE | TRUE | America/Chicago | 3 | 68920 | 1840001384 | [10 empty] | AlmaNE
Fowler | Fowler | CO | Colorado | 8089 | Otero | 38.1304 | -104.0264 | 1141 | 787 | polygon | FALSE | TRUE | America/Denver | 3 | 81039 | 1840021522 | [10 empty] | FowlerCO
Meeker | Meeker | OK | Oklahoma | 40081 | Lincoln | 35.4852 | -96.8951 | 1141 | 155 | polygon | FALSE | TRUE | America/Chicago | 3 | 74855 | 1840022711 | [10 empty] | MeekerOK
Elton | Elton | LA | Louisiana | 22053 | Jefferson Davis | 30.4812 | -92.6976 | 1141 | 267 | polygon | FALSE | TRUE | America/Chicago | 3 | 70532 | 1840017197 | [10 empty] | EltonLA
Bradford Woods | Bradford Woods | PA | Pennsylvania | 42003 | Allegheny | 40.6369 | -80.0809 | 1141 | 495 | polygon | FALSE | TRUE | America/New_York | 3 | 15015 | 1840001211 | [10 empty] | Bradford WoodsPA
Mountain Ranch | Mountain Ranch | CA | California | 6009 | Calaveras | 38.2509 | -120.5119 | 1141 | 10 | polygon | FALSE | FALSE | America/Los_Angeles | 3 | 95245 95246 | 1840018864 | [10 empty] | Mountain RanchCA
Nahunta | Nahunta | GA | Georgia | 13025 | Brantley | 31.2065 | -81.9814 | 1141 | 156 | polygon | FALSE | TRUE | America/New_York | 3 | 31553 | 1840014972 | [10 empty] | NahuntaGA
Langley | Langley | WA | Washington | 53029 | Island | 48.0337 | -122.4084 | 1140 | 436 | polygon | FALSE | TRUE | America/Los_Angeles | 3 | 98260 | 1840019780 | [10 empty] | LangleyWA
Gerber | Gerber | CA | California | 6103 | Tehama | 40.0614 | -122.1482 | 1140 | 474 | polygon | FALSE | FALSE | America/Los_Angeles | 3 | 96035 | 1840026519 | [10 empty] | GerberCA
Light Oak | Light Oak | NC | North Carolina | 37045 | Cleveland | 35.2867 | -81.4775 | 1140 | 306 | polygon | FALSE | FALSE | America/New_York | 3 | 28152 28150 | 1840033017 | [10 empty] | Light OakNC
Covelo | Covelo | CA | California | 6045 | Mendocino | 39.8025 | -123.2499 | 1140 | 62 | polygon | FALSE | FALSE | America/Los_Angeles | 3 | 95428 | 1840017533 | [10 empty] | CoveloCA
Kempner | Kempner | TX | Texas | 48281 | Lampasas | 31.0755 | -97.9727 | 1140 | 214 | polygon | FALSE | TRUE | America/Chicago | 3 | 76539 76522 | 1840019551 | [10 empty] | KempnerTX
Oakland | Oakland | OK | Oklahoma | 40095 | Marshall | 34.0975 | -96.7978 | 1140 | 364 | polygon | FALSE | TRUE | America/Chicago | 3 | 73446 | 1840022894 | [10 empty] | OaklandOK
Camanche North Shore | Camanche North Shore | CA | California | 6005 | Amador | 38.2442 | -120.9538 | 1139 | 188 | polygon | FALSE | TRUE | America/Los_Angeles | 3 | 95640 | 1840075644 | [10 empty] | Camanche North ShoreCA
Stromsburg | Stromsburg | NE | Nebraska | 31143 | Polk | 41.116 | -97.591 | 1139 | 434 | polygon | FALSE | TRUE | America/Chicago | 3 | 68666 | 1840009311 | [10 empty] | StromsburgNE
Greenwood | Greenwood | DE | Delaware | 10005 | Sussex | 38.8066 | -75.5897 | 1139 | 518 | polygon | FALSE | TRUE | America/New_York | 3 | 19950 | 1840006066 | [10 empty] | GreenwoodDE
Great Bend | Great Bend | NY | New York | 36045 | Jefferson | 44.0197 | -75.7075 | 1139 | 76 | polygon | FALSE | FALSE | America/New_York | 3 | 13643 13619 | 1840004109 | [10 empty] | Great BendNY
Washington | Washington | WV | West Virginia | 54107 | Wood | 39.2422 | -81.6679 | 1139 | 103 | polygon | FALSE | FALSE | America/New_York | 3 | 26181 | 1840005785 | [10 empty] | WashingtonWV
Marcellus | Marcellus | MI | Michigan | 26027 | Cass | 42.0261 | -85.8131 | 1139 | 644 | polygon | FALSE | TRUE | America/Detroit | 3 | 49067 | 1840011387 | [10 empty] | MarcellusMI
Plains | Plains | MT | Montana | 30089 | Sanders | 47.4602 | -114.8842 | 1139 | 715 | polygon | FALSE | TRUE | America/Denver | 3 | 59859 | 1840022285 | [10 empty] | PlainsMT
Payne | Payne | OH | Ohio | 39125 | Paulding | 41.0797 | -84.7272 | 1139 | 648 | polygon | FALSE | TRUE | America/New_York | 3 | 45880 | 1840011728 | [10 empty] | PayneOH
Birchwood Lakes | Birchwood Lakes | PA | Pennsylvania | 42103 | Pike | 41.2513 | -74.9103 | 1139 | 352 | polygon | FALSE | FALSE | America/New_York | 3 | 18328 | 1840034863 | [10 empty] | Birchwood LakesPA
Okeene | Okeene | OK | Oklahoma | 40011 | Blaine | 36.1171 | -98.3165 | 1138 | 190 | polygon | FALSE | TRUE | America/Chicago | 3 | 73763 | 1840022693 | [10 empty] | OkeeneOK
Runge | Runge | TX | Texas | 48255 | Karnes | 28.8859 | -97.7134 | 1138 | 373 | polygon | FALSE | TRUE | America/Chicago | 3 | 78151 | 1840022244 | [10 empty] | RungeTX
Lorenzo | Lorenzo | TX | Texas | 48107 | Crosby | 33.6703 | -101.5361 | 1138 | 460 | polygon | FALSE | TRUE | America/Chicago | 3 | 79343 | 1840020602 | [10 empty] | LorenzoTX
Weeki Wachee Gardens | Weeki Wachee Gardens | FL | Florida | 12053 | Hernando | 28.5375 | -82.6208 | 1138 | 350 | polygon | FALSE | FALSE | America/New_York | 3 | 34607 | 1840029093 | [10 empty] | Weeki Wachee GardensFL
Southmayd | Southmayd | TX | Texas | 48181 | Grayson | 33.6233 | -96.7286 | 1137 | 157 | polygon | FALSE | TRUE | America/Chicago | 3 | 75092 76273 76268 | 1840021954 | [10 empty] | SouthmaydTX
Lapwai | Lapwai | ID | Idaho | 16069 | Nez Perce | 46.4034 | -116.8041 | 1137 | 580 | polygon | FALSE | TRUE | America/Los_Angeles | 3 | 83540 | 1840019899 | [10 empty] | LapwaiID
Plantersville | Plantersville | MS | Mississippi | 28081 | Lee | 34.2103 | -88.6655 | 1137 | 209 | polygon | FALSE | TRUE | America/Chicago | 3 | 38862 | 1840016650 | [10 empty] | PlantersvilleMS
Springville | Springville | IA | Iowa | 19113 | Linn | 42.0529 | -91.4458 | 1137 | 614 | polygon | FALSE | TRUE | America/Chicago | 3 | 52336 | 1840009145 | [10 empty] | SpringvilleIA
Andrews | Andrews | IN | Indiana | 18069 | Huntington | 40.8604 | -85.6023 | 1137 | 692 | polygon | FALSE | TRUE | America/Indiana/Indianapolis | 3 | 46702 | 1840010341 | [10 empty] | AndrewsIN
Matheny | Matheny | CA | California | 6107 | Tulare | 36.1707 | -119.3516 | 1137 | 1024 | polygon | FALSE | TRUE | America/Los_Angeles | 3 | 93274 | 1840042276 | [10 empty] | MathenyCA
Sardinia | Sardinia | OH | Ohio | 39015 | Brown | 39.0072 | -83.8022 | 1136 | 255 | polygon | FALSE | TRUE | America/New_York | 3 | 45171 | 1840012723 | [10 empty] | SardiniaOH
Kettleman City | Kettleman City | CA | California | 6031 | Kings | 36.009 | -119.9627 | 1136 | 2078 | polygon | FALSE | FALSE | America/Los_Angeles | 2 | 93239 | 1840017718 | [10 empty] | Kettleman CityCA
Yemassee | Yemassee | SC | South Carolina | 45049 | Hampton | 32.6722 | -80.8508 | 1136 | 56 | polygon | FALSE | TRUE | America/New_York | 3 | 29945 29940 | 1840016929 | [10 empty] | YemasseeSC
South Henderson | South Henderson | NC | North Carolina | 37181 | Vance | 36.3035 | -78.4054 | 1136 | 237 | polygon | FALSE | FALSE | America/New_York | 3 | 27536 | 1840013308 | [10 empty] | South HendersonNC
Owyhee | Owyhee | NV | Nevada | 32007 | Elko | 41.9166 | -116.1822 | 1135 | 1 | polygon | FALSE | FALSE | America/Los_Angeles | 3 | 89832 | 1840018705 | [10 empty] | OwyheeNV
Rocksprings | Rocksprings | TX | Texas | 48137 | Edwards | 30.0172 | -100.2128 | 1135 | 360 | polygon | FALSE | TRUE | America/Chicago | 3 | 78880 | 1840022192 | [10 empty] | RockspringsTX
La Monte | La Monte | MO | Missouri | 29159 | Pettis | 38.772 | -93.4236 | 1135 | 387 | polygon | FALSE | TRUE | America/Chicago | 3 | 65337 | 1840008575 | [10 empty] | La MonteMO
Gruver | Gruver | TX | Texas | 48195 | Hansford | 36.2562 | -101.4122 | 1135 | 397 | polygon | FALSE | TRUE | America/Chicago | 3 | 79040 | 1840020378 | [10 empty] | GruverTX
Pheasant Run | Pheasant Run | OH | Ohio | 39093 | Lorain | 41.2072 | -82.1481 | 1135 | 469 | polygon | FALSE | TRUE | America/New_York | 3 | 44050 | 1840043288 | [10 empty] | Pheasant RunOH
Albers | Albers | IL | Illinois | 17027 | Clinton | 38.5452 | -89.6142 | 1135 | 518 | polygon | FALSE | TRUE | America/Chicago | 3 | 62215 | 1840010765 | [10 empty] | AlbersIL
Dane | Dane | WI | Wisconsin | 55025 | Dane | 43.2499 | -89.4996 | 1135 | 382 | polygon | FALSE | TRUE | America/Chicago | 3 | 53529 | 1840002912 | [10 empty] | DaneWI
Lake Koshkonong | Lake Koshkonong | WI | Wisconsin | 55055 | Jefferson | 42.8838 | -88.9424 | 1135 | 31 | polygon | FALSE | FALSE | America/Chicago | 3 | 53563 53538 | 1840004350 | [10 empty] | Lake KoshkonongWI
Forrest | Forrest | IL | Illinois | 17105 | Livingston | 40.7511 | -88.4097 | 1135 | 678 | polygon | FALSE | TRUE | America/Chicago | 3 | 61741 | 1840011786 | [10 empty] | ForrestIL
Cole Camp | Cole Camp | MO | Missouri | 29015 | Benton | 38.4595 | -93.2025 | 1134 | 336 | polygon | FALSE | TRUE | America/Chicago | 3 | 65325 | 1840007495 | [10 empty] | Cole CampMO
Oolitic | Oolitic | IN | Indiana | 18093 | Lawrence | 38.8935 | -86.5254 | 1134 | 656 | polygon | FALSE | TRUE | America/Indiana/Indianapolis | 3 | 47451 | 1840009717 | [10 empty] | OoliticIN
Sea Ranch | Sea Ranch | CA | California | 6097 | Sonoma | 38.7165 | -123.4527 | 1134 | 27 | polygon | FALSE | FALSE | America/Los_Angeles | 3 | 95497 | 1840024621 | [10 empty] | Sea RanchCA
Timpson | Timpson | TX | Texas | 48419 | Shelby | 31.9065 | -94.3971 | 1134 | 174 | polygon | FALSE | TRUE | America/Chicago | 3 | 75975 | 1840022139 | [10 empty] | TimpsonTX
Acalanes Ridge | Acalanes Ridge | CA | California | 6013 | Contra Costa | 37.9046 | -122.0786 | 1134 | 950 | polygon | FALSE | TRUE | America/Los_Angeles | 3 | 94597 | 1840075577 | [10 empty] | Acalanes RidgeCA
Horine | Horine | MO | Missouri | 29099 | Jefferson | 38.2669 | -90.4324 | 1133 | 614 | polygon | FALSE | FALSE | America/Chicago | 3 | 63070 | 1840006234 | [10 empty] | HorineMO
Culebra | Culebra | PR | Puerto Rico | 72049 | Culebra | 18.3105 | -65.3029 | 1133 | 536 | polygon | FALSE | FALSE | America/Puerto_Rico | 3 | 775 | 1630023691 | [10 empty] | CulebraPR
Fairbank | Fairbank | IA | Iowa | 19019 | Buchanan | 42.64 | -92.0477 | 1133 | 597 | polygon | FALSE | TRUE | America/Chicago | 3 | 50629 | 1840008057 | [10 empty] | FairbankIA
Heritage Creek | Heritage Creek | KY | Kentucky | 21111 | Jefferson | 38.0952 | -85.6125 | 1133 | 968 | polygon | FALSE | TRUE | America/New_York | 3 | 40229 | 1840014305 | [10 empty] | Heritage CreekKY
Waelder | Waelder | TX | Texas | 48177 | Gonzales | 29.6943 | -97.2972 | 1133 | 342 | polygon | FALSE | TRUE | America/Chicago | 3 | 78959 | 1840022219 | [10 empty] | WaelderTX
Pierce | Pierce | CO | Colorado | 8123 | Weld | 40.6335 | -104.7551 | 1133 | 521 | polygon | FALSE | TRUE | America/Denver | 3 | 80650 | 1840022399 | [10 empty] | PierceCO
Johnstonville | Johnstonville | CA | California | 6035 | Lassen | 40.3789 | -120.5846 | 1132 | 52 | polygon | FALSE | FALSE | America/Los_Angeles | 3 | 96130 | 1840024202 | [10 empty] | JohnstonvilleCA
Petersburg | Petersburg | TX | Texas | 48189 | Hale | 33.871 | -101.5974 | 1132 | 540 | polygon | FALSE | TRUE | America/Chicago | 3 | 79250 | 1840020537 | [10 empty] | PetersburgTX
Red Boiling Springs | Red Boiling Springs | TN | Tennessee | 47111 | Macon | 36.5301 | -85.8481 | 1132 | 249 | polygon | FALSE | TRUE | America/Chicago | 3 | 37150 | 1840014422 | [10 empty] | Red Boiling SpringsTN
Baxter | Baxter | IA | Iowa | 19099 | Jasper | 41.8252 | -93.1525 | 1132 | 668 | polygon | FALSE | TRUE | America/Chicago | 3 | 50028 | 1840007071 | [10 empty] | BaxterIA
Kaaawa | Kaaawa | HI | Hawaii | 15003 | Honolulu | 21.5485 | -157.8534 | 1132 | 548 | polygon | FALSE | FALSE | Pacific/Honolulu | 3 | 96730 | 1840029487 | [10 empty] | KaaawaHI
Fairfax | Fairfax | MN | Minnesota | 27129 | Renville | 44.5283 | -94.7231 | 1131 | 333 | polygon | FALSE | TRUE | America/Chicago | 3 | 55332 | 1840007860 | [10 empty] | FairfaxMN
Cordry Sweetwater Lakes | Cordry Sweetwater Lakes | IN | Indiana | 18013 | Brown | 39.3085 | -86.1227 | 1131 | 163 | polygon | FALSE | FALSE | America/Indiana/Indianapolis | 3 | 46164 | 1840030086 | [10 empty] | Cordry Sweetwater LakesIN
Satanta | Satanta | KS | Kansas | 20081 | Haskell | 37.4378 | -100.988 | 1130 | 713 | polygon | FALSE | TRUE | America/Chicago | 3 | 67870 | 1840009882 | [10 empty] | SatantaKS
North Grosvenor Dale | North Grosvenor Dale | CT | Connecticut | 9015 | Windham | 41.9862 | -71.9034 | 1130 | 192 | polygon | FALSE | FALSE | America/New_York | 3 | 6255 | 1840003278 | [10 empty] | North Grosvenor DaleCT
Cool Valley | Cool Valley | MO | Missouri | 29189 | St. Louis | 38.725 | -90.3058 | 1130 | 950 | polygon | FALSE | TRUE | America/Chicago | 3 | 63121 | 1840007440 | [10 empty] | Cool ValleyMO
Stevensville | Stevensville | MI | Michigan | 26021 | Berrien | 42.0139 | -86.5243 | 1129 | 417 | polygon | FALSE | TRUE | America/Detroit | 3 | 49127 | 1840011230 | [10 empty] | StevensvilleMI
Big Rock | Big Rock | IL | Illinois | 17089 | Kane | 41.7668 | -88.5265 | 1129 | 101 | polygon | FALSE | TRUE | America/Chicago | 3 | 60554 60511 | 1840011342 | [10 empty] | Big RockIL
Mifflinville | Mifflinville | PA | Pennsylvania | 42037 | Columbia | 41.0307 | -76.2995 | 1129 | 318 | polygon | FALSE | FALSE | America/New_York | 3 | 18631 | 1840004996 | [10 empty] | MifflinvillePA
Yalaha | Yalaha | FL | Florida | 12069 | Lake | 28.7509 | -81.8194 | 1129 | 76 | polygon | FALSE | FALSE | America/New_York | 3 | 34797 | 1840014048 | [10 empty] | YalahaFL
Cavetown | Cavetown | MD | Maryland | 24043 | Washington | 39.6426 | -77.5932 | 1129 | 228 | polygon | FALSE | FALSE | America/New_York | 3 | 21783 21720 | 1840005598 | [10 empty] | CavetownMD
Mechanicsville | Mechanicsville | IA | Iowa | 19031 | Cedar | 41.9056 | -91.2536 | 1129 | 528 | polygon | FALSE | TRUE | America/Chicago | 3 | 52306 | 1840008147 | [10 empty] | MechanicsvilleIA
Midway | Midway | AR | Arkansas | 5005 | Baxter | 36.3916 | -92.4724 | 1129 | 78 | polygon | FALSE | FALSE | America/Chicago | 3 | 72651 | 1840150886 | [10 empty] | MidwayAR
Woodland Heights | Woodland Heights | PA | Pennsylvania | 42121 | Venango | 41.4109 | -79.7047 | 1129 | 267 | polygon | FALSE | FALSE | America/New_York | 3 | 16301 16346 | 1840004887 | [10 empty] | Woodland HeightsPA
Alamo | Alamo | NV | Nevada | 32017 | Lincoln | 37.3648 | -115.163 | 1128 | 14 | polygon | FALSE | FALSE | America/Los_Angeles | 3 | 89001 | 1840024649 | [10 empty] | AlamoNV
Purdy | Purdy | MO | Missouri | 29009 | Barry | 36.8187 | -93.9206 | 1128 | 675 | polygon | FALSE | TRUE | America/Chicago | 3 | 65734 | 1840009933 | [10 empty] | PurdyMO
Petersburg | Petersburg | MI | Michigan | 26115 | Monroe | 41.8993 | -83.7136 | 1128 | 902 | polygon | FALSE | TRUE | America/Detroit | 3 | 49270 | 1840003988 | [10 empty] | PetersburgMI
Liborio NegrÃ³n Torres | Liborio Negron Torres | PR | Puerto Rico | 72121 | Sabana Grande | 18.0431 | -66.9426 | 1127 | 1830 | polygon | FALSE | FALSE | America/Puerto_Rico | 3 | 637 | 1630023548 | [10 empty] | Liborio NegrÃ³n TorresPR
Boyceville | Boyceville | WI | Wisconsin | 55033 | Dunn | 45.0427 | -92.0384 | 1127 | 115 | polygon | FALSE | TRUE | America/Chicago | 3 | 54725 | 1840000291 | [10 empty] | BoycevilleWI
Calvert | Calvert | TX | Texas | 48395 | Robertson | 30.9791 | -96.6716 | 1126 | 111 | polygon | FALSE | TRUE | America/Chicago | 3 | 77837 | 1840019554 | [10 empty] | CalvertTX
Dellwood | Dellwood | MN | Minnesota | 27163 | Washington | 45.0986 | -92.9672 | 1126 | 162 | polygon | FALSE | TRUE | America/Chicago | 3 | 55110 | 1840006740 | [10 empty] | DellwoodMN
Lone Oak | Lone Oak | TN | Tennessee | 47153 | Sequatchie | 35.2007 | -85.3685 | 1126 | 67 | polygon | FALSE | FALSE | America/Chicago | 3 | 37377 | 1840025820 | [10 empty] | Lone OakTN
Dale | Dale | PA | Pennsylvania | 42021 | Cambria | 40.312 | -78.9049 | 1126 | 2474 | polygon | FALSE | TRUE | America/New_York | 2 | 15902 | 1840001107 | [10 empty] | DalePA
Belle | Belle | WV | West Virginia | 54039 | Kanawha | 38.2336 | -81.5385 | 1126 | 629 | polygon | FALSE | TRUE | America/New_York | 3 | 25015 | 1840006202 | [10 empty] | BelleWV
Warrensburg | Warrensburg | IL | Illinois | 17115 | Macon | 39.932 | -89.0629 | 1126 | 596 | polygon | FALSE | TRUE | America/Chicago | 3 | 62573 | 1840012432 | [10 empty] | WarrensburgIL
Lubeck | Lubeck | WV | West Virginia | 54107 | Wood | 39.2276 | -81.6265 | 1126 | 102 | polygon | FALSE | FALSE | America/New_York | 3 | 26101 26181 | 1840005784 | [10 empty] | LubeckWV
Clear Lake | Clear Lake | WA | Washington | 53053 | Pierce | 46.9312 | -122.2843 | 1126 | 51 | polygon | FALSE | TRUE | America/Los_Angeles | 3 | 98328 | 1840149164 | [10 empty] | Clear LakeWA
Edgerton | Edgerton | MN | Minnesota | 27117 | Pipestone | 43.8753 | -96.1304 | 1125 | 368 | polygon | FALSE | TRUE | America/Chicago | 3 | 56128 | 1840007906 | [10 empty] | EdgertonMN
St. Michaels | St. Michaels | AZ | Arizona | 4001 | Apache | 35.6606 | -109.0962 | 1125 | 113 | polygon | FALSE | FALSE | America/Denver | 3 | 86511 | 1840019002 | [10 empty] | St. MichaelsAZ
Rock Island | Rock Island | WA | Washington | 53017 | Douglas | 47.3739 | -120.1382 | 1124 | 529 | polygon | FALSE | TRUE | America/Los_Angeles | 3 | 98850 | 1840019796 | [10 empty] | Rock IslandWA
Sabana | Sabana | PR | Puerto Rico | 72145 | Vega Baja | 18.4642 | -66.3517 | 1124 | 1207 | polygon | FALSE | FALSE | America/Puerto_Rico | 3 | 693 | 1630035565 | [10 empty] | SabanaPR
Ransom Canyon | Ransom Canyon | TX | Texas | 48303 | Lubbock | 33.5303 | -101.6838 | 1124 | 552 | polygon | FALSE | TRUE | America/Chicago | 3 | 79366 | 1840021984 | [10 empty] | Ransom CanyonTX
Rossville | Rossville | KS | Kansas | 20177 | Shawnee | 39.1358 | -95.9496 | 1124 | 783 | polygon | FALSE | TRUE | America/Chicago | 3 | 66533 | 1840009686 | [10 empty] | RossvilleKS
Daisetta | Daisetta | TX | Texas | 48291 | Liberty | 30.1135 | -94.6426 | 1124 | 293 | polygon | FALSE | TRUE | America/Chicago | 3 | 77533 | 1840019598 | [10 empty] | DaisettaTX
Edina | Edina | MO | Missouri | 29103 | Knox | 40.168 | -92.1732 | 1124 | 332 | polygon | FALSE | TRUE | America/Chicago | 3 | 63537 | 1840008374 | [10 empty] | EdinaMO
Guernsey | Guernsey | WY | Wyoming | 56031 | Platte | 42.2657 | -104.743 | 1124 | 423 | polygon | FALSE | TRUE | America/Denver | 3 | 82214 | 1840021307 | [10 empty] | GuernseyWY
Joseph | Joseph | OR | Oregon | 41063 | Wallowa | 45.3526 | -117.2303 | 1124 | 471 | polygon | FALSE | TRUE | America/Los_Angeles | 3 | 97846 | 1840018537 | [10 empty] | JosephOR
Arbon Valley | Arbon Valley | ID | Idaho | 16077 | Power | 42.8847 | -112.5942 | 1124 | 12 | polygon | FALSE | TRUE | America/Boise | 3 | 83204 | 1840036681 | [10 empty] | Arbon ValleyID
Wamac | Wamac | IL | Illinois | 17027 | Clinton | 38.4973 | -89.1457 | 1123 | 308 | polygon | FALSE | TRUE | America/Chicago | 3 | 62801 | 1840010758 | [10 empty] | WamacIL
Randolph AFB | Randolph AFB | TX | Texas | 48029 | Bexar | 29.5301 | -98.2787 | 1123 | 105 | polygon | TRUE | TRUE | America/Chicago | 3 | 78150 78148 | 1840043403 | [10 empty] | Randolph AFBTX
Lake Park | Lake Park | IA | Iowa | 19059 | Dickinson | 43.4472 | -95.3247 | 1123 | 294 | polygon | FALSE | TRUE | America/Chicago | 3 | 51347 | 1840007961 | [10 empty] | Lake ParkIA
Wallenpaupack Lake Estates | Wallenpaupack Lake Estates | PA | Pennsylvania | 42127 | Wayne | 41.3957 | -75.2731 | 1122 | 250 | polygon | FALSE | FALSE | America/New_York | 3 | 18436 | 1840035451 | [10 empty] | Wallenpaupack Lake EstatesPA
New Market | New Market | AL | Alabama | 1089 | Madison | 34.8892 | -86.4226 | 1122 | 24 | polygon | FALSE | FALSE | America/Chicago | 3 | 35761 | 1840013548 | [10 empty] | New MarketAL
Santa Margarita | Santa Margarita | CA | California | 6079 | San Luis Obispo | 35.3893 | -120.6084 | 1122 | 837 | polygon | FALSE | FALSE | America/Los_Angeles | 3 | 93453 | 1840024942 | [10 empty] | Santa MargaritaCA
Tonasket | Tonasket | WA | Washington | 53047 | Okanogan | 48.7077 | -119.4413 | 1121 | 458 | polygon | FALSE | TRUE | America/Los_Angeles | 3 | 98855 | 1840021057 | [10 empty] | TonasketWA
Liberty Center | Liberty Center | OH | Ohio | 39069 | Henry | 41.4436 | -84.0078 | 1121 | 419 | polygon | FALSE | TRUE | America/New_York | 3 | 43532 | 1840011604 | [10 empty] | Liberty CenterOH
Ansonia | Ansonia | OH | Ohio | 39037 | Darke | 40.2141 | -84.6344 | 1121 | 551 | polygon | FALSE | TRUE | America/New_York | 3 | 45303 | 1840010469 | [10 empty] | AnsoniaOH
Pigeon | Pigeon | MI | Michigan | 26063 | Huron | 43.8295 | -83.2702 | 1120 | 543 | polygon | FALSE | TRUE | America/Detroit | 3 | 48755 | 1840013152 | [10 empty] | PigeonMI
Laurens | Laurens | IA | Iowa | 19151 | Pocahontas | 42.8477 | -94.8482 | 1120 | 590 | polygon | FALSE | TRUE | America/Chicago | 3 | 50554 | 1840008030 | [10 empty] | LaurensIA
St. Ansgar | St. Ansgar | IA | Iowa | 19131 | Mitchell | 43.3797 | -92.9178 | 1120 | 400 | polygon | FALSE | TRUE | America/Chicago | 3 | 50472 50481 | 1840009033 | [10 empty] | St. AnsgarIA
Knox City | Knox City | TX | Texas | 48275 | Knox | 33.4176 | -99.8157 | 1119 | 518 | polygon | FALSE | TRUE | America/Chicago | 3 | 79529 | 1840021976 | [10 empty] | Knox CityTX
South Windham | South Windham | ME | Maine | 23005 | Cumberland | 43.738 | -70.4236 | 1119 | 361 | polygon | FALSE | FALSE | America/New_York | 3 | 4062 | 1840026140 | [10 empty] | South WindhamME
La Cygne | La Cygne | KS | Kansas | 20107 | Linn | 38.3479 | -94.7613 | 1119 | 282 | polygon | FALSE | TRUE | America/Chicago | 3 | 66040 | 1840008666 | [10 empty] | La CygneKS
Russiaville | Russiaville | IN | Indiana | 18067 | Howard | 40.4185 | -86.2731 | 1119 | 535 | polygon | FALSE | TRUE | America/Indiana/Indianapolis | 3 | 46979 | 1840010428 | [10 empty] | RussiavilleIN
Atwater | Atwater | MN | Minnesota | 27067 | Kandiyohi | 45.1356 | -94.7769 | 1119 | 420 | polygon | FALSE | TRUE | America/Chicago | 3 | 56209 | 1840006722 | [10 empty] | AtwaterMN
Puget Island | Puget Island | WA | Washington | 53069 | Wahkiakum | 46.1742 | -123.383 | 1118 | 57 | polygon | FALSE | TRUE | America/Los_Angeles | 3 | 98612 | 1840042033 | [10 empty] | Puget IslandWA
Gholson | Gholson | TX | Texas | 48309 | McLennan | 31.7123 | -97.2359 | 1118 | 49 | polygon | FALSE | TRUE | America/Chicago | 3 | 76705 | 1840020807 | [10 empty] | GholsonTX
Lemannville | Lemannville | LA | Louisiana | 22005 | Ascension | 30.1028 | -90.9239 | 1118 | 426 | polygon | FALSE | FALSE | America/Chicago | 3 | 70346 70086 | 1840026028 | [10 empty] | LemannvilleLA
Schaefferstown | Schaefferstown | PA | Pennsylvania | 42075 | Lebanon | 40.2969 | -76.2938 | 1118 | 160 | polygon | FALSE | FALSE | America/New_York | 3 | 17088 17073 | 1840005431 | [10 empty] | SchaefferstownPA
Lexington | Lexington | MI | Michigan | 26151 | Sanilac | 43.2671 | -82.537 | 1118 | 312 | polygon | FALSE | TRUE | America/Detroit | 3 | 48450 | 1840010976 | [10 empty] | LexingtonMI
Crescent Beach | Crescent Beach | FL | Florida | 12109 | St. Johns | 29.7357 | -81.2414 | 1118 | 300 | polygon | FALSE | FALSE | America/New_York | 3 | 32080 | 1840013108 | [10 empty] | Crescent BeachFL
Royalton | Royalton | IL | Illinois | 17055 | Franklin | 37.8773 | -89.1142 | 1117 | 386 | polygon | FALSE | TRUE | America/Chicago | 3 | 62983 | 1840012954 | [10 empty] | RoyaltonIL
Hamilton | Hamilton | GA | Georgia | 13145 | Harris | 32.7648 | -84.8752 | 1117 | 126 | polygon | FALSE | TRUE | America/New_York | 3 | 31811 | 1840013803 | [10 empty] | HamiltonGA
Shafer | Shafer | MN | Minnesota | 27025 | Chisago | 45.3901 | -92.7531 | 1117 | 344 | polygon | FALSE | TRUE | America/Chicago | 3 | 55074 | 1840008893 | [10 empty] | ShaferMN
Garrochales | Garrochales | PR | Puerto Rico | 72017 | Barceloneta | 18.4572 | -66.5675 | 1117 | 654 | polygon | FALSE | FALSE | America/Puerto_Rico | 3 | 617 | 1630035672 | [10 empty] | GarrochalesPR
Arizona Village | Arizona Village | AZ | Arizona | 4015 | Mohave | 34.8548 | -114.5893 | 1117 | 271 | polygon | FALSE | FALSE | America/Phoenix | 3 | 86440 | 1840018338 | [10 empty] | Arizona VillageAZ
Twin Lakes | Twin Lakes | NM | New Mexico | 35031 | McKinley | 35.6834 | -108.7709 | 1117 | 47 | polygon | FALSE | FALSE | America/Denver | 3 | 87375 | 1840019093 | [10 empty] | Twin LakesNM
Point Roberts | Point Roberts | WA | Washington | 53073 | Whatcom | 48.9883 | -123.0576 | 1116 | 88 | polygon | FALSE | FALSE | America/Los_Angeles | 3 | 98281 | 1840025234 | [10 empty] | Point RobertsWA
Parachute | Parachute | CO | Colorado | 8045 | Garfield | 39.4501 | -108.0549 | 1116 | 270 | polygon | FALSE | TRUE | America/Denver | 3 | 81635 | 1840022430 | [10 empty] | ParachuteCO
Chatsworth | Chatsworth | IL | Illinois | 17105 | Livingston | 40.7294 | -88.2975 | 1115 | 155 | polygon | FALSE | TRUE | America/Chicago | 3 | 60921 | 1840009353 | [10 empty] | ChatsworthIL
Sykesville | Sykesville | PA | Pennsylvania | 42065 | Jefferson | 41.0475 | -78.8185 | 1115 | 271 | polygon | FALSE | TRUE | America/New_York | 3 | 15865 | 1840003474 | [10 empty] | SykesvillePA
Rosharon | Rosharon | TX | Texas | 48039 | Brazoria | 29.35 | -95.453 | 1115 | 134 | polygon | FALSE | FALSE | America/Chicago | 3 | 77583 | 1840022986 | [10 empty] | RosharonTX
Phillipsburg | Phillipsburg | GA | Georgia | 13277 | Tift | 31.4389 | -83.5203 | 1115 | 1400 | polygon | FALSE | FALSE | America/New_York | 3 | 31794 | 1840029310 | [10 empty] | PhillipsburgGA
Central City | Central City | IL | Illinois | 17121 | Marion | 38.5485 | -89.1284 | 1115 | 761 | polygon | FALSE | TRUE | America/Chicago | 3 | 62801 | 1840010759 | [10 empty] | Central CityIL
Grant | Grant | NE | Nebraska | 31135 | Perkins | 40.8445 | -101.7256 | 1115 | 561 | polygon | FALSE | TRUE | America/Denver | 3 | 69140 | 1840008289 | [10 empty] | GrantNE
Malvern | Malvern | IA | Iowa | 19129 | Mills | 41.004 | -95.5842 | 1115 | 268 | polygon | FALSE | TRUE | America/Chicago | 3 | 51551 | 1840000891 | [10 empty] | MalvernIA
Siesta Shores | Siesta Shores | TX | Texas | 48505 | Zapata | 26.8548 | -99.2605 | 1115 | 586 | polygon | FALSE | FALSE | America/Chicago | 3 | 78076 | 1840019720 | [10 empty] | Siesta ShoresTX
Mexico Beach | Mexico Beach | FL | Florida | 12005 | Bay | 29.948 | -85.4157 | 1114 | 188 | polygon | FALSE | TRUE | America/Chicago | 3 | 32410 32456 | 1840015033 | [10 empty] | Mexico BeachFL
Lewisville | Lewisville | AR | Arkansas | 5073 | Lafayette | 33.3643 | -93.5751 | 1114 | 200 | polygon | FALSE | TRUE | America/Chicago | 3 | 71845 | 1840014835 | [10 empty] | LewisvilleAR
Simpson | Simpson | PA | Pennsylvania | 42069 | Lackawanna | 41.5945 | -75.4813 | 1114 | 487 | polygon | FALSE | FALSE | America/New_York | 3 | 18407 | 1840026297 | [10 empty] | SimpsonPA
Hill Country Village | Hill Country Village | TX | Texas | 48029 | Bexar | 29.5831 | -98.4893 | 1114 | 197 | polygon | FALSE | TRUE | America/Chicago | 3 | 78232 | 1840020958 | [10 empty] | Hill Country VillageTX
Kenwood | Kenwood | OK | Oklahoma | 40041 | Delaware | 36.3013 | -94.9979 | 1113 | 9 | polygon | FALSE | FALSE | America/Chicago | 3 | 74338 74365 74364 | 1840024887 | [10 empty] | KenwoodOK
Greenup | Greenup | KY | Kentucky | 21089 | Greenup | 38.5728 | -82.8303 | 1113 | 531 | polygon | FALSE | TRUE | America/New_York | 3 | 41144 | 1840013183 | [10 empty] | GreenupKY
Wooster | Wooster | AR | Arkansas | 5045 | Faulkner | 35.1998 | -92.4503 | 1113 | 149 | polygon | FALSE | TRUE | America/Chicago | 3 | 72058 | 1840016418 | [10 empty] | WoosterAR
Georgetown | Georgetown | CO | Colorado | 8019 | Clear Creek | 39.7181 | -105.694 | 1112 | 430 | polygon | FALSE | TRUE | America/Denver | 3 | 80476 80444 | 1840021433 | [10 empty] | GeorgetownCO
Macon | Macon | IL | Illinois | 17115 | Macon | 39.7117 | -88.9965 | 1112 | 295 | polygon | FALSE | TRUE | America/Chicago | 3 | 62544 | 1840009485 | [10 empty] | MaconIL
Cashton | Cashton | WI | Wisconsin | 55081 | Monroe | 43.7413 | -90.7866 | 1112 | 336 | polygon | FALSE | TRUE | America/Chicago | 3 | 54619 | 1840002571 | [10 empty] | CashtonWI
Riverview | Riverview | SC | South Carolina | 45091 | York | 35.0108 | -80.9845 | 1112 | 420 | polygon | FALSE | FALSE | America/New_York | 3 | 29708 | 1840013521 | [10 empty] | RiverviewSC
Clint | Clint | TX | Texas | 48141 | El Paso | 31.5901 | -106.2289 | 1112 | 218 | polygon | FALSE | TRUE | America/Denver | 3 | 79836 | 1840023111 | [10 empty] | ClintTX
Billings | Billings | MO | Missouri | 29043 | Christian | 37.0626 | -93.5539 | 1111 | 480 | polygon | FALSE | TRUE | America/Chicago | 3 | 65610 | 1840007645 | [10 empty] | BillingsMO
Mantachie | Mantachie | MS | Mississippi | 28057 | Itawamba | 34.325 | -88.4961 | 1111 | 108 | polygon | FALSE | TRUE | America/Chicago | 3 | 38855 | 1840016669 | [10 empty] | MantachieMS
Carson City | Carson City | MI | Michigan | 26117 | Montcalm | 43.1816 | -84.8463 | 1111 | 375 | polygon | FALSE | TRUE | America/Detroit | 3 | 48811 | 1840002876 | [10 empty] | Carson CityMI
Marbleton | Marbleton | WY | Wyoming | 56035 | Sublette | 42.5574 | -110.1004 | 1111 | 472 | polygon | FALSE | TRUE | America/Denver | 3 | 83113 | 1840022360 | [10 empty] | MarbletonWY
Quebrada del Agua | Quebrada del Agua | PR | Puerto Rico | 72113 | Ponce | 18.0379 | -66.6846 | 1111 | 758 | polygon | FALSE | TRUE | America/Puerto_Rico | 3 | 624 | 1630025230 | [10 empty] | Quebrada del AguaPR
Wildwood | Wildwood | TN | Tennessee | 47009 | Blount | 35.7999 | -83.8686 | 1110 | 172 | polygon | FALSE | FALSE | America/New_York | 3 | 37804 | 1840025791 | [10 empty] | WildwoodTN
Craig Beach | Craig Beach | OH | Ohio | 39099 | Mahoning | 41.116 | -80.9828 | 1110 | 546 | polygon | FALSE | TRUE | America/New_York | 3 | 44429 | 1840011776 | [10 empty] | Craig BeachOH
Westhaven-Moonstone | Westhaven-Moonstone | CA | California | 6023 | Humboldt | 41.0447 | -124.1023 | 1110 | 52 | polygon | FALSE | TRUE | America/Los_Angeles | 3 | 95570 | 1840074748 | [10 empty] | Westhaven-MoonstoneCA
Prospect | Prospect | PA | Pennsylvania | 42019 | Butler | 40.8992 | -80.0487 | 1109 | 104 | polygon | FALSE | TRUE | America/New_York | 3 | 16052 | 1840000872 | [10 empty] | ProspectPA
Energy | Energy | IL | Illinois | 17199 | Williamson | 37.7739 | -89.0244 | 1109 | 358 | polygon | FALSE | TRUE | America/Chicago | 3 | 62933 | 1840012986 | [10 empty] | EnergyIL
Catawba | Catawba | SC | South Carolina | 45091 | York | 34.8464 | -80.9061 | 1108 | 42 | polygon | FALSE | FALSE | America/New_York | 3 | 29704 | 1840026964 | [10 empty] | CatawbaSC
Roslyn Harbor | Roslyn Harbor | NY | New York | 36059 | Nassau | 40.8157 | -73.6378 | 1108 | 360 | polygon | FALSE | TRUE | America/New_York | 3 | 11576 | 1840005323 | [10 empty] | Roslyn HarborNY
Mountain City | Mountain City | GA | Georgia | 13241 | Rabun | 34.9196 | -83.3854 | 1108 | 235 | polygon | FALSE | TRUE | America/New_York | 3 | 30562 | 1840016507 | [10 empty] | Mountain CityGA
Mucarabones | Mucarabones | PR | Puerto Rico | 72135 | Toa Alta | 18.3906 | -66.2178 | 1108 | 1314 | polygon | FALSE | FALSE | America/Puerto_Rico | 3 | 953 | 1630023640 | [10 empty] | MucarabonesPR
Bouse | Bouse | AZ | Arizona | 4012 | La Paz | 33.8984 | -113.9962 | 1108 | 3 | polygon | FALSE | FALSE | America/Phoenix | 3 | 85325 | 1840017957 | [10 empty] | BouseAZ
Pender | Pender | NE | Nebraska | 31173 | Thurston | 42.1108 | -96.7113 | 1108 | 605 | polygon | FALSE | TRUE | America/Chicago | 3 | 68047 | 1840011219 | [10 empty] | PenderNE
Merryville | Merryville | LA | Louisiana | 22011 | Beauregard | 30.7571 | -93.5245 | 1108 | 43 | polygon | FALSE | TRUE | America/Chicago | 3 | 70653 | 1840017169 | [10 empty] | MerryvilleLA
Maineville | Maineville | OH | Ohio | 39165 | Warren | 39.3126 | -84.1985 | 1107 | 269 | polygon | FALSE | TRUE | America/New_York | 3 | 45152 45140 45039 | 1840012613 | [10 empty] | MainevilleOH
Walnut Creek | Walnut Creek | OH | Ohio | 39075 | Holmes | 40.5427 | -81.7213 | 1107 | 192 | polygon | FALSE | FALSE | America/New_York | 3 | 44681 44687 44654 | 1840026483 | [10 empty] | Walnut CreekOH
Riceville | Riceville | TN | Tennessee | 47107 | McMinn | 35.3895 | -84.699 | 1107 | 196 | polygon | FALSE | FALSE | America/New_York | 3 | 37370 | 1840025814 | [10 empty] | RicevilleTN
Highland | Highland | AR | Arkansas | 5135 | Sharp | 36.2657 | -91.5186 | 1107 | 48 | polygon | FALSE | TRUE | America/Chicago | 3 | 72542 | 1840014447 | [10 empty] | HighlandAR
Lenape Heights | Lenape Heights | PA | Pennsylvania | 42005 | Armstrong | 40.7633 | -79.5217 | 1107 | 559 | polygon | FALSE | FALSE | America/New_York | 3 | 16226 | 1840035427 | [10 empty] | Lenape HeightsPA
Pandora | Pandora | OH | Ohio | 39137 | Putnam | 40.9474 | -83.9567 | 1107 | 401 | polygon | FALSE | TRUE | America/New_York | 3 | 45877 | 1840011760 | [10 empty] | PandoraOH
Lonaconing | Lonaconing | MD | Maryland | 24001 | Allegany | 39.5658 | -78.9789 | 1107 | 1180 | polygon | FALSE | TRUE | America/New_York | 3 | 21539 | 1840005624 | [10 empty] | LonaconingMD
Olinda | Olinda | HI | Hawaii | 15009 | Maui | 20.8261 | -156.2917 | 1107 | 57 | polygon | FALSE | TRUE | Pacific/Honolulu | 3 | 96768 | 1840039244 | [10 empty] | OlindaHI
Lakeview | Lakeview | OH | Ohio | 39091 | Logan | 40.4875 | -83.9266 | 1106 | 603 | polygon | FALSE | TRUE | America/New_York | 3 | 43331 | 1840012150 | [10 empty] | LakeviewOH
Gilcrest | Gilcrest | CO | Colorado | 8123 | Weld | 40.2842 | -104.782 | 1106 | 526 | polygon | FALSE | TRUE | America/Denver | 3 | 80651 80623 | 1840021366 | [10 empty] | GilcrestCO
Glidden | Glidden | IA | Iowa | 19027 | Carroll | 42.0576 | -94.7267 | 1106 | 385 | polygon | FALSE | TRUE | America/Chicago | 3 | 51443 | 1840008116 | [10 empty] | GliddenIA
Sheffield | Sheffield | IA | Iowa | 19069 | Franklin | 42.8928 | -93.2086 | 1106 | 76 | polygon | FALSE | TRUE | America/Chicago | 3 | 50475 | 1840000402 | [10 empty] | SheffieldIA
Burt | Burt | MI | Michigan | 26145 | Saginaw | 43.2348 | -83.9101 | 1106 | 94 | polygon | FALSE | FALSE | America/Detroit | 3 | 48417 | 1840004229 | [10 empty] | BurtMI
Divernon | Divernon | IL | Illinois | 17167 | Sangamon | 39.5707 | -89.6546 | 1105 | 544 | polygon | FALSE | TRUE | America/Chicago | 3 | 62530 | 1840012447 | [10 empty] | DivernonIL
Tornillo | Tornillo | TX | Texas | 48141 | El Paso | 31.4366 | -106.1033 | 1105 | 122 | polygon | FALSE | FALSE | America/Denver | 3 | 79853 | 1840019524 | [10 empty] | TornilloTX
South Barre | South Barre | VT | Vermont | 50023 | Washington | 44.1646 | -72.5038 | 1105 | 217 | polygon | FALSE | FALSE | America/New_York | 3 | 05641 05670 | 1840002188 | [10 empty] | South BarreVT
Fairmead | Fairmead | CA | California | 6039 | Madera | 37.0775 | -120.1937 | 1105 | 55 | polygon | FALSE | FALSE | America/Los_Angeles | 3 | 93610 | 1840024767 | [10 empty] | FairmeadCA
Akron | Akron | IN | Indiana | 18049 | Fulton | 41.0388 | -86.0249 | 1105 | 929 | polygon | FALSE | TRUE | America/Indiana/Indianapolis | 3 | 46910 | 1840010309 | [10 empty] | AkronIN
Dash Point | Dash Point | WA | Washington | 53053 | Pierce | 47.313 | -122.4154 | 1105 | 672 | polygon | FALSE | FALSE | America/Los_Angeles | 3 | 98422 | 1840037637 | [10 empty] | Dash PointWA
Union Hall | Union Hall | VA | Virginia | 51067 | Franklin | 37.0205 | -79.6833 | 1105 | 29 | polygon | FALSE | FALSE | America/New_York | 3 | 24176 | 1840006476 | [10 empty] | Union HallVA
Dooms | Dooms | VA | Virginia | 51015 | Augusta | 38.1027 | -78.8495 | 1105 | 106 | polygon | FALSE | FALSE | America/New_York | 3 | 22980 | 1840006242 | [10 empty] | DoomsVA
Taft Mosswood | Taft Mosswood | CA | California | 6077 | San Joaquin | 37.9139 | -121.2831 | 1104 | 915 | polygon | FALSE | TRUE | America/Los_Angeles | 3 | 95206 | 1840074823 | [10 empty] | Taft MosswoodCA
Caddo | Caddo | OK | Oklahoma | 40013 | Bryan | 34.1288 | -96.2678 | 1104 | 167 | polygon | FALSE | TRUE | America/Chicago | 3 | 74729 | 1840022896 | [10 empty] | CaddoOK
Cayuga | Cayuga | IN | Indiana | 18165 | Vermillion | 39.9473 | -87.4647 | 1104 | 420 | polygon | FALSE | TRUE | America/Indiana/Indianapolis | 3 | 47928 | 1840009470 | [10 empty] | CayugaIN
Rockford | Rockford | OH | Ohio | 39107 | Mercer | 40.6915 | -84.6502 | 1104 | 520 | polygon | FALSE | TRUE | America/New_York | 3 | 45882 | 1840012002 | [10 empty] | RockfordOH
East Conemaugh | East Conemaugh | PA | Pennsylvania | 42021 | Cambria | 40.3476 | -78.886 | 1104 | 1577 | polygon | FALSE | TRUE | America/New_York | 3 | 15909 | 1840001108 | [10 empty] | East ConemaughPA
Sweetser | Sweetser | IN | Indiana | 18053 | Grant | 40.5687 | -85.7669 | 1104 | 422 | polygon | FALSE | TRUE | America/Indiana/Indianapolis | 3 | 46987 46952 | 1840010397 | [10 empty] | SweetserIN
Browns Point | Browns Point | WA | Washington | 53053 | Pierce | 47.3035 | -122.437 | 1104 | 1058 | polygon | FALSE | FALSE | America/Los_Angeles | 3 | 98422 | 1840037624 | [10 empty] | Browns PointWA
Glasgow | Glasgow | VA | Virginia | 51163 | Rockbridge | 37.6348 | -79.4514 | 1103 | 279 | polygon | FALSE | TRUE | America/New_York | 3 | 24555 | 1840006315 | [10 empty] | GlasgowVA
Ellport | Ellport | PA | Pennsylvania | 42073 | Lawrence | 40.8618 | -80.2625 | 1103 | 993 | polygon | FALSE | TRUE | America/New_York | 3 | 16117 | 1840003569 | [10 empty] | EllportPA
Clear Lake | Clear Lake | WI | Wisconsin | 55095 | Polk | 45.2491 | -92.2675 | 1103 | 163 | polygon | FALSE | TRUE | America/Chicago | 3 | 54005 | 1840002053 | [10 empty] | Clear LakeWI
Elwood | Elwood | UT | Utah | 49003 | Box Elder | 41.6758 | -112.1377 | 1103 | 52 | polygon | FALSE | TRUE | America/Denver | 3 | 84337 | 1840021329 | [10 empty] | ElwoodUT
Rochelle | Rochelle | GA | Georgia | 13315 | Wilcox | 31.9488 | -83.4568 | 1103 | 223 | polygon | FALSE | TRUE | America/New_York | 3 | 31079 | 1840014928 | [10 empty] | RochelleGA
Rosendale Hamlet | Rosendale Hamlet | NY | New York | 36111 | Ulster | 41.8503 | -74.0738 | 1103 | 223 | polygon | FALSE | FALSE | America/New_York | 3 | 12401 12472 | 1840073670 | [10 empty] | Rosendale HamletNY
Leonville | Leonville | LA | Louisiana | 22097 | St. Landry | 30.4661 | -91.9811 | 1102 | 156 | polygon | FALSE | TRUE | America/Chicago | 3 | 70512 70570 70551 | 1840017171 | [10 empty] | LeonvilleLA
Floyd Hill | Floyd Hill | CO | Colorado | 8019 | Clear Creek | 39.7241 | -105.4306 | 1102 | 80 | polygon | FALSE | TRUE | America/Denver | 3 | 80439 | 1840038713 | [10 empty] | Floyd HillCO
Redwater | Redwater | TX | Texas | 48037 | Bowie | 33.3586 | -94.2551 | 1101 | 213 | polygon | FALSE | TRUE | America/Chicago | 3 | 75567 75573 | 1840023192 | [10 empty] | RedwaterTX
Gratton | Gratton | VA | Virginia | 51185 | Tazewell | 37.1351 | -81.4212 | 1101 | 78 | polygon | FALSE | FALSE | America/New_York | 3 | 24651 | 1840026868 | [10 empty] | GrattonVA
Peabody | Peabody | KS | Kansas | 20115 | Marion | 38.1683 | -97.1043 | 1101 | 335 | polygon | FALSE | TRUE | America/Chicago | 3 | 66866 | 1840009662 | [10 empty] | PeabodyKS
Continental | Continental | OH | Ohio | 39137 | Putnam | 41.1001 | -84.2727 | 1101 | 363 | polygon | FALSE | TRUE | America/New_York | 3 | 45831 | 1840011752 | [10 empty] | ContinentalOH
Cedarville | Cedarville | NJ | New Jersey | 34011 | Cumberland | 39.3382 | -75.2069 | 1101 | 189 | polygon | FALSE | FALSE | America/New_York | 3 | 8311 | 1840005749 | [10 empty] | CedarvilleNJ
Jonestown | Jonestown | MS | Mississippi | 28027 | Coahoma | 34.3222 | -90.4542 | 1100 | 1096 | polygon | FALSE | TRUE | America/Chicago | 3 | 38639 38645 | 1840016639 | [10 empty] | JonestownMS
White Haven | White Haven | PA | Pennsylvania | 42079 | Luzerne | 41.0566 | -75.78 | 1100 | 348 | polygon | FALSE | TRUE | America/New_York | 3 | 18661 | 1840000776 | [10 empty] | White HavenPA
Clendenin | Clendenin | WV | West Virginia | 54039 | Kanawha | 38.4859 | -81.3503 | 1100 | 294 | polygon | FALSE | TRUE | America/New_York | 3 | 25045 | 1840006205 | [10 empty] | ClendeninWV
Danvers | Danvers | IL | Illinois | 17113 | McLean | 40.5299 | -89.1751 | 1100 | 528 | polygon | FALSE | TRUE | America/Chicago | 3 | 61732 | 1840011977 | [10 empty] | DanversIL
Lost Creek | Lost Creek | TX | Texas | 48453 | Travis | 30.3024 | -97.8498 | 1099 | 210 | polygon | FALSE | FALSE | America/Chicago | 3 | 78746 | 1840018232 | [10 empty] | Lost CreekTX
Fort Davis | Fort Davis | TX | Texas | 48243 | Jeff Davis | 30.5784 | -103.8922 | 1099 | 42 | polygon | FALSE | FALSE | America/Chicago | 3 | 79734 | 1840018199 | [10 empty] | Fort DavisTX
Princeton | Princeton | MO | Missouri | 29129 | Mercer | 40.3966 | -93.5884 | 1099 | 267 | polygon | FALSE | TRUE | America/Chicago | 3 | 64673 | 1840009415 | [10 empty] | PrincetonMO
Big Bass Lake | Big Bass Lake | PA | Pennsylvania | 42069 | Lackawanna | 41.2525 | -75.4795 | 1099 | 102 | polygon | FALSE | FALSE | America/New_York | 3 | 18424 | 1840035449 | [10 empty] | Big Bass LakePA
Ash Flat | Ash Flat | AR | Arkansas | 5135 | Sharp | 36.2365 | -91.6067 | 1098 | 67 | polygon | FALSE | TRUE | America/Chicago | 3 | 72513 | 1840013324 | [10 empty] | Ash FlatAR
Vinco | Vinco | PA | Pennsylvania | 42021 | Cambria | 40.4111 | -78.8446 | 1098 | 108 | polygon | FALSE | FALSE | America/New_York | 3 | 15942 15909 | 1840005382 | [10 empty] | VincoPA
Despard | Despard | WV | West Virginia | 54033 | Harrison | 39.2874 | -80.3158 | 1098 | 289 | polygon | FALSE | FALSE | America/New_York | 3 | 26301 | 1840005765 | [10 empty] | DespardWV
Point Marion | Point Marion | PA | Pennsylvania | 42051 | Fayette | 39.7355 | -79.9008 | 1098 | 1077 | polygon | FALSE | TRUE | America/New_York | 3 | 15474 | 1840000668 | [10 empty] | Point MarionPA
Nashville | Nashville | IN | Indiana | 18013 | Brown | 39.2079 | -86.2383 | 1098 | 264 | polygon | FALSE | TRUE | America/Indiana/Indianapolis | 3 | 47448 | 1840013887 | [10 empty] | NashvilleIN
Brookneal | Brookneal | VA | Virginia | 51031 | Campbell | 37.0532 | -78.9485 | 1098 | 121 | polygon | FALSE | TRUE | America/New_York | 3 | 24528 | 1840006439 | [10 empty] | BrooknealVA
Fort Dick | Fort Dick | CA | California | 6015 | Del Norte | 41.8663 | -124.1526 | 1097 | 131 | polygon | FALSE | FALSE | America/Los_Angeles | 3 | 95531 | 1840027997 | [10 empty] | Fort DickCA
Hotevilla-Bacavi | Hotevilla-Bacavi | AZ | Arizona | 4017 | Navajo | 35.9225 | -110.6569 | 1097 | 36 | polygon | FALSE | TRUE | America/Phoenix | 3 | 86030 | 1840027979 | [10 empty] | Hotevilla-BacaviAZ
Inverness | Inverness | CA | California | 6041 | Marin | 38.082 | -122.8471 | 1097 | 66 | polygon | FALSE | FALSE | America/Los_Angeles | 3 | 94937 94956 | 1840017602 | [10 empty] | InvernessCA
Eagle | Eagle | NE | Nebraska | 31025 | Cass | 40.8161 | -96.4327 | 1096 | 1227 | polygon | FALSE | TRUE | America/Chicago | 3 | 68347 | 1840011811 | [10 empty] | EagleNE
Hebron | Hebron | MD | Maryland | 24045 | Wicomico | 38.4243 | -75.6871 | 1096 | 322 | polygon | FALSE | TRUE | America/New_York | 3 | 21830 | 1840006217 | [10 empty] | HebronMD
Mansfield | Mansfield | AR | Arkansas | 5131 | Sebastian | 35.0634 | -94.2375 | 1096 | 183 | polygon | FALSE | TRUE | America/Chicago | 3 | 72944 | 1840015442 | [10 empty] | MansfieldAR
Yoncalla | Yoncalla | OR | Oregon | 41019 | Douglas | 43.6004 | -123.2876 | 1096 | 632 | polygon | FALSE | TRUE | America/Los_Angeles | 3 | 97499 | 1840021276 | [10 empty] | YoncallaOR
Clay | Clay | KY | Kentucky | 21233 | Webster | 37.4763 | -87.8203 | 1096 | 490 | polygon | FALSE | TRUE | America/Chicago | 3 | 42404 | 1840014359 | [10 empty] | ClayKY
Dover Plains | Dover Plains | NY | New York | 36027 | Dutchess | 41.7395 | -73.5734 | 1096 | 625 | polygon | FALSE | FALSE | America/New_York | 3 | 12522 | 1840004741 | [10 empty] | Dover PlainsNY
Louisville | Louisville | IL | Illinois | 17025 | Clay | 38.7696 | -88.5068 | 1095 | 510 | polygon | FALSE | TRUE | America/Chicago | 3 | 62858 | 1840012812 | [10 empty] | LouisvilleIL
Anton | Anton | TX | Texas | 48219 | Hockley | 33.8113 | -102.1622 | 1095 | 540 | polygon | FALSE | TRUE | America/Chicago | 3 | 79313 | 1840019338 | [10 empty] | AntonTX
Berry | Berry | AL | Alabama | 1057 | Fayette | 33.6623 | -87.6079 | 1095 | 39 | polygon | FALSE | TRUE | America/Chicago | 3 | 35546 | 1840015661 | [10 empty] | BerryAL
Somers | Somers | MT | Montana | 30029 | Flathead | 48.0824 | -114.2343 | 1095 | 143 | polygon | FALSE | FALSE | America/Denver | 3 | 59932 | 1840018349 | [10 empty] | SomersMT
Weeping Water | Weeping Water | NE | Nebraska | 31025 | Cass | 40.8691 | -96.14 | 1095 | 437 | polygon | FALSE | TRUE | America/Chicago | 3 | 68463 | 1840010325 | [10 empty] | Weeping WaterNE
Andover | Andover | OH | Ohio | 39007 | Ashtabula | 41.6066 | -80.5687 | 1095 | 300 | polygon | FALSE | TRUE | America/New_York | 3 | 44003 | 1840010172 | [10 empty] | AndoverOH
Powers Lake | Powers Lake | WI | Wisconsin | 55059 | Kenosha | 42.5395 | -88.2935 | 1095 | 211 | polygon | FALSE | FALSE | America/Chicago | 3 | 53128 53159 | 1840004537 | [10 empty] | Powers LakeWI
Stover | Stover | MO | Missouri | 29141 | Morgan | 38.4418 | -92.9901 | 1094 | 476 | polygon | FALSE | TRUE | America/Chicago | 3 | 65078 | 1840009649 | [10 empty] | StoverMO
Paducah | Paducah | TX | Texas | 48101 | Cottle | 34.0144 | -100.3038 | 1094 | 280 | polygon | FALSE | TRUE | America/Chicago | 3 | 79248 | 1840022882 | [10 empty] | PaducahTX
Clay City | Clay City | KY | Kentucky | 21197 | Powell | 37.8622 | -83.9277 | 1094 | 398 | polygon | FALSE | TRUE | America/New_York | 3 | 40312 | 1840014339 | [10 empty] | Clay CityKY
Morocco | Morocco | IN | Indiana | 18111 | Newton | 40.9445 | -87.4503 | 1094 | 396 | polygon | FALSE | TRUE | America/Chicago | 3 | 47963 | 1840009325 | [10 empty] | MoroccoIN
Chapmanville | Chapmanville | WV | West Virginia | 54045 | Logan | 37.9727 | -82.0216 | 1094 | 642 | polygon | FALSE | TRUE | America/New_York | 3 | 25508 | 1840006337 | [10 empty] | ChapmanvilleWV
Ray City | Ray City | GA | Georgia | 13019 | Berrien | 31.0729 | -83.196 | 1094 | 368 | polygon | FALSE | TRUE | America/New_York | 3 | 31645 | 1840014965 | [10 empty] | Ray CityGA
White Plains | White Plains | NC | North Carolina | 37171 | Surry | 36.4451 | -80.6351 | 1094 | 105 | polygon | FALSE | FALSE | America/New_York | 3 | 27030 27031 | 1840013307 | [10 empty] | White PlainsNC
Avonia | Avonia | PA | Pennsylvania | 42049 | Erie | 42.047 | -80.2765 | 1093 | 160 | polygon | FALSE | FALSE | America/New_York | 3 | 16415 | 1840004695 | [10 empty] | AvoniaPA
Kyle | Kyle | SD | South Dakota | 46102 | Oglala Lakota | 43.4245 | -102.1802 | 1093 | 286 | polygon | FALSE | FALSE | America/Denver | 3 | 57752 | 1840004199 | [10 empty] | KyleSD
South Pekin | South Pekin | IL | Illinois | 17179 | Tazewell | 40.4954 | -89.6524 | 1093 | 820 | polygon | FALSE | TRUE | America/Chicago | 3 | 61554 61564 | 1840011993 | [10 empty] | South PekinIL
Camp Point | Camp Point | IL | Illinois | 17001 | Adams | 40.0384 | -91.0663 | 1093 | 372 | polygon | FALSE | TRUE | America/Chicago | 3 | 62320 | 1840010505 | [10 empty] | Camp PointIL
Atwater | Atwater | OH | Ohio | 39133 | Portage | 41.0266 | -81.1622 | 1093 | 501 | polygon | FALSE | FALSE | America/New_York | 3 | 44201 | 1840026340 | [10 empty] | AtwaterOH
Markle | Markle | IN | Indiana | 18069 | Huntington | 40.8274 | -85.3393 | 1093 | 340 | polygon | FALSE | TRUE | America/Indiana/Indianapolis | 3 | 46770 | 1840009361 | [10 empty] | MarkleIN
Ballard | Ballard | UT | Utah | 49047 | Uintah | 40.2949 | -109.9493 | 1093 | 30 | polygon | FALSE | TRUE | America/Denver | 3 | 84066 | 1840020161 | [10 empty] | BallardUT
Lowellville | Lowellville | OH | Ohio | 39099 | Mahoning | 41.039 | -80.5463 | 1092 | 309 | polygon | FALSE | TRUE | America/New_York | 3 | 44436 | 1840011778 | [10 empty] | LowellvilleOH
Challis | Challis | ID | Idaho | 16037 | Custer | 44.5052 | -114.2283 | 1091 | 219 | polygon | FALSE | TRUE | America/Boise | 3 | 83226 | 1840018599 | [10 empty] | ChallisID
Livingston Manor | Livingston Manor | NY | New York | 36105 | Sullivan | 41.8935 | -74.8265 | 1091 | 136 | polygon | FALSE | FALSE | America/New_York | 3 | 12758 | 1840004786 | [10 empty] | Livingston ManorNY
Shell Knob | Shell Knob | MO | Missouri | 29009 | Barry | 36.6105 | -93.6042 | 1091 | 51 | polygon | FALSE | FALSE | America/Chicago | 3 | 65747 | 1840006523 | [10 empty] | Shell KnobMO
Strum | Strum | WI | Wisconsin | 55121 | Trempealeau | 44.5532 | -91.3876 | 1090 | 348 | polygon | FALSE | TRUE | America/Chicago | 3 | 54770 | 1840002384 | [10 empty] | StrumWI
West Kittanning | West Kittanning | PA | Pennsylvania | 42005 | Armstrong | 40.8122 | -79.5312 | 1090 | 982 | polygon | FALSE | TRUE | America/New_York | 3 | 16201 | 1840000880 | [10 empty] | West KittanningPA
Winter Park | Winter Park | CO | Colorado | 8049 | Grand | 39.8785 | -105.7828 | 1090 | 24 | polygon | FALSE | TRUE | America/Denver | 3 | 80482 | 1840022421 | [10 empty] | Winter ParkCO
Coyote Acres | Coyote Acres | TX | Texas | 48249 | Jim Wells | 27.7132 | -98.1346 | 1089 | 82 | polygon | FALSE | FALSE | America/Chicago | 3 | 78332 | 1840037040 | [10 empty] | Coyote AcresTX
Frederic | Frederic | WI | Wisconsin | 55095 | Polk | 45.6548 | -92.4647 | 1089 | 248 | polygon | FALSE | TRUE | America/Chicago | 3 | 54837 | 1840002048 | [10 empty] | FredericWI
Steele | Steele | AL | Alabama | 1115 | St. Clair | 33.937 | -86.2004 | 1089 | 62 | polygon | FALSE | TRUE | America/Chicago | 3 | 35987 | 1840016773 | [10 empty] | SteeleAL
Winfield | Winfield | IA | Iowa | 19087 | Henry | 41.1259 | -91.4382 | 1088 | 400 | polygon | FALSE | TRUE | America/Chicago | 3 | 52659 | 1840010315 | [10 empty] | WinfieldIA
Ogden Dunes | Ogden Dunes | IN | Indiana | 18127 | Porter | 41.6229 | -87.1932 | 1088 | 570 | polygon | FALSE | TRUE | America/Chicago | 3 | 46368 | 1840009270 | [10 empty] | Ogden DunesIN
Glenvar | Glenvar | VA | Virginia | 51161 | Roanoke | 37.276 | -80.1256 | 1088 | 301 | polygon | FALSE | FALSE | America/New_York | 3 | 24153 | 1840026859 | [10 empty] | GlenvarVA
Oakfield | Oakfield | WI | Wisconsin | 55039 | Fond du Lac | 43.6843 | -88.5476 | 1088 | 427 | polygon | FALSE | TRUE | America/Chicago | 3 | 53065 | 1840002608 | [10 empty] | OakfieldWI
Oakland | Oakland | SC | South Carolina | 45085 | Sumter | 33.9868 | -80.4972 | 1088 | 617 | polygon | FALSE | FALSE | America/New_York | 3 | 29154 | 1840013671 | [10 empty] | OaklandSC
Martinsville | Martinsville | IL | Illinois | 17023 | Clark | 39.3381 | -87.8814 | 1088 | 207 | polygon | FALSE | TRUE | America/Chicago | 3 | 62442 | 1840008494 | [10 empty] | MartinsvilleIL
Hoopers Creek | Hoopers Creek | NC | North Carolina | 37089 | Henderson | 35.4481 | -82.4294 | 1088 | 60 | polygon | FALSE | FALSE | America/New_York | 3 | 28732 | 1840024956 | [10 empty] | Hoopers CreekNC
Erie | Erie | KS | Kansas | 20133 | Neosho | 37.5717 | -95.2418 | 1087 | 331 | polygon | FALSE | TRUE | America/Chicago | 3 | 66733 | 1840008722 | [10 empty] | ErieKS
Sherburn | Sherburn | MN | Minnesota | 27091 | Martin | 43.6547 | -94.7273 | 1087 | 466 | polygon | FALSE | TRUE | America/Chicago | 3 | 56171 | 1840009016 | [10 empty] | SherburnMN
Creighton | Creighton | NE | Nebraska | 31107 | Knox | 42.4649 | -97.9072 | 1086 | 346 | polygon | FALSE | TRUE | America/Chicago | 3 | 68729 | 1840002458 | [10 empty] | CreightonNE
Occoquan | Occoquan | VA | Virginia | 51153 | Prince William | 38.6825 | -77.2606 | 1086 | 2423 | polygon | FALSE | TRUE | America/New_York | 2 | 22192 22125 | 1840006108 | [10 empty] | OccoquanVA
Foster Brook | Foster Brook | PA | Pennsylvania | 42083 | McKean | 41.9793 | -78.6063 | 1086 | 132 | polygon | FALSE | FALSE | America/New_York | 3 | 16701 | 1840026236 | [10 empty] | Foster BrookPA
West Hills | West Hills | PA | Pennsylvania | 42005 | Armstrong | 40.8289 | -79.5452 | 1085 | 128 | polygon | FALSE | FALSE | America/New_York | 3 | 16201 | 1840035386 | [10 empty] | West HillsPA
Hebron | Hebron | PA | Pennsylvania | 42075 | Lebanon | 40.339 | -76.3989 | 1085 | 2094 | polygon | FALSE | FALSE | America/New_York | 2 | 17042 | 1840035011 | [10 empty] | HebronPA
Boise City | Boise City | OK | Oklahoma | 40025 | Cimarron | 36.7314 | -102.5098 | 1085 | 289 | polygon | FALSE | TRUE | America/Chicago | 3 | 73933 | 1840019008 | [10 empty] | Boise CityOK
Shandon | Shandon | CA | California | 6079 | San Luis Obispo | 35.6536 | -120.3831 | 1085 | 142 | polygon | FALSE | FALSE | America/Los_Angeles | 3 | 93461 | 1840019121 | [10 empty] | ShandonCA
Pueblito del RÃ­o | Pueblito del Rio | PR | Puerto Rico | 72085 | Las Piedras | 18.228 | -65.8615 | 1084 | 1620 | polygon | FALSE | FALSE | America/Puerto_Rico | 3 | 00771 00777 | 1630035488 | [10 empty] | Pueblito del RÃ­oPR
Lake View | Lake View | IA | Iowa | 19161 | Sac | 42.3046 | -95.0406 | 1084 | 197 | polygon | FALSE | TRUE | America/Chicago | 3 | 51450 | 1840008070 | [10 empty] | Lake ViewIA
Talihina | Talihina | OK | Oklahoma | 40079 | Le Flore | 34.7522 | -95.0409 | 1084 | 510 | polygon | FALSE | TRUE | America/Chicago | 3 | 74571 | 1840022775 | [10 empty] | TalihinaOK
Jefferson Heights | Jefferson Heights | NY | New York | 36039 | Greene | 42.2361 | -73.8822 | 1084 | 283 | polygon | FALSE | FALSE | America/New_York | 3 | 12414 | 1840004644 | [10 empty] | Jefferson HeightsNY
Glasgow | Glasgow | MO | Missouri | 29089 | Howard | 39.2279 | -92.8394 | 1084 | 320 | polygon | FALSE | TRUE | America/Chicago | 3 | 65254 | 1840008519 | [10 empty] | GlasgowMO
Moorcroft | Moorcroft | WY | Wyoming | 56011 | Crook | 44.2643 | -104.9473 | 1084 | 331 | polygon | FALSE | TRUE | America/Denver | 3 | 82721 | 1840022346 | [10 empty] | MoorcroftWY
Bayard | Bayard | NE | Nebraska | 31123 | Morrill | 41.7572 | -103.323 | 1084 | 601 | polygon | FALSE | TRUE | America/Denver | 3 | 69334 | 1840007044 | [10 empty] | BayardNE
South Corning | South Corning | NY | New York | 36101 | Steuben | 42.1262 | -77.0356 | 1084 | 678 | polygon | FALSE | TRUE | America/New_York | 3 | 14830 | 1840004554 | [10 empty] | South CorningNY
Bull Valley | Bull Valley | IL | Illinois | 17111 | McHenry | 42.3226 | -88.3634 | 1084 | 46 | polygon | FALSE | TRUE | America/Chicago | 3 | 60098 60050 | 1840010108 | [10 empty] | Bull ValleyIL
Thomasboro | Thomasboro | IL | Illinois | 17019 | Champaign | 40.2439 | -88.1877 | 1084 | 420 | polygon | FALSE | TRUE | America/Chicago | 3 | 61878 | 1840012238 | [10 empty] | ThomasboroIL
Buena | Buena | WA | Washington | 53077 | Yakima | 46.4299 | -120.3176 | 1084 | 615 | polygon | FALSE | FALSE | America/Los_Angeles | 3 | 98921 98953 | 1840023850 | [10 empty] | BuenaWA
Pylesville | Pylesville | MD | Maryland | 24025 | Harford | 39.688 | -76.3876 | 1084 | 88 | polygon | FALSE | FALSE | America/New_York | 3 | 21132 | 1840026622 | [10 empty] | PylesvilleMD
Brooksville | Brooksville | MS | Mississippi | 28103 | Noxubee | 33.2367 | -88.5781 | 1083 | 263 | polygon | FALSE | TRUE | America/Chicago | 3 | 39739 | 1840015744 | [10 empty] | BrooksvilleMS
Dierks | Dierks | AR | Arkansas | 5061 | Howard | 34.12 | -94.0173 | 1082 | 217 | polygon | FALSE | TRUE | America/Chicago | 3 | 71833 | 1840014707 | [10 empty] | DierksAR
Washburn | Washburn | IL | Illinois | 17203 | Woodford | 40.9203 | -89.2916 | 1082 | 580 | polygon | FALSE | TRUE | America/Chicago | 3 | 61570 | 1840011949 | [10 empty] | WashburnIL
Marianne | Marianne | PA | Pennsylvania | 42031 | Clarion | 41.2441 | -79.431 | 1082 | 288 | polygon | FALSE | FALSE | America/New_York | 3 | 16254 | 1840035378 | [10 empty] | MariannePA
Hilbert | Hilbert | WI | Wisconsin | 55015 | Calumet | 44.1415 | -88.1611 | 1081 | 283 | polygon | FALSE | TRUE | America/Chicago | 3 | 54129 | 1840002249 | [10 empty] | HilbertWI
Pembroke | Pembroke | VA | Virginia | 51071 | Giles | 37.3219 | -80.6365 | 1081 | 384 | polygon | FALSE | TRUE | America/New_York | 3 | 24136 | 1840006434 | [10 empty] | PembrokeVA
Gettysburg | Gettysburg | SD | South Dakota | 46107 | Potter | 45.006 | -99.9539 | 1081 | 217 | polygon | FALSE | TRUE | America/Chicago | 3 | 57442 | 1840002114 | [10 empty] | GettysburgSD
Maysville | Maysville | MO | Missouri | 29063 | DeKalb | 39.8859 | -94.3633 | 1081 | 364 | polygon | FALSE | TRUE | America/Chicago | 3 | 64469 | 1840008405 | [10 empty] | MaysvilleMO
Tivoli | Tivoli | NY | New York | 36027 | Dutchess | 42.0587 | -73.9119 | 1081 | 270 | polygon | FALSE | TRUE | America/New_York | 3 | 12583 | 1840004754 | [10 empty] | TivoliNY
Tom Bean | Tom Bean | TX | Texas | 48181 | Grayson | 33.5201 | -96.4843 | 1081 | 265 | polygon | FALSE | TRUE | America/Chicago | 3 | 75491 75489 | 1840021955 | [10 empty] | Tom BeanTX
Spring City | Spring City | UT | Utah | 49039 | Sanpete | 39.4799 | -111.4918 | 1080 | 295 | polygon | FALSE | TRUE | America/Denver | 3 | 84662 | 1840021436 | [10 empty] | Spring CityUT
Van Wyck | Van Wyck | SC | South Carolina | 45057 | Lancaster | 34.8531 | -80.8333 | 1080 | 41 | polygon | FALSE | TRUE | America/New_York | 3 | 29720 29744 | 1840030329 | [10 empty] | Van WyckSC
Appleton City | Appleton City | MO | Missouri | 29185 | St. Clair | 38.1906 | -94.031 | 1080 | 363 | polygon | FALSE | TRUE | America/Chicago | 3 | 64724 | 1840007530 | [10 empty] | Appleton CityMO
Coulee Dam | Coulee Dam | WA | Washington | 53047 | Okanogan | 47.9689 | -118.976 | 1080 | 582 | polygon | FALSE | TRUE | America/Los_Angeles | 3 | 99116 | 1840022270 | [10 empty] | Coulee DamWA
Luttrell | Luttrell | TN | Tennessee | 47173 | Union | 36.2097 | -83.7478 | 1080 | 108 | polygon | FALSE | TRUE | America/New_York | 3 | 37779 | 1840016095 | [10 empty] | LuttrellTN
Little Round Lake | Little Round Lake | WI | Wisconsin | 55113 | Sawyer | 45.9697 | -91.367 | 1080 | 47 | polygon | FALSE | FALSE | America/Chicago | 3 | 54843 | 1840004009 | [10 empty] | Little Round LakeWI
Baldwin | Baldwin | MI | Michigan | 26085 | Lake | 43.8971 | -85.8531 | 1079 | 329 | polygon | FALSE | TRUE | America/Detroit | 3 | 49304 | 1840010948 | [10 empty] | BaldwinMI
Elgin | Elgin | MN | Minnesota | 27157 | Wabasha | 44.1257 | -92.247 | 1079 | 445 | polygon | FALSE | TRUE | America/Chicago | 3 | 55932 | 1840007898 | [10 empty] | ElginMN
Remerton | Remerton | GA | Georgia | 13185 | Lowndes | 30.8441 | -83.3086 | 1079 | 2042 | polygon | FALSE | TRUE | America/New_York | 2 | 31602 31601 | 1840014999 | [10 empty] | RemertonGA
Jamaica Beach | Jamaica Beach | TX | Texas | 48167 | Galveston | 29.1905 | -94.9801 | 1079 | 719 | polygon | FALSE | TRUE | America/Chicago | 3 | 77554 | 1840019665 | [10 empty] | Jamaica BeachTX
Wanamingo | Wanamingo | MN | Minnesota | 27049 | Goodhue | 44.3026 | -92.7872 | 1078 | 290 | polygon | FALSE | TRUE | America/Chicago | 3 | 55983 | 1840010014 | [10 empty] | WanamingoMN
Ryland Heights | Ryland Heights | KY | Kentucky | 21117 | Kenton | 38.9701 | -84.4607 | 1077 | 79 | polygon | FALSE | TRUE | America/New_York | 3 | 41015 | 1840015174 | [10 empty] | Ryland HeightsKY
Crowley Lake | Crowley Lake | CA | California | 6051 | Mono | 37.5692 | -118.7465 | 1077 | 148 | polygon | FALSE | TRUE | America/Los_Angeles | 3 | 93546 | 1840075708 | [10 empty] | Crowley LakeCA
Conrad | Conrad | IA | Iowa | 19075 | Grundy | 42.2234 | -92.8741 | 1077 | 338 | polygon | FALSE | TRUE | America/Chicago | 3 | 50621 | 1840006963 | [10 empty] | ConradIA
Athens | Athens | WI | Wisconsin | 55073 | Marathon | 45.0349 | -90.0792 | 1077 | 169 | polygon | FALSE | TRUE | America/Chicago | 3 | 54411 | 1840002160 | [10 empty] | AthensWI
New Columbia | New Columbia | PA | Pennsylvania | 42119 | Union | 41.0423 | -76.8763 | 1077 | 214 | polygon | FALSE | FALSE | America/New_York | 3 | 17856 | 1840024211 | [10 empty] | New ColumbiaPA
Chevak | Chevak | AK | Alaska | 2158 | Kusilvak | 61.5295 | -165.5943 | 1077 | 363 | polygon | FALSE | TRUE | America/Nome | 3 | 99563 | 1840023322 | [10 empty] | ChevakAK
Daniel | Daniel | UT | Utah | 49051 | Wasatch | 40.4668 | -111.4097 | 1077 | 126 | polygon | FALSE | TRUE | America/Denver | 3 | 84032 | 1840021394 | [10 empty] | DanielUT
Shawneetown | Shawneetown | IL | Illinois | 17059 | Gallatin | 37.7157 | -88.1865 | 1077 | 566 | polygon | FALSE | TRUE | America/Chicago | 3 | 62984 | 1840009867 | [10 empty] | ShawneetownIL
Hackberry | Hackberry | TX | Texas | 48121 | Denton | 33.1501 | -96.9184 | 1077 | 612 | polygon | FALSE | TRUE | America/Chicago | 3 | 75034 | 1840022011 | [10 empty] | HackberryTX
Captains Cove | Captains Cove | VA | Virginia | 51001 | Accomack | 38.0003 | -75.4173 | 1077 | 140 | polygon | FALSE | FALSE | America/New_York | 3 | 23356 | 1840024722 | [10 empty] | Captains CoveVA
Galeton | Galeton | PA | Pennsylvania | 42105 | Potter | 41.7338 | -77.6454 | 1077 | 327 | polygon | FALSE | TRUE | America/New_York | 3 | 16922 | 1840003308 | [10 empty] | GaletonPA
Piney View | Piney View | WV | West Virginia | 54081 | Raleigh | 37.835 | -81.1275 | 1077 | 102 | polygon | FALSE | FALSE | America/New_York | 3 | 25801 25906 | 1840038161 | [10 empty] | Piney ViewWV
Rennerdale | Rennerdale | PA | Pennsylvania | 42003 | Allegheny | 40.4002 | -80.1397 | 1076 | 524 | polygon | FALSE | FALSE | America/New_York | 3 | 15071 15106 | 1840026479 | [10 empty] | RennerdalePA
Milesburg | Milesburg | PA | Pennsylvania | 42027 | Centre | 40.9426 | -77.792 | 1076 | 930 | polygon | FALSE | TRUE | America/New_York | 3 | 16853 16823 | 1840000825 | [10 empty] | MilesburgPA
Caliente | Caliente | NV | Nevada | 32017 | Lincoln | 37.6436 | -114.4964 | 1076 | 7 | polygon | FALSE | TRUE | America/Los_Angeles | 3 | 89008 | 1840018856 | [10 empty] | CalienteNV
Plymouth | Plymouth | CA | California | 6005 | Amador | 38.4776 | -120.8584 | 1076 | 157 | polygon | FALSE | TRUE | America/Los_Angeles | 3 | 95669 | 1840020249 | [10 empty] | PlymouthCA
Stedman | Stedman | NC | North Carolina | 37051 | Cumberland | 35.0129 | -78.7027 | 1076 | 199 | polygon | FALSE | TRUE | America/New_York | 3 | 28391 | 1840016442 | [10 empty] | StedmanNC
Pacific City | Pacific City | OR | Oregon | 41057 | Tillamook | 45.2054 | -123.9536 | 1076 | 111 | polygon | FALSE | FALSE | America/Los_Angeles | 3 | 97135 97112 | 1840018551 | [10 empty] | Pacific CityOR
Cochranton | Cochranton | PA | Pennsylvania | 42039 | Crawford | 41.5192 | -80.047 | 1076 | 347 | polygon | FALSE | TRUE | America/New_York | 3 | 16314 | 1840000553 | [10 empty] | CochrantonPA
Maxwell | Maxwell | CA | California | 6011 | Colusa | 39.2771 | -122.1946 | 1076 | 193 | polygon | FALSE | FALSE | America/Los_Angeles | 3 | 95955 | 1840024470 | [10 empty] | MaxwellCA
Mooreville | Mooreville | MS | Mississippi | 28081 | Lee | 34.2648 | -88.5769 | 1076 | 148 | polygon | FALSE | FALSE | America/Chicago | 3 | 38857 | 1840025853 | [10 empty] | MoorevilleMS
Marion Center | Marion Center | MA | Massachusetts | 25023 | Plymouth | 41.7042 | -70.7629 | 1076 | 398 | polygon | FALSE | TRUE | America/New_York | 3 | 2738 | 1840073508 | [10 empty] | Marion CenterMA
Lake St. Croix Beach | Lake St. Croix Beach | MN | Minnesota | 27163 | Washington | 44.9245 | -92.7657 | 1076 | 738 | polygon | FALSE | TRUE | America/Chicago | 3 | 55043 | 1840007815 | [10 empty] | Lake St. Croix BeachMN
Rio Vista | Rio Vista | TX | Texas | 48251 | Johnson | 32.2351 | -97.3744 | 1075 | 393 | polygon | FALSE | TRUE | America/Chicago | 3 | 76093 | 1840020753 | [10 empty] | Rio VistaTX
Laguna | Laguna | NM | New Mexico | 35006 | Cibola | 35.0504 | -107.4071 | 1075 | 37 | polygon | FALSE | FALSE | America/Denver | 3 | 87038 87026 | 1840017871 | [10 empty] | LagunaNM
Palouse | Palouse | WA | Washington | 53075 | Whitman | 46.9103 | -117.0751 | 1075 | 396 | polygon | FALSE | TRUE | America/Los_Angeles | 3 | 99161 | 1840019863 | [10 empty] | PalouseWA
Hustisford | Hustisford | WI | Wisconsin | 55027 | Dodge | 43.3442 | -88.6033 | 1075 | 372 | polygon | FALSE | TRUE | America/Chicago | 3 | 53034 | 1840002732 | [10 empty] | HustisfordWI
Indian Hills | Indian Hills | NM | New Mexico | 35057 | Torrance | 34.9832 | -106.1398 | 1075 | 72 | polygon | FALSE | TRUE | America/Denver | 3 | 87035 | 1840040012 | [10 empty] | Indian HillsNM
Millersport | Millersport | OH | Ohio | 39045 | Fairfield | 39.8982 | -82.5388 | 1074 | 461 | polygon | FALSE | TRUE | America/New_York | 3 | 43046 | 1840012472 | [10 empty] | MillersportOH
Estherwood | Estherwood | LA | Louisiana | 22001 | Acadia | 30.1816 | -92.4634 | 1074 | 222 | polygon | FALSE | TRUE | America/Chicago | 3 | 70534 | 1840018240 | [10 empty] | EstherwoodLA
Oak Grove Heights | Oak Grove Heights | AR | Arkansas | 5055 | Greene | 36.1271 | -90.5085 | 1074 | 138 | polygon | FALSE | TRUE | America/Chicago | 3 | 72450 | 1840016122 | [10 empty] | Oak Grove HeightsAR
Williamsport | Williamsport | OH | Ohio | 39129 | Pickaway | 39.5824 | -83.1206 | 1074 | 233 | polygon | FALSE | TRUE | America/New_York | 3 | 43164 | 1840012557 | [10 empty] | WilliamsportOH
Bolinas | Bolinas | CA | California | 6041 | Marin | 37.9177 | -122.7095 | 1074 | 71 | polygon | FALSE | FALSE | America/Los_Angeles | 3 | 94924 | 1840017601 | [10 empty] | BolinasCA
Belview | Belview | VA | Virginia | 51121 | Montgomery | 37.1687 | -80.511 | 1072 | 234 | polygon | FALSE | TRUE | America/New_York | 3 | 24141 24073 | 1840041677 | [10 empty] | BelviewVA
Blue Mound | Blue Mound | IL | Illinois | 17115 | Macon | 39.7004 | -89.1185 | 1072 | 707 | polygon | FALSE | TRUE | America/Chicago | 3 | 62513 | 1840012425 | [10 empty] | Blue MoundIL
Flat Lick | Flat Lick | KY | Kentucky | 21121 | Knox | 36.8353 | -83.7598 | 1072 | 86 | polygon | FALSE | FALSE | America/New_York | 3 | 40935 | 1840026894 | [10 empty] | Flat LickKY
New Waverly | New Waverly | TX | Texas | 48471 | Walker | 30.5374 | -95.4822 | 1071 | 187 | polygon | FALSE | TRUE | America/Chicago | 3 | 77358 | 1840020866 | [10 empty] | New WaverlyTX
Susitna North | Susitna North | AK | Alaska | 2170 | Matanuska-Susitna | 62.1281 | -149.8593 | 1071 | 1 | polygon | FALSE | TRUE | America/Anchorage | 3 | 99688 99676 | 1840037713 | [10 empty] | Susitna NorthAK
Punaluu | Punaluu | HI | Hawaii | 15003 | Honolulu | 21.5811 | -157.8901 | 1071 | 258 | polygon | FALSE | FALSE | Pacific/Honolulu | 3 | 96717 | 1840137106 | [10 empty] | PunaluuHI
Phil Campbell | Phil Campbell | AL | Alabama | 1059 | Franklin | 34.3519 | -87.7062 | 1071 | 101 | polygon | FALSE | TRUE | America/Chicago | 3 | 35581 | 1840016626 | [10 empty] | Phil CampbellAL
West Park | West Park | CA | California | 6019 | Fresno | 36.7055 | -119.8516 | 1071 | 230 | polygon | FALSE | FALSE | America/Los_Angeles | 3 | 93706 93773 | 1840026842 | [10 empty] | West ParkCA
Farmersburg | Farmersburg | IN | Indiana | 18153 | Sullivan | 39.2526 | -87.3807 | 1070 | 556 | polygon | FALSE | TRUE | America/Indiana/Indianapolis | 3 | 47850 | 1840010682 | [10 empty] | FarmersburgIN
Cave Spring | Cave Spring | GA | Georgia | 13115 | Floyd | 34.1081 | -85.3388 | 1070 | 112 | polygon | FALSE | TRUE | America/New_York | 3 | 30124 | 1840014680 | [10 empty] | Cave SpringGA
Edinburg | Edinburg | VA | Virginia | 51171 | Shenandoah | 38.8235 | -78.5634 | 1070 | 557 | polygon | FALSE | TRUE | America/New_York | 3 | 22824 | 1840006001 | [10 empty] | EdinburgVA
Angel Fire | Angel Fire | NM | New Mexico | 35007 | Colfax | 36.3821 | -105.2718 | 1070 | 14 | polygon | FALSE | TRUE | America/Denver | 3 | 87710 | 1840022641 | [10 empty] | Angel FireNM
Bradbury | Bradbury | CA | California | 6037 | Los Angeles | 34.1536 | -117.9684 | 1070 | 210 | polygon | FALSE | TRUE | America/Los_Angeles | 3 | 91008 | 1840019232 | [10 empty] | BradburyCA
Ashippun | Ashippun | WI | Wisconsin | 55027 | Dodge | 43.2182 | -88.5159 | 1069 | 401 | polygon | FALSE | FALSE | America/Chicago | 3 | 53066 53036 53003 | 1840025434 | [10 empty] | AshippunWI
Forest Park | Forest Park | OK | Oklahoma | 40109 | Oklahoma | 35.5095 | -97.4469 | 1069 | 226 | polygon | FALSE | TRUE | America/Chicago | 3 | 73121 | 1840021745 | [10 empty] | Forest ParkOK
Tyler | Tyler | MN | Minnesota | 27081 | Lincoln | 44.2785 | -96.1355 | 1069 | 215 | polygon | FALSE | TRUE | America/Chicago | 3 | 56178 | 1840010019 | [10 empty] | TylerMN
Osceola Mills | Osceola Mills | PA | Pennsylvania | 42033 | Clearfield | 40.8526 | -78.2699 | 1069 | 1251 | polygon | FALSE | TRUE | America/New_York | 3 | 16666 | 1840003502 | [10 empty] | Osceola MillsPA
Knox | Knox | PA | Pennsylvania | 42031 | Clarion | 41.2346 | -79.536 | 1069 | 734 | polygon | FALSE | TRUE | America/New_York | 3 | 16232 | 1840003458 | [10 empty] | KnoxPA
Bear Creek | Bear Creek | AL | Alabama | 1093 | Marion | 34.2651 | -87.7164 | 1068 | 30 | polygon | FALSE | TRUE | America/Chicago | 3 | 35581 35543 | 1840015585 | [10 empty] | Bear CreekAL
Dudleyville | Dudleyville | AZ | Arizona | 4021 | Pinal | 32.9128 | -110.7345 | 1068 | 61 | polygon | FALSE | FALSE | America/Phoenix | 3 | 85192 | 1840019358 | [10 empty] | DudleyvilleAZ
Panora | Panora | IA | Iowa | 19077 | Guthrie | 41.691 | -94.3636 | 1067 | 228 | polygon | FALSE | TRUE | America/Chicago | 3 | 50216 | 1840009226 | [10 empty] | PanoraIA
London | London | AR | Arkansas | 5115 | Pope | 35.328 | -93.2417 | 1067 | 129 | polygon | FALSE | TRUE | America/Chicago | 3 | 72847 72802 | 1840015402 | [10 empty] | LondonAR
Rutherford | Rutherford | TN | Tennessee | 47053 | Gibson | 36.1249 | -88.992 | 1067 | 178 | polygon | FALSE | TRUE | America/Chicago | 3 | 38369 | 1840017740 | [10 empty] | RutherfordTN
Start | Start | LA | Louisiana | 22083 | Richland | 32.4902 | -91.865 | 1067 | 117 | polygon | FALSE | FALSE | America/Chicago | 3 | 71264 71269 71279 | 1840025902 | [10 empty] | StartLA
Altamont | Altamont | TN | Tennessee | 47061 | Grundy | 35.4325 | -85.7433 | 1067 | 20 | polygon | FALSE | TRUE | America/Chicago | 3 | 37301 37305 | 1840015431 | [10 empty] | AltamontTN
Texico | Texico | NM | New Mexico | 35009 | Curry | 34.3897 | -103.0513 | 1067 | 496 | polygon | FALSE | TRUE | America/Denver | 3 | 88135 | 1840021840 | [10 empty] | TexicoNM
Kersey | Kersey | PA | Pennsylvania | 42047 | Elk | 41.357 | -78.6101 | 1067 | 264 | polygon | FALSE | FALSE | America/New_York | 3 | 15846 | 1840026304 | [10 empty] | KerseyPA
Palo | Palo | IA | Iowa | 19113 | Linn | 42.0646 | -91.8002 | 1066 | 335 | polygon | FALSE | TRUE | America/Chicago | 3 | 52324 | 1840009146 | [10 empty] | PaloIA
Republic | Republic | WA | Washington | 53019 | Ferry | 48.6483 | -118.7334 | 1066 | 289 | polygon | FALSE | TRUE | America/Los_Angeles | 3 | 99166 | 1840019766 | [10 empty] | RepublicWA
Bellaire | Bellaire | MI | Michigan | 26009 | Antrim | 44.9738 | -85.2057 | 1066 | 220 | polygon | FALSE | TRUE | America/Detroit | 3 | 49615 | 1840010922 | [10 empty] | BellaireMI
Assumption | Assumption | IL | Illinois | 17021 | Christian | 39.518 | -89.0478 | 1066 | 415 | polygon | FALSE | TRUE | America/Chicago | 3 | 62510 | 1840007316 | [10 empty] | AssumptionIL
Bloomfield | Bloomfield | KY | Kentucky | 21179 | Nelson | 37.9122 | -85.314 | 1066 | 285 | polygon | FALSE | TRUE | America/New_York | 3 | 40008 | 1840013221 | [10 empty] | BloomfieldKY
Cullen | Cullen | LA | Louisiana | 22119 | Webster | 32.9699 | -93.4464 | 1066 | 356 | polygon | FALSE | TRUE | America/Chicago | 3 | 71021 71075 | 1840016936 | [10 empty] | CullenLA
Speers | Speers | PA | Pennsylvania | 42125 | Washington | 40.1222 | -79.8799 | 1066 | 432 | polygon | FALSE | TRUE | America/New_York | 3 | 15432 15022 | 1840003665 | [10 empty] | SpeersPA
Bracey | Bracey | VA | Virginia | 51117 | Mecklenburg | 36.5762 | -78.1107 | 1065 | 31 | polygon | FALSE | FALSE | America/New_York | 3 | 23919 | 1840024859 | [10 empty] | BraceyVA
Bassett | Bassett | VA | Virginia | 51089 | Henry | 36.7615 | -79.9866 | 1065 | 119 | polygon | FALSE | FALSE | America/New_York | 3 | 24055 | 1840006551 | [10 empty] | BassettVA
Tiki Island | Tiki Island | TX | Texas | 48167 | Galveston | 29.2985 | -94.9175 | 1065 | 855 | polygon | FALSE | TRUE | America/Chicago | 3 | 77554 | 1840003908 | [10 empty] | Tiki IslandTX
Sand Point | Sand Point | AK | Alaska | 2013 | Aleutians East | 55.3227 | -160.4834 | 1064 | 51 | polygon | FALSE | TRUE | America/Anchorage | 3 | 99661 | 1840023269 | [10 empty] | Sand PointAK
St. Paul | St. Paul | IN | Indiana | 18031 | Decatur | 39.4282 | -85.6287 | 1064 | 1404 | polygon | FALSE | TRUE | America/Indiana/Indianapolis | 3 | 47272 | 1840010657 | [10 empty] | St. PaulIN
Flanagan | Flanagan | IL | Illinois | 17105 | Livingston | 40.8771 | -88.8597 | 1064 | 732 | polygon | FALSE | TRUE | America/Chicago | 3 | 61740 | 1840011785 | [10 empty] | FlanaganIL
Cobden | Cobden | IL | Illinois | 17181 | Union | 37.5335 | -89.2545 | 1064 | 336 | polygon | FALSE | TRUE | America/Chicago | 3 | 62920 | 1840013007 | [10 empty] | CobdenIL
Berryville | Berryville | TX | Texas | 48213 | Henderson | 32.0876 | -95.4667 | 1064 | 313 | polygon | FALSE | TRUE | America/Chicago | 3 | 75763 | 1840020777 | [10 empty] | BerryvilleTX
Amelia Court House | Amelia Court House | VA | Virginia | 51007 | Amelia | 37.3366 | -77.9882 | 1064 | 109 | polygon | FALSE | FALSE | America/New_York | 3 | 23002 | 1840026850 | [10 empty] | Amelia Court HouseVA
Powderly | Powderly | TX | Texas | 48277 | Lamar | 33.8091 | -95.5049 | 1064 | 56 | polygon | FALSE | FALSE | America/Chicago | 3 | 75473 | 1840025872 | [10 empty] | PowderlyTX
Greene | Greene | IA | Iowa | 19023 | Butler | 42.8967 | -92.8041 | 1063 | 361 | polygon | FALSE | TRUE | America/Chicago | 3 | 50636 | 1840008038 | [10 empty] | GreeneIA
Nauvoo | Nauvoo | IL | Illinois | 17067 | Hancock | 40.5457 | -91.3829 | 1063 | 121 | polygon | FALSE | TRUE | America/Chicago | 3 | 62354 | 1840008341 | [10 empty] | NauvooIL
Hydesville | Hydesville | CA | California | 6023 | Humboldt | 40.5579 | -124.0822 | 1063 | 54 | polygon | FALSE | FALSE | America/Los_Angeles | 3 | 95547 | 1840017486 | [10 empty] | HydesvilleCA
Bogata | Bogata | TX | Texas | 48387 | Red River | 33.4698 | -95.2135 | 1063 | 290 | polygon | FALSE | TRUE | America/Chicago | 3 | 75417 | 1840019316 | [10 empty] | BogataTX
Double Springs | Double Springs | AL | Alabama | 1133 | Winston | 34.1502 | -87.3912 | 1062 | 80 | polygon | FALSE | TRUE | America/Chicago | 3 | 35553 | 1840007127 | [10 empty] | Double SpringsAL
Wister | Wister | OK | Oklahoma | 40079 | Le Flore | 34.9699 | -94.7206 | 1062 | 208 | polygon | FALSE | TRUE | America/Chicago | 3 | 74966 | 1840022776 | [10 empty] | WisterOK
Absarokee | Absarokee | MT | Montana | 30095 | Stillwater | 45.5242 | -109.4474 | 1061 | 192 | polygon | FALSE | FALSE | America/Denver | 3 | 59001 | 1840017395 | [10 empty] | AbsarokeeMT
Maud | Maud | OK | Oklahoma | 40133 | Seminole | 35.1336 | -96.7783 | 1061 | 384 | polygon | FALSE | TRUE | America/Chicago | 3 | 74854 | 1840020441 | [10 empty] | MaudOK
Clark | Clark | SD | South Dakota | 46025 | Clark | 44.8813 | -97.7346 | 1061 | 316 | polygon | FALSE | TRUE | America/Chicago | 3 | 57225 | 1840000292 | [10 empty] | ClarkSD
Lydia | Lydia | LA | Louisiana | 22045 | Iberia | 29.9263 | -91.7813 | 1061 | 240 | polygon | FALSE | FALSE | America/Chicago | 3 | 70560 70569 | 1840014007 | [10 empty] | LydiaLA
Donald | Donald | OR | Oregon | 41047 | Marion | 45.2227 | -122.8388 | 1060 | 1453 | polygon | FALSE | TRUE | America/Los_Angeles | 3 | 97002 97020 97032 | 1840018583 | [10 empty] | DonaldOR
Hamburg | Hamburg | IA | Iowa | 19071 | Fremont | 40.6061 | -95.6545 | 1060 | 372 | polygon | FALSE | TRUE | America/Chicago | 3 | 51640 | 1840001000 | [10 empty] | HamburgIA
Elliston | Elliston | VA | Virginia | 51121 | Montgomery | 37.2163 | -80.2245 | 1060 | 374 | polygon | FALSE | FALSE | America/New_York | 3 | 24087 | 1840024789 | [10 empty] | EllistonVA
Choctaw | Choctaw | LA | Louisiana | 22057 | Lafourche | 29.8457 | -90.7238 | 1060 | 65 | polygon | FALSE | FALSE | America/Chicago | 3 | 70301 | 1840031100 | [10 empty] | ChoctawLA
Washington | Washington | KS | Kansas | 20201 | Washington | 39.816 | -97.0486 | 1060 | 422 | polygon | FALSE | TRUE | America/Chicago | 3 | 66968 | 1840000724 | [10 empty] | WashingtonKS
Los Indios | Los Indios | TX | Texas | 48061 | Cameron | 26.0493 | -97.7351 | 1060 | 218 | polygon | FALSE | TRUE | America/Chicago | 3 | 78586 78567 | 1840022265 | [10 empty] | Los IndiosTX
Warren | Warren | TX | Texas | 48457 | Tyler | 30.6127 | -94.4104 | 1060 | 97 | polygon | FALSE | FALSE | America/Chicago | 3 | 77664 | 1840025989 | [10 empty] | WarrenTX
Goreville | Goreville | IL | Illinois | 17087 | Johnson | 37.5611 | -88.9557 | 1060 | 152 | polygon | FALSE | TRUE | America/Chicago | 3 | 62972 62939 | 1840013003 | [10 empty] | GorevilleIL
Skagway | Skagway | AK | Alaska | 2230 | Skagway | 59.4566 | -135.2927 | 1059 | 43 | polygon | FALSE | FALSE | America/Juneau | 3 | 99840 | 1840023311 | [10 empty] | SkagwayAK
Holgate | Holgate | OH | Ohio | 39069 | Henry | 41.2493 | -84.1292 | 1059 | 354 | polygon | FALSE | TRUE | America/New_York | 3 | 43527 | 1840011605 | [10 empty] | HolgateOH
Convoy | Convoy | OH | Ohio | 39161 | Van Wert | 40.9177 | -84.7053 | 1059 | 694 | polygon | FALSE | TRUE | America/New_York | 3 | 45832 | 1840011901 | [10 empty] | ConvoyOH
Chadwicks | Chadwicks | NY | New York | 36065 | Oneida | 43.0291 | -75.271 | 1059 | 308 | polygon | FALSE | FALSE | America/New_York | 3 | 13319 13413 | 1840024027 | [10 empty] | ChadwicksNY
Humansville | Humansville | MO | Missouri | 29167 | Polk | 37.7952 | -93.5766 | 1059 | 340 | polygon | FALSE | TRUE | America/Chicago | 3 | 65674 | 1840007579 | [10 empty] | HumansvilleMO
Lake Shore | Lake Shore | MN | Minnesota | 27021 | Cass | 46.504 | -94.3635 | 1058 | 32 | polygon | FALSE | TRUE | America/Chicago | 3 | 56468 | 1840007722 | [10 empty] | Lake ShoreMN
Meadow View | Meadow View | VA | Virginia | 51191 | Washington | 36.7638 | -81.8728 | 1058 | 88 | polygon | FALSE | FALSE | America/New_York | 3 | 24361 24327 | 1840041837 | [10 empty] | Meadow ViewVA
Caledonia | Caledonia | MS | Mississippi | 28087 | Lowndes | 33.6836 | -88.326 | 1058 | 144 | polygon | FALSE | TRUE | America/Chicago | 3 | 39740 | 1840015690 | [10 empty] | CaledoniaMS
Prospect | Prospect | OH | Ohio | 39101 | Marion | 40.454 | -83.1848 | 1058 | 564 | polygon | FALSE | TRUE | America/New_York | 3 | 43342 | 1840012028 | [10 empty] | ProspectOH
Cherry Tree | Cherry Tree | OK | Oklahoma | 40001 | Adair | 35.7454 | -94.6428 | 1058 | 35 | polygon | FALSE | FALSE | America/Chicago | 3 | 74960 | 1840034527 | [10 empty] | Cherry TreeOK
Quinter | Quinter | KS | Kansas | 20063 | Gove | 39.0666 | -100.2347 | 1057 | 405 | polygon | FALSE | TRUE | America/Chicago | 3 | 67752 | 1840009702 | [10 empty] | QuinterKS
Oskaloosa | Oskaloosa | KS | Kansas | 20087 | Jefferson | 39.2158 | -95.3145 | 1057 | 410 | polygon | FALSE | TRUE | America/Chicago | 3 | 66066 | 1840009609 | [10 empty] | OskaloosaKS
Cando | Cando | ND | North Dakota | 38095 | Towner | 48.4872 | -99.2026 | 1057 | 635 | polygon | FALSE | TRUE | America/Chicago | 3 | 58324 | 1840000018 | [10 empty] | CandoND
South Shore | South Shore | KY | Kentucky | 21089 | Greenup | 38.7224 | -82.9647 | 1057 | 621 | polygon | FALSE | TRUE | America/New_York | 3 | 41175 | 1840015184 | [10 empty] | South ShoreKY
Lilbourn | Lilbourn | MO | Missouri | 29143 | New Madrid | 36.5908 | -89.613 | 1057 | 431 | polygon | FALSE | TRUE | America/Chicago | 3 | 63862 | 1840009939 | [10 empty] | LilbournMO
New Franklin | New Franklin | MO | Missouri | 29089 | Howard | 39.0175 | -92.7406 | 1057 | 308 | polygon | FALSE | TRUE | America/Chicago | 3 | 65274 | 1840008520 | [10 empty] | New FranklinMO
Grandview | Grandview | OH | Ohio | 39061 | Hamilton | 39.1922 | -84.7245 | 1056 | 94 | polygon | FALSE | FALSE | America/New_York | 3 | 45002 | 1840005877 | [10 empty] | GrandviewOH
Upton | Upton | WY | Wyoming | 56045 | Weston | 44.1025 | -104.6374 | 1056 | 137 | polygon | FALSE | TRUE | America/Denver | 3 | 82730 | 1840022351 | [10 empty] | UptonWY
Riner | Riner | VA | Virginia | 51121 | Montgomery | 37.0675 | -80.4405 | 1056 | 279 | polygon | FALSE | FALSE | America/New_York | 3 | 24149 | 1840024792 | [10 empty] | RinerVA
Franklin Park | Franklin Park | FL | Florida | 12011 | Broward | 26.134 | -80.1762 | 1056 | 5151 | polygon | FALSE | FALSE | America/New_York | 2 | 33311 | 1840029104 | [10 empty] | Franklin ParkFL
Greenfields | Greenfields | PA | Pennsylvania | 42011 | Berks | 40.3627 | -75.9565 | 1056 | 550 | polygon | FALSE | FALSE | America/New_York | 3 | 19601 | 1840035458 | [10 empty] | GreenfieldsPA
Falls City | Falls City | OR | Oregon | 41053 | Polk | 44.8648 | -123.4372 | 1056 | 339 | polygon | FALSE | TRUE | America/Los_Angeles | 3 | 97344 | 1840019970 | [10 empty] | Falls CityOR
Shelton | Shelton | NE | Nebraska | 31019 | Buffalo | 40.7789 | -98.7306 | 1055 | 555 | polygon | FALSE | TRUE | America/Chicago | 3 | 68876 | 1840011835 | [10 empty] | SheltonNE
Skyline-Ganipa | Skyline-Ganipa | NM | New Mexico | 35006 | Cibola | 35.0328 | -107.614 | 1055 | 66 | polygon | FALSE | TRUE | America/Denver | 3 | 87034 | 1840074409 | [10 empty] | Skyline-GanipaNM
Clayton | Clayton | IN | Indiana | 18063 | Hendricks | 39.6892 | -86.5232 | 1055 | 672 | polygon | FALSE | TRUE | America/Indiana/Indianapolis | 3 | 46118 | 1840009537 | [10 empty] | ClaytonIN
Marcus | Marcus | IA | Iowa | 19035 | Cherokee | 42.8224 | -95.8068 | 1054 | 264 | polygon | FALSE | TRUE | America/Chicago | 3 | 51035 | 1840008025 | [10 empty] | MarcusIA
Ordway | Ordway | CO | Colorado | 8025 | Crowley | 38.2209 | -103.7566 | 1054 | 527 | polygon | FALSE | TRUE | America/Denver | 3 | 81063 | 1840022511 | [10 empty] | OrdwayCO
Catahoula | Catahoula | LA | Louisiana | 22099 | St. Martin | 30.2125 | -91.7127 | 1054 | 132 | polygon | FALSE | FALSE | America/Chicago | 3 | 70582 | 1840026015 | [10 empty] | CatahoulaLA
Shinglehouse | Shinglehouse | PA | Pennsylvania | 42105 | Potter | 41.9662 | -78.1908 | 1054 | 194 | polygon | FALSE | TRUE | America/New_York | 3 | 16748 | 1840003310 | [10 empty] | ShinglehousePA
Homestead Base | Homestead Base | FL | Florida | 12086 | Miami-Dade | 25.4936 | -80.3911 | 1054 | 95 | polygon | TRUE | TRUE | America/New_York | 3 | 33039 33033 | 1840073841 | [10 empty] | Homestead BaseFL
Stillman Valley | Stillman Valley | IL | Illinois | 17141 | Ogle | 42.1048 | -89.1803 | 1053 | 856 | polygon | FALSE | TRUE | America/Chicago | 3 | 61084 | 1840011239 | [10 empty] | Stillman ValleyIL
Tuscarawas | Tuscarawas | OH | Ohio | 39157 | Tuscarawas | 40.3934 | -81.4006 | 1053 | 571 | polygon | FALSE | TRUE | America/New_York | 3 | 44629 44683 44682 | 1840012099 | [10 empty] | TuscarawasOH
Penhook | Penhook | VA | Virginia | 51067 | Franklin | 36.9905 | -79.6318 | 1053 | 36 | polygon | FALSE | FALSE | America/New_York | 3 | 24137 | 1840006475 | [10 empty] | PenhookVA
New Hope | New Hope | TN | Tennessee | 47115 | Marion | 35.0044 | -85.6598 | 1052 | 39 | polygon | FALSE | TRUE | America/Chicago | 3 | 37380 | 1840014604 | [10 empty] | New HopeTN
De Smet | De Smet | SD | South Dakota | 46077 | Kingsbury | 44.3862 | -97.5497 | 1052 | 350 | polygon | FALSE | TRUE | America/Chicago | 3 | 57231 | 1840000314 | [10 empty] | De SmetSD
Aurora | Aurora | UT | Utah | 49041 | Sevier | 38.9201 | -111.934 | 1052 | 390 | polygon | FALSE | TRUE | America/Denver | 3 | 84620 | 1840018832 | [10 empty] | AuroraUT
Port Republic | Port Republic | NJ | New Jersey | 34001 | Atlantic | 39.5328 | -74.4852 | 1052 | 54 | polygon | FALSE | TRUE | America/New_York | 3 | 8241 | 1840001536 | [10 empty] | Port RepublicNJ
St. Paul | St. Paul | TX | Texas | 48085 | Collin | 33.0437 | -96.5504 | 1051 | 283 | polygon | FALSE | TRUE | America/Chicago | 3 | 75098 | 1840022020 | [10 empty] | St. PaulTX
Greenville | Greenville | IN | Indiana | 18043 | Floyd | 38.3716 | -85.9827 | 1051 | 444 | polygon | FALSE | TRUE | America/Kentucky/Louisville | 3 | 47124 | 1840010814 | [10 empty] | GreenvilleIN
Northfield | Northfield | KY | Kentucky | 21111 | Jefferson | 38.2857 | -85.6362 | 1051 | 861 | polygon | FALSE | TRUE | America/New_York | 3 | 40222 | 1840014297 | [10 empty] | NorthfieldKY
Highlandville | Highlandville | MO | Missouri | 29043 | Christian | 36.9409 | -93.283 | 1051 | 80 | polygon | FALSE | TRUE | America/Chicago | 3 | 65721 65669 | 1840007646 | [10 empty] | HighlandvilleMO
Tioga | Tioga | TX | Texas | 48181 | Grayson | 33.4718 | -96.9187 | 1051 | 312 | polygon | FALSE | TRUE | America/Chicago | 3 | 76271 | 1840022935 | [10 empty] | TiogaTX
Bessemer | Bessemer | PA | Pennsylvania | 42073 | Lawrence | 40.9756 | -80.4878 | 1051 | 245 | polygon | FALSE | TRUE | America/New_York | 3 | 16112 | 1840003568 | [10 empty] | BessemerPA
Luck | Luck | WI | Wisconsin | 55095 | Polk | 45.5718 | -92.4666 | 1051 | 205 | polygon | FALSE | TRUE | America/Chicago | 3 | 54853 | 1840002055 | [10 empty] | LuckWI
Hector | Hector | MN | Minnesota | 27129 | Renville | 44.7412 | -94.712 | 1050 | 224 | polygon | FALSE | TRUE | America/Chicago | 3 | 55342 | 1840006774 | [10 empty] | HectorMN
Deltaville | Deltaville | VA | Virginia | 51119 | Middlesex | 37.5525 | -76.3331 | 1050 | 99 | polygon | FALSE | FALSE | America/New_York | 3 | 23043 | 1840026817 | [10 empty] | DeltavilleVA
Ashton | Ashton | ID | Idaho | 16043 | Fremont | 44.0734 | -111.4482 | 1050 | 635 | polygon | FALSE | TRUE | America/Boise | 3 | 83420 | 1840018607 | [10 empty] | AshtonID
Roscommon | Roscommon | MI | Michigan | 26143 | Roscommon | 44.4915 | -84.5914 | 1050 | 246 | polygon | FALSE | TRUE | America/Detroit | 3 | 48653 | 1840010943 | [10 empty] | RoscommonMI
Aplington | Aplington | IA | Iowa | 19023 | Butler | 42.5819 | -92.8835 | 1050 | 551 | polygon | FALSE | TRUE | America/Chicago | 3 | 50604 | 1840006914 | [10 empty] | AplingtonIA
Canaan | Canaan | CT | Connecticut | 9005 | Litchfield | 42.0347 | -73.3323 | 1050 | 232 | polygon | FALSE | FALSE | America/New_York | 3 | 6018 | 1840034218 | [10 empty] | CanaanCT
Lake Nebagamon | Lake Nebagamon | WI | Wisconsin | 55031 | Douglas | 46.512 | -91.6995 | 1049 | 32 | polygon | FALSE | TRUE | America/Chicago | 3 | 54849 | 1840003910 | [10 empty] | Lake NebagamonWI
Neah Bay | Neah Bay | WA | Washington | 53009 | Clallam | 48.3612 | -124.6115 | 1049 | 172 | polygon | FALSE | FALSE | America/Los_Angeles | 3 | 98357 | 1840023937 | [10 empty] | Neah BayWA
Garrett Park | Garrett Park | MD | Maryland | 24031 | Montgomery | 39.036 | -77.0934 | 1049 | 1584 | polygon | FALSE | TRUE | America/New_York | 3 | 20896 | 1840005843 | [10 empty] | Garrett ParkMD
Baxter Estates | Baxter Estates | NY | New York | 36059 | Nassau | 40.8338 | -73.6949 | 1049 | 2219 | polygon | FALSE | TRUE | America/New_York | 2 | 11050 | 1840033846 | [10 empty] | Baxter EstatesNY
Keuka Park | Keuka Park | NY | New York | 36123 | Yates | 42.6123 | -77.0916 | 1049 | 597 | polygon | FALSE | FALSE | America/New_York | 3 | 14478 14527 | 1840026189 | [10 empty] | Keuka ParkNY
Queen Anne | Queen Anne | MD | Maryland | 24033 | Prince George's | 38.9021 | -76.6973 | 1049 | 46 | polygon | FALSE | FALSE | America/New_York | 3 | 20716 20774 | 1840149380 | [10 empty] | Queen AnneMD
Frankfort | Frankfort | OH | Ohio | 39141 | Ross | 39.4069 | -83.1842 | 1048 | 717 | polygon | FALSE | TRUE | America/New_York | 3 | 45628 | 1840012671 | [10 empty] | FrankfortOH
Gifford | Gifford | IL | Illinois | 17019 | Champaign | 40.3079 | -88.0214 | 1048 | 911 | polygon | FALSE | TRUE | America/Chicago | 3 | 61847 | 1840012226 | [10 empty] | GiffordIL
Robert Lee | Robert Lee | TX | Texas | 48081 | Coke | 31.8954 | -100.4856 | 1048 | 355 | polygon | FALSE | TRUE | America/Chicago | 3 | 76945 | 1840020797 | [10 empty] | Robert LeeTX
Grand Coulee | Grand Coulee | WA | Washington | 53025 | Grant | 47.9392 | -119.0028 | 1048 | 322 | polygon | FALSE | TRUE | America/Los_Angeles | 3 | 99133 | 1840019815 | [10 empty] | Grand CouleeWA
Hamlin | Hamlin | WV | West Virginia | 54043 | Lincoln | 38.2805 | -82.1087 | 1048 | 677 | polygon | FALSE | TRUE | America/New_York | 3 | 25523 | 1840006271 | [10 empty] | HamlinWV
Norlina | Norlina | NC | North Carolina | 37185 | Warren | 36.4451 | -78.1952 | 1047 | 363 | polygon | FALSE | TRUE | America/New_York | 3 | 27563 | 1840016038 | [10 empty] | NorlinaNC
Sidney | Sidney | IA | Iowa | 19071 | Fremont | 40.7459 | -95.6443 | 1047 | 292 | polygon | FALSE | TRUE | America/Chicago | 3 | 51652 | 1840009383 | [10 empty] | SidneyIA
New Hartford Center | New Hartford Center | CT | Connecticut | 9005 | Litchfield | 41.8802 | -72.9753 | 1047 | 127 | polygon | FALSE | TRUE | America/New_York | 3 | 06057 06061 | 1840073298 | [10 empty] | New Hartford CenterCT
Ninnekah | Ninnekah | OK | Oklahoma | 40051 | Grady | 34.9641 | -97.9447 | 1047 | 39 | polygon | FALSE | TRUE | America/Chicago | 3 | 73018 73067 | 1840022777 | [10 empty] | NinnekahOK
Mountainhome | Mountainhome | PA | Pennsylvania | 42089 | Monroe | 41.1779 | -75.2632 | 1047 | 213 | polygon | FALSE | FALSE | America/New_York | 3 | 18342 18326 | 1840005172 | [10 empty] | MountainhomePA
Strodes Mills | Strodes Mills | PA | Pennsylvania | 42087 | Mifflin | 40.5487 | -77.6751 | 1047 | 213 | polygon | FALSE | FALSE | America/New_York | 3 | 17051 17044 | 1840035213 | [10 empty] | Strodes MillsPA
Rawls Springs | Rawls Springs | MS | Mississippi | 28035 | Forrest | 31.3797 | -89.3878 | 1047 | 221 | polygon | FALSE | FALSE | America/Chicago | 3 | 39402 | 1840025970 | [10 empty] | Rawls SpringsMS
Campti | Campti | LA | Louisiana | 22069 | Natchitoches | 31.898 | -93.1158 | 1047 | 388 | polygon | FALSE | TRUE | America/Chicago | 3 | 71411 | 1840015838 | [10 empty] | CamptiLA
Arnaudville | Arnaudville | LA | Louisiana | 22097 | St. Landry | 30.4021 | -91.932 | 1046 | 582 | polygon | FALSE | TRUE | America/Chicago | 3 | 70512 | 1840015905 | [10 empty] | ArnaudvilleLA
Califon | Califon | NJ | New Jersey | 34019 | Hunterdon | 40.7192 | -74.8371 | 1046 | 421 | polygon | FALSE | TRUE | America/New_York | 3 | 7830 | 1840001038 | [10 empty] | CalifonNJ
McClellan Park | McClellan Park | CA | California | 6067 | Sacramento | 38.6631 | -121.4015 | 1046 | 98 | polygon | TRUE | TRUE | America/Los_Angeles | 3 | 95652 | 1840038292 | [10 empty] | McClellan ParkCA
Amherst | Amherst | WI | Wisconsin | 55097 | Portage | 44.4475 | -89.2832 | 1045 | 315 | polygon | FALSE | TRUE | America/Chicago | 3 | 54406 | 1840002324 | [10 empty] | AmherstWI
Martin | Martin | SD | South Dakota | 46007 | Bennett | 43.1749 | -101.7324 | 1045 | 719 | polygon | FALSE | TRUE | America/Denver | 3 | 57551 | 1840002892 | [10 empty] | MartinSD
Fyffe | Fyffe | AL | Alabama | 1049 | DeKalb | 34.4496 | -85.9049 | 1045 | 91 | polygon | FALSE | TRUE | America/Chicago | 3 | 35971 | 1840004830 | [10 empty] | FyffeAL
Auxier | Auxier | KY | Kentucky | 21071 | Floyd | 37.7356 | -82.7661 | 1045 | 437 | polygon | FALSE | FALSE | America/New_York | 3 | 41602 | 1840026818 | [10 empty] | AuxierKY
Lakeview | Lakeview | WA | Washington | 53025 | Grant | 47.3755 | -119.5044 | 1044 | 358 | polygon | FALSE | FALSE | America/Los_Angeles | 3 | 98851 | 1840136062 | [10 empty] | LakeviewWA
Wolcottville | Wolcottville | IN | Indiana | 18113 | Noble | 41.5255 | -85.3665 | 1044 | 397 | polygon | FALSE | TRUE | America/Indiana/Indianapolis | 3 | 46795 | 1840010254 | [10 empty] | WolcottvilleIN
Dodson Branch | Dodson Branch | TN | Tennessee | 47087 | Jackson | 36.3148 | -85.5322 | 1044 | 36 | polygon | FALSE | FALSE | America/Chicago | 3 | 38501 | 1840025768 | [10 empty] | Dodson BranchTN
Reading | Reading | MI | Michigan | 26059 | Hillsdale | 41.8396 | -84.7478 | 1044 | 398 | polygon | FALSE | TRUE | America/Detroit | 3 | 49274 | 1840003251 | [10 empty] | ReadingMI
Luckey | Luckey | OH | Ohio | 39173 | Wood | 41.4525 | -83.4839 | 1044 | 584 | polygon | FALSE | TRUE | America/New_York | 3 | 43443 | 1840011557 | [10 empty] | LuckeyOH
McLeansville | McLeansville | NC | North Carolina | 37081 | Guilford | 36.1045 | -79.6554 | 1044 | 65 | polygon | FALSE | FALSE | America/New_York | 3 | 27301 | 1840013355 | [10 empty] | McLeansvilleNC
Beach | Beach | ND | North Dakota | 38033 | Golden Valley | 46.9192 | -104.008 | 1043 | 170 | polygon | FALSE | TRUE | America/Denver | 3 | 58621 | 1840001916 | [10 empty] | BeachND
Saylorsburg | Saylorsburg | PA | Pennsylvania | 42089 | Monroe | 40.8997 | -75.3179 | 1042 | 333 | polygon | FALSE | FALSE | America/New_York | 3 | 18353 | 1840026363 | [10 empty] | SaylorsburgPA
Maud | Maud | TX | Texas | 48037 | Bowie | 33.3299 | -94.3461 | 1042 | 269 | polygon | FALSE | TRUE | America/Chicago | 3 | 75567 | 1840020611 | [10 empty] | MaudTX
Alamance | Alamance | NC | North Carolina | 37001 | Alamance | 36.0285 | -79.4891 | 1042 | 505 | polygon | FALSE | TRUE | America/New_York | 3 | 27201 27215 | 1840017736 | [10 empty] | AlamanceNC
Truman | Truman | MN | Minnesota | 27091 | Martin | 43.8279 | -94.4366 | 1042 | 366 | polygon | FALSE | TRUE | America/Chicago | 3 | 56088 | 1840010046 | [10 empty] | TrumanMN
Foxfire | Foxfire | NC | North Carolina | 37125 | Moore | 35.179 | -79.564 | 1042 | 57 | polygon | FALSE | TRUE | America/New_York | 3 | 27281 27376 28315 | 1840017851 | [10 empty] | FoxfireNC
George | George | IA | Iowa | 19119 | Lyon | 43.342 | -96.0027 | 1042 | 167 | polygon | FALSE | TRUE | America/Chicago | 3 | 51237 | 1840007972 | [10 empty] | GeorgeIA
Rainbow City | Rainbow City | AZ | Arizona | 4017 | Navajo | 33.8731 | -109.9763 | 1041 | 184 | polygon | FALSE | TRUE | America/Phoenix | 3 | 85941 | 1840038035 | [10 empty] | Rainbow CityAZ
Ranchester | Ranchester | WY | Wyoming | 56033 | Sheridan | 44.9075 | -107.1674 | 1041 | 566 | polygon | FALSE | TRUE | America/Denver | 3 | 82839 | 1840021245 | [10 empty] | RanchesterWY
Fairfield Beach | Fairfield Beach | OH | Ohio | 39045 | Fairfield | 39.9183 | -82.4791 | 1041 | 613 | polygon | FALSE | FALSE | America/New_York | 3 | 43076 | 1840005561 | [10 empty] | Fairfield BeachOH
Worden | Worden | IL | Illinois | 17119 | Madison | 38.9316 | -89.8402 | 1041 | 565 | polygon | FALSE | TRUE | America/Chicago | 3 | 62097 | 1840012804 | [10 empty] | WordenIL
Akutan | Akutan | AK | Alaska | 2013 | Aleutians East | 54.1594 | -165.7328 | 1041 | 6 | polygon | FALSE | TRUE | America/Nome | 3 | 99553 | 1840023265 | [10 empty] | AkutanAK
Obion | Obion | TN | Tennessee | 47131 | Obion | 36.2643 | -89.1947 | 1041 | 311 | polygon | FALSE | TRUE | America/Chicago | 3 | 38240 | 1840016069 | [10 empty] | ObionTN
Elwood | Elwood | NJ | New Jersey | 34001 | Atlantic | 39.5731 | -74.7148 | 1041 | 125 | polygon | FALSE | FALSE | America/New_York | 3 | 08215 08217 08037 | 1840005594 | [10 empty] | ElwoodNJ
St. Michaels | St. Michaels | MD | Maryland | 24041 | Talbot | 38.7882 | -76.2243 | 1040 | 346 | polygon | FALSE | TRUE | America/New_York | 3 | 21663 | 1840006091 | [10 empty] | St. MichaelsMD
Concord | Concord | MI | Michigan | 26075 | Jackson | 42.1762 | -84.6456 | 1040 | 268 | polygon | FALSE | TRUE | America/Detroit | 3 | 49237 | 1840011197 | [10 empty] | ConcordMI
Lakeville | Lakeville | CT | Connecticut | 9005 | Litchfield | 41.9594 | -73.4467 | 1040 | 127 | polygon | FALSE | FALSE | America/New_York | 3 | 06039 06068 | 1840026222 | [10 empty] | LakevilleCT
Parklawn | Parklawn | CA | California | 6099 | Stanislaus | 37.6069 | -120.9793 | 1040 | 2416 | polygon | FALSE | TRUE | America/Los_Angeles | 2 | 95358 95307 | 1840042934 | [10 empty] | ParklawnCA
Aurora | Aurora | OR | Oregon | 41047 | Marion | 45.2285 | -122.7572 | 1039 | 837 | polygon | FALSE | TRUE | America/Los_Angeles | 3 | 97002 | 1840018578 | [10 empty] | AuroraOR
Mound City | Mound City | MO | Missouri | 29087 | Holt | 40.1365 | -95.2337 | 1039 | 322 | polygon | FALSE | TRUE | America/Chicago | 3 | 64470 | 1840008382 | [10 empty] | Mound CityMO
Crocker | Crocker | MO | Missouri | 29169 | Pulaski | 37.948 | -92.2676 | 1039 | 322 | polygon | FALSE | TRUE | America/Chicago | 3 | 65452 | 1840007556 | [10 empty] | CrockerMO
Clermont | Clermont | GA | Georgia | 13139 | Hall | 34.4784 | -83.7721 | 1039 | 135 | polygon | FALSE | TRUE | America/New_York | 3 | 30527 | 1840016648 | [10 empty] | ClermontGA
Town Creek | Town Creek | AL | Alabama | 1079 | Lawrence | 34.6718 | -87.4063 | 1039 | 149 | polygon | FALSE | TRUE | America/Chicago | 3 | 35672 | 1840016591 | [10 empty] | Town CreekAL
Newport | Newport | DE | Delaware | 10003 | New Castle | 39.7136 | -75.6052 | 1039 | 915 | polygon | FALSE | TRUE | America/New_York | 3 | 19804 | 1840005582 | [10 empty] | NewportDE
Ridgway | Ridgway | CO | Colorado | 8091 | Ouray | 38.1573 | -107.7545 | 1039 | 217 | polygon | FALSE | TRUE | America/Denver | 3 | 81432 | 1840021512 | [10 empty] | RidgwayCO
Rio | Rio | WI | Wisconsin | 55021 | Columbia | 43.4497 | -89.2388 | 1039 | 320 | polygon | FALSE | TRUE | America/Chicago | 3 | 53960 | 1840002714 | [10 empty] | RioWI
Helena West Side | Helena West Side | MT | Montana | 30049 | Lewis and Clark | 46.5966 | -112.1138 | 1039 | 28 | polygon | FALSE | TRUE | America/Denver | 3 | 59601 59602 59636 | 1840074087 | [10 empty] | Helena West SideMT
Eden Valley | Eden Valley | MN | Minnesota | 27093 | Meeker | 45.3263 | -94.5453 | 1039 | 329 | polygon | FALSE | TRUE | America/Chicago | 3 | 55329 | 1840007806 | [10 empty] | Eden ValleyMN
East Gull Lake | East Gull Lake | MN | Minnesota | 27021 | Cass | 46.3948 | -94.3548 | 1039 | 50 | polygon | FALSE | TRUE | America/Chicago | 3 | 56401 | 1840007720 | [10 empty] | East Gull LakeMN
Asherton | Asherton | TX | Texas | 48127 | Dimmit | 28.446 | -99.7604 | 1039 | 491 | polygon | FALSE | TRUE | America/Chicago | 3 | 78827 | 1840019700 | [10 empty] | AshertonTX
Eagle Lake | Eagle Lake | WI | Wisconsin | 55101 | Racine | 42.7014 | -88.1291 | 1038 | 184 | polygon | FALSE | FALSE | America/Chicago | 3 | 53139 | 1840004480 | [10 empty] | Eagle LakeWI
Port Norris | Port Norris | NJ | New Jersey | 34011 | Cumberland | 39.2521 | -75.0412 | 1037 | 62 | polygon | FALSE | FALSE | America/New_York | 3 | 8349 | 1840005750 | [10 empty] | Port NorrisNJ
Ecru | Ecru | MS | Mississippi | 28115 | Pontotoc | 34.355 | -89.0222 | 1037 | 84 | polygon | FALSE | TRUE | America/Chicago | 3 | 38841 | 1840016678 | [10 empty] | EcruMS
Riesel | Riesel | TX | Texas | 48309 | McLennan | 31.4763 | -96.9304 | 1037 | 98 | polygon | FALSE | TRUE | America/Chicago | 3 | 76682 | 1840020812 | [10 empty] | RieselTX
Apalachin | Apalachin | NY | New York | 36107 | Tioga | 42.0705 | -76.1626 | 1037 | 274 | polygon | FALSE | FALSE | America/New_York | 3 | 13732 | 1840004665 | [10 empty] | ApalachinNY
Sweet Home | Sweet Home | AR | Arkansas | 5119 | Pulaski | 34.6707 | -92.2465 | 1037 | 102 | polygon | FALSE | FALSE | America/Chicago | 3 | 72206 72164 | 1840013535 | [10 empty] | Sweet HomeAR
Poseyville | Poseyville | IN | Indiana | 18129 | Posey | 38.1698 | -87.7832 | 1036 | 619 | polygon | FALSE | TRUE | America/Chicago | 3 | 47633 | 1840010822 | [10 empty] | PoseyvilleIN
Candelero Arriba | Candelero Arriba | PR | Puerto Rico | 72069 | Humacao | 18.1017 | -65.8342 | 1036 | 1041 | polygon | FALSE | FALSE | America/Puerto_Rico | 3 | 791 | 1630035635 | [10 empty] | Candelero ArribaPR
Wolfhurst | Wolfhurst | OH | Ohio | 39013 | Belmont | 40.069 | -80.781 | 1036 | 826 | polygon | FALSE | FALSE | America/New_York | 3 | 43912 | 1840026551 | [10 empty] | WolfhurstOH
Astoria | Astoria | IL | Illinois | 17057 | Fulton | 40.2279 | -90.3566 | 1036 | 683 | polygon | FALSE | TRUE | America/Chicago | 3 | 61501 | 1840012006 | [10 empty] | AstoriaIL
Westfield | Westfield | PA | Pennsylvania | 42117 | Tioga | 41.9177 | -77.5403 | 1036 | 358 | polygon | FALSE | TRUE | America/New_York | 3 | 16950 | 1840003305 | [10 empty] | WestfieldPA
Knights Landing | Knights Landing | CA | California | 6113 | Yolo | 38.7979 | -121.7175 | 1036 | 798 | polygon | FALSE | FALSE | America/Los_Angeles | 3 | 95645 | 1840024601 | [10 empty] | Knights LandingCA
Kissee Mills | Kissee Mills | MO | Missouri | 29213 | Taney | 36.6694 | -93.0473 | 1036 | 45 | polygon | FALSE | FALSE | America/Chicago | 3 | 65653 65680 | 1840025750 | [10 empty] | Kissee MillsMO
Churchill | Churchill | MT | Montana | 30031 | Gallatin | 45.75 | -111.3103 | 1035 | 112 | polygon | FALSE | FALSE | America/Denver | 3 | 59741 | 1840026102 | [10 empty] | ChurchillMT
Lompico | Lompico | CA | California | 6087 | Santa Cruz | 37.1101 | -122.0523 | 1035 | 118 | polygon | FALSE | FALSE | America/Los_Angeles | 3 | 95005 95018 | 1840024795 | [10 empty] | LompicoCA
Gorman | Gorman | TX | Texas | 48133 | Eastland | 32.2136 | -98.6721 | 1035 | 243 | polygon | FALSE | TRUE | America/Chicago | 3 | 76454 | 1840020765 | [10 empty] | GormanTX
Chauncey | Chauncey | OH | Ohio | 39009 | Athens | 39.4005 | -82.1261 | 1035 | 601 | polygon | FALSE | TRUE | America/New_York | 3 | 45719 | 1840010638 | [10 empty] | ChaunceyOH
Egypt | Egypt | AL | Alabama | 1055 | Etowah | 34.0759 | -86.1651 | 1034 | 44 | polygon | FALSE | FALSE | America/Chicago | 3 | 35952 35956 | 1840022888 | [10 empty] | EgyptAL
Ouray | Ouray | CO | Colorado | 8091 | Ouray | 38.0276 | -107.6734 | 1034 | 462 | polygon | FALSE | TRUE | America/Denver | 3 | 81427 | 1840020258 | [10 empty] | OurayCO
Taylors Falls | Taylors Falls | MN | Minnesota | 27025 | Chisago | 45.4121 | -92.6644 | 1034 | 101 | polygon | FALSE | TRUE | America/Chicago | 3 | 55084 | 1840008895 | [10 empty] | Taylors FallsMN
Milford Square | Milford Square | PA | Pennsylvania | 42017 | Bucks | 40.4325 | -75.4056 | 1034 | 433 | polygon | FALSE | FALSE | America/New_York | 3 | 18935 18951 | 1840035099 | [10 empty] | Milford SquarePA
Island City | Island City | OR | Oregon | 41061 | Union | 45.3359 | -118.0495 | 1033 | 405 | polygon | FALSE | TRUE | America/Los_Angeles | 3 | 97850 | 1840018544 | [10 empty] | Island CityOR
Point Venture | Point Venture | TX | Texas | 48453 | Travis | 30.3817 | -98.001 | 1033 | 446 | polygon | FALSE | TRUE | America/Chicago | 3 | 78645 | 1840023144 | [10 empty] | Point VentureTX
Riverdale Park | Riverdale Park | CA | California | 6099 | Stanislaus | 37.6028 | -121.0425 | 1033 | 274 | polygon | FALSE | FALSE | America/Los_Angeles | 3 | 95358 | 1840028351 | [10 empty] | Riverdale ParkCA
Carlton | Carlton | MN | Minnesota | 27017 | Carlton | 46.6635 | -92.407 | 1033 | 104 | polygon | FALSE | TRUE | America/Chicago | 3 | 55718 55733 | 1840006648 | [10 empty] | CarltonMN
Thornton | Thornton | CA | California | 6077 | San Joaquin | 38.231 | -121.425 | 1033 | 186 | polygon | FALSE | FALSE | America/Los_Angeles | 3 | 95632 95686 | 1840026770 | [10 empty] | ThorntonCA
Sunman | Sunman | IN | Indiana | 18137 | Ripley | 39.2373 | -85.0931 | 1033 | 339 | polygon | FALSE | TRUE | America/Indiana/Indianapolis | 3 | 47041 | 1840010675 | [10 empty] | SunmanIN
Fairhope | Fairhope | PA | Pennsylvania | 42051 | Fayette | 40.1151 | -79.8389 | 1033 | 477 | polygon | FALSE | FALSE | America/New_York | 3 | 15012 | 1840026562 | [10 empty] | FairhopePA
Maypearl | Maypearl | TX | Texas | 48139 | Ellis | 32.314 | -97.0052 | 1032 | 492 | polygon | FALSE | TRUE | America/Chicago | 3 | 76064 75167 | 1840020756 | [10 empty] | MaypearlTX
Wakeman | Wakeman | OH | Ohio | 39077 | Huron | 41.253 | -82.4028 | 1032 | 483 | polygon | FALSE | TRUE | America/New_York | 3 | 44889 | 1840011711 | [10 empty] | WakemanOH
Hill City | Hill City | SD | South Dakota | 46103 | Pennington | 43.9338 | -103.5693 | 1032 | 316 | polygon | FALSE | TRUE | America/Denver | 3 | 57745 | 1840002184 | [10 empty] | Hill CitySD
Potter Lake | Potter Lake | WI | Wisconsin | 55127 | Walworth | 42.8196 | -88.3487 | 1032 | 378 | polygon | FALSE | FALSE | America/Chicago | 3 | 53120 | 1840004477 | [10 empty] | Potter LakeWI
New Bedford | New Bedford | PA | Pennsylvania | 42073 | Lawrence | 41.0955 | -80.4953 | 1032 | 156 | polygon | FALSE | FALSE | America/New_York | 3 | 16143 16140 | 1840026379 | [10 empty] | New BedfordPA
Rosendale | Rosendale | WI | Wisconsin | 55039 | Fond du Lac | 43.808 | -88.6731 | 1031 | 323 | polygon | FALSE | TRUE | America/Chicago | 3 | 54974 | 1840002610 | [10 empty] | RosendaleWI
Meigs | Meigs | GA | Georgia | 13275 | Thomas | 31.0713 | -84.0922 | 1031 | 255 | polygon | FALSE | TRUE | America/New_York | 3 | 31765 | 1840015892 | [10 empty] | MeigsGA
New Philadelphia | New Philadelphia | PA | Pennsylvania | 42107 | Schuylkill | 40.7178 | -76.1167 | 1031 | 264 | polygon | FALSE | TRUE | America/New_York | 3 | 17959 | 1840002768 | [10 empty] | New PhiladelphiaPA
Fairland | Fairland | OK | Oklahoma | 40115 | Ottawa | 36.7506 | -94.8483 | 1031 | 398 | polygon | FALSE | TRUE | America/Chicago | 3 | 74343 | 1840021618 | [10 empty] | FairlandOK
Belle Vernon | Belle Vernon | PA | Pennsylvania | 42051 | Fayette | 40.1256 | -79.867 | 1031 | 1590 | polygon | FALSE | TRUE | America/New_York | 3 | 15012 | 1840001499 | [10 empty] | Belle VernonPA
Horatio | Horatio | AR | Arkansas | 5133 | Sevier | 33.941 | -94.3554 | 1030 | 222 | polygon | FALSE | TRUE | America/Chicago | 3 | 71842 | 1840014736 | [10 empty] | HoratioAR
Fanning Springs | Fanning Springs | FL | Florida | 12041 | Gilchrist | 29.5873 | -82.9245 | 1030 | 81 | polygon | FALSE | TRUE | America/New_York | 3 | 32693 | 1840014038 | [10 empty] | Fanning SpringsFL
Arp | Arp | TX | Texas | 48423 | Smith | 32.2279 | -95.0536 | 1030 | 151 | polygon | FALSE | TRUE | America/Chicago | 3 | 75750 | 1840019455 | [10 empty] | ArpTX
St. Jo | St. Jo | TX | Texas | 48337 | Montague | 33.695 | -97.5231 | 1030 | 369 | polygon | FALSE | TRUE | America/Chicago | 3 | 76265 | 1840021949 | [10 empty] | St. JoTX
Velda Village Hills | Velda Village Hills | MO | Missouri | 29189 | St. Louis | 38.6922 | -90.2877 | 1029 | 3312 | polygon | FALSE | TRUE | America/Chicago | 2 | 63121 | 1840012828 | [10 empty] | Velda Village HillsMO
Central City | Central City | PA | Pennsylvania | 42111 | Somerset | 40.1096 | -78.8043 | 1029 | 736 | polygon | FALSE | TRUE | America/New_York | 3 | 15926 | 1840003734 | [10 empty] | Central CityPA
Melville | Melville | LA | Louisiana | 22097 | St. Landry | 30.6917 | -91.7485 | 1029 | 316 | polygon | FALSE | TRUE | America/Chicago | 3 | 71353 | 1840017172 | [10 empty] | MelvilleLA
Plummer | Plummer | ID | Idaho | 16009 | Benewah | 47.3301 | -116.8849 | 1029 | 314 | polygon | FALSE | TRUE | America/Los_Angeles | 3 | 83851 | 1840019851 | [10 empty] | PlummerID
Kibler | Kibler | AR | Arkansas | 5033 | Crawford | 35.4265 | -94.2368 | 1028 | 84 | polygon | FALSE | TRUE | America/Chicago | 3 | 72956 72921 | 1840014539 | [10 empty] | KiblerAR
Alexandria Bay | Alexandria Bay | NY | New York | 36045 | Jefferson | 44.34 | -75.9161 | 1028 | 529 | polygon | FALSE | TRUE | America/New_York | 3 | 13607 | 1840004120 | [10 empty] | Alexandria BayNY
Wink | Wink | TX | Texas | 48495 | Winkler | 31.7545 | -103.1541 | 1028 | 340 | polygon | FALSE | TRUE | America/Chicago | 3 | 79789 | 1840022128 | [10 empty] | WinkTX
Newark | Newark | IL | Illinois | 17093 | Kendall | 41.5368 | -88.5804 | 1028 | 353 | polygon | FALSE | TRUE | America/Chicago | 3 | 60541 | 1840011507 | [10 empty] | NewarkIL
Castle Hayne | Castle Hayne | NC | North Carolina | 37129 | New Hanover | 34.3583 | -77.9114 | 1027 | 83 | polygon | FALSE | FALSE | America/New_York | 3 | 28429 | 1840013628 | [10 empty] | Castle HayneNC
Celoron | Celoron | NY | New York | 36013 | Chautauqua | 42.1053 | -79.2777 | 1027 | 530 | polygon | FALSE | TRUE | America/New_York | 3 | 14720 14701 | 1840004577 | [10 empty] | CeloronNY
Lynn | Lynn | IN | Indiana | 18135 | Randolph | 40.0488 | -84.9424 | 1027 | 702 | polygon | FALSE | TRUE | America/Indiana/Indianapolis | 3 | 47355 | 1840009449 | [10 empty] | LynnIN
Luxora | Luxora | AR | Arkansas | 5093 | Mississippi | 35.7576 | -89.9298 | 1027 | 465 | polygon | FALSE | TRUE | America/Chicago | 3 | 72358 | 1840015362 | [10 empty] | LuxoraAR
University Heights | University Heights | IA | Iowa | 19103 | Johnson | 41.6551 | -91.5589 | 1026 | 1491 | polygon | FALSE | TRUE | America/Chicago | 3 | 52246 | 1840010190 | [10 empty] | University HeightsIA
Lovington | Lovington | IL | Illinois | 17139 | Moultrie | 39.7143 | -88.6315 | 1026 | 500 | polygon | FALSE | TRUE | America/Chicago | 3 | 61937 | 1840012563 | [10 empty] | LovingtonIL
Abbottstown | Abbottstown | PA | Pennsylvania | 42001 | Adams | 39.8843 | -76.9888 | 1026 | 725 | polygon | FALSE | TRUE | America/New_York | 3 | 17301 | 1840000675 | [10 empty] | AbbottstownPA
Point Lookout | Point Lookout | NY | New York | 36059 | Nassau | 40.5903 | -73.5795 | 1026 | 1752 | polygon | FALSE | FALSE | America/New_York | 3 | 11569 | 1840005251 | [10 empty] | Point LookoutNY
Wurtland | Wurtland | KY | Kentucky | 21089 | Greenup | 38.5495 | -82.7788 | 1026 | 224 | polygon | FALSE | TRUE | America/New_York | 3 | 41144 | 1840015186 | [10 empty] | WurtlandKY
Schurz | Schurz | NV | Nevada | 32021 | Mineral | 38.9366 | -118.7925 | 1026 | 6 | polygon | FALSE | FALSE | America/Los_Angeles | 3 | 89427 | 1840018828 | [10 empty] | SchurzNV
Glandorf | Glandorf | OH | Ohio | 39137 | Putnam | 41.0279 | -84.0791 | 1025 | 241 | polygon | FALSE | TRUE | America/New_York | 3 | 45875 45848 | 1840011756 | [10 empty] | GlandorfOH
Cascade | Cascade | ID | Idaho | 16085 | Valley | 44.5087 | -116.0426 | 1025 | 96 | polygon | FALSE | TRUE | America/Boise | 3 | 83611 | 1840018585 | [10 empty] | CascadeID
De Soto | De Soto | IA | Iowa | 19049 | Dallas | 41.5364 | -94.0098 | 1025 | 259 | polygon | FALSE | TRUE | America/Chicago | 3 | 50003 50069 | 1840007056 | [10 empty] | De SotoIA
Pen Mar | Pen Mar | PA | Pennsylvania | 42055 | Franklin | 39.7243 | -77.515 | 1025 | 535 | polygon | FALSE | FALSE | America/New_York | 3 | 17268 | 1840026533 | [10 empty] | Pen MarPA
Rhodhiss | Rhodhiss | NC | North Carolina | 37027 | Caldwell | 35.7684 | -81.4312 | 1024 | 333 | polygon | FALSE | TRUE | America/New_York | 3 | 28667 28601 | 1840017754 | [10 empty] | RhodhissNC
Dickeyville | Dickeyville | WI | Wisconsin | 55043 | Grant | 42.6248 | -90.5914 | 1024 | 397 | polygon | FALSE | TRUE | America/Chicago | 3 | 53807 53808 | 1840002975 | [10 empty] | DickeyvilleWI
Lily Lake | Lily Lake | IL | Illinois | 17089 | Kane | 41.9518 | -88.4742 | 1023 | 143 | polygon | FALSE | TRUE | America/Chicago | 3 | 60151 60175 | 1840011345 | [10 empty] | Lily LakeIL
Callender Lake | Callender Lake | TX | Texas | 48467 | Van Zandt | 32.3675 | -95.6983 | 1023 | 95 | polygon | FALSE | TRUE | America/Chicago | 3 | 75778 | 1840042520 | [10 empty] | Callender LakeTX
Groveton | Groveton | TX | Texas | 48455 | Trinity | 31.0572 | -95.1269 | 1023 | 152 | polygon | FALSE | TRUE | America/Chicago | 3 | 75845 | 1840020847 | [10 empty] | GrovetonTX
Pocono Pines | Pocono Pines | PA | Pennsylvania | 42089 | Monroe | 41.1149 | -75.4589 | 1023 | 97 | polygon | FALSE | FALSE | America/New_York | 3 | 18350 18348 | 1840005173 | [10 empty] | Pocono PinesPA
Parker | Parker | SD | South Dakota | 46125 | Turner | 43.3978 | -97.1334 | 1023 | 342 | polygon | FALSE | TRUE | America/Chicago | 3 | 57053 | 1840000358 | [10 empty] | ParkerSD
Overbrook | Overbrook | KS | Kansas | 20139 | Osage | 38.7794 | -95.557 | 1023 | 726 | polygon | FALSE | TRUE | America/Chicago | 3 | 66524 | 1840009778 | [10 empty] | OverbrookKS
Riverside | Riverside | IA | Iowa | 19183 | Washington | 41.4894 | -91.5558 | 1022 | 223 | polygon | FALSE | TRUE | America/Chicago | 3 | 52327 | 1840009280 | [10 empty] | RiversideIA
Lake Waynoka | Lake Waynoka | OH | Ohio | 39015 | Brown | 38.9401 | -83.7786 | 1022 | 92 | polygon | FALSE | TRUE | America/New_York | 3 | 45171 | 1840043000 | [10 empty] | Lake WaynokaOH
Royalton | Royalton | PA | Pennsylvania | 42043 | Dauphin | 40.1873 | -76.727 | 1022 | 1239 | polygon | FALSE | TRUE | America/New_York | 3 | 17057 | 1840001296 | [10 empty] | RoyaltonPA
Bolivar | Bolivar | WV | West Virginia | 54037 | Jefferson | 39.3242 | -77.7517 | 1022 | 910 | polygon | FALSE | TRUE | America/New_York | 3 | 25425 | 1840005760 | [10 empty] | BolivarWV
Paradise | Paradise | UT | Utah | 49005 | Cache | 41.5682 | -111.8334 | 1022 | 272 | polygon | FALSE | TRUE | America/Denver | 3 | 84328 | 1840022376 | [10 empty] | ParadiseUT
Delevan | Delevan | NY | New York | 36009 | Cattaraugus | 42.4913 | -78.4796 | 1022 | 396 | polygon | FALSE | TRUE | America/New_York | 3 | 14042 | 1840004599 | [10 empty] | DelevanNY
Mallory | Mallory | WV | West Virginia | 54045 | Logan | 37.7274 | -81.8206 | 1022 | 30 | polygon | FALSE | FALSE | America/New_York | 3 | 25617 25634 | 1840006334 | [10 empty] | MalloryWV
Tyndall | Tyndall | SD | South Dakota | 46009 | Bon Homme | 42.9899 | -97.8642 | 1022 | 250 | polygon | FALSE | TRUE | America/Chicago | 3 | 57066 | 1840003066 | [10 empty] | TyndallSD
Lincoln | Lincoln | PA | Pennsylvania | 42003 | Allegheny | 40.2994 | -79.8554 | 1022 | 82 | polygon | FALSE | TRUE | America/New_York | 3 | 15133 15037 | 1840001242 | [10 empty] | LincolnPA
Lyndon | Lyndon | KS | Kansas | 20139 | Osage | 38.6118 | -95.6844 | 1021 | 441 | polygon | FALSE | TRUE | America/Chicago | 3 | 66451 | 1840009776 | [10 empty] | LyndonKS
Thompson | Thompson | ND | North Dakota | 38035 | Grand Forks | 47.7753 | -97.1058 | 1021 | 896 | polygon | FALSE | TRUE | America/Chicago | 3 | 58278 | 1840001891 | [10 empty] | ThompsonND
Pierceton | Pierceton | IN | Indiana | 18085 | Kosciusko | 41.1992 | -85.7032 | 1021 | 316 | polygon | FALSE | TRUE | America/Indiana/Indianapolis | 3 | 46562 | 1840010275 | [10 empty] | PiercetonIN
Plains | Plains | KS | Kansas | 20119 | Meade | 37.2642 | -100.5898 | 1021 | 394 | polygon | FALSE | TRUE | America/Chicago | 3 | 67869 | 1840009901 | [10 empty] | PlainsKS
Kenmare | Kenmare | ND | North Dakota | 38101 | Ward | 48.6728 | -102.0721 | 1021 | 294 | polygon | FALSE | TRUE | America/Chicago | 3 | 58746 | 1840000051 | [10 empty] | KenmareND
Hart | Hart | TX | Texas | 48069 | Castro | 34.3857 | -102.115 | 1020 | 533 | polygon | FALSE | TRUE | America/Chicago | 3 | 79043 | 1840020521 | [10 empty] | HartTX
Afton | Afton | OK | Oklahoma | 40115 | Ottawa | 36.6965 | -94.9579 | 1020 | 195 | polygon | FALSE | TRUE | America/Chicago | 3 | 74331 | 1840021616 | [10 empty] | AftonOK
Mantua | Mantua | OH | Ohio | 39133 | Portage | 41.2819 | -81.2221 | 1020 | 280 | polygon | FALSE | TRUE | America/New_York | 3 | 44255 | 1840011675 | [10 empty] | MantuaOH
Gaston | Gaston | NC | North Carolina | 37131 | Northampton | 36.4965 | -77.6449 | 1020 | 232 | polygon | FALSE | TRUE | America/New_York | 3 | 27832 | 1840016043 | [10 empty] | GastonNC
Beale AFB | Beale AFB | CA | California | 6115 | Yuba | 39.1095 | -121.3543 | 1020 | 39 | polygon | TRUE | TRUE | America/Los_Angeles | 3 | 95903 | 1840073898 | [10 empty] | Beale AFBCA
Watterson Park | Watterson Park | KY | Kentucky | 21111 | Jefferson | 38.189 | -85.6865 | 1020 | 273 | polygon | FALSE | TRUE | America/New_York | 3 | 40231 40218 40213 | 1840015198 | [10 empty] | Watterson ParkKY
McCloud | McCloud | CA | California | 6093 | Siskiyou | 41.254 | -122.136 | 1020 | 162 | polygon | FALSE | FALSE | America/Los_Angeles | 3 | 96057 | 1840017469 | [10 empty] | McCloudCA
Baudette | Baudette | MN | Minnesota | 27077 | Lake of the Woods | 48.7119 | -94.5925 | 1020 | 93 | polygon | FALSE | TRUE | America/Chicago | 3 | 56623 | 1840007673 | [10 empty] | BaudetteMN
Altamont | Altamont | KS | Kansas | 20099 | Labette | 37.1876 | -95.2897 | 1019 | 206 | polygon | FALSE | TRUE | America/Chicago | 3 | 67330 | 1840007625 | [10 empty] | AltamontKS
Cape Charles | Cape Charles | VA | Virginia | 51131 | Northampton | 37.257 | -76.0093 | 1019 | 110 | polygon | FALSE | TRUE | America/New_York | 3 | 23310 | 1840006416 | [10 empty] | Cape CharlesVA
Heath Springs | Heath Springs | SC | South Carolina | 45057 | Lancaster | 34.5933 | -80.675 | 1019 | 242 | polygon | FALSE | TRUE | America/New_York | 3 | 29058 | 1840015505 | [10 empty] | Heath SpringsSC
San Pablo | San Pablo | NM | New Mexico | 35013 | DoÃ±a Ana | 32.2506 | -106.7626 | 1019 | 323 | polygon | FALSE | FALSE | America/Denver | 3 | 88005 | 1840025090 | [10 empty] | San PabloNM
Julian | Julian | CA | California | 6073 | San Diego | 33.0735 | -116.5889 | 1019 | 49 | polygon | FALSE | FALSE | America/Los_Angeles | 3 | 92036 | 1840018022 | [10 empty] | JulianCA
Plandome Heights | Plandome Heights | NY | New York | 36059 | Nassau | 40.8021 | -73.7049 | 1018 | 2174 | polygon | FALSE | TRUE | America/New_York | 2 | 11030 | 1840033934 | [10 empty] | Plandome HeightsNY
Chetopa | Chetopa | KS | Kansas | 20099 | Labette | 37.0376 | -95.0926 | 1018 | 293 | polygon | FALSE | TRUE | America/Chicago | 3 | 67336 | 1840001711 | [10 empty] | ChetopaKS
Silverado Resort | Silverado Resort | CA | California | 6055 | Napa | 38.3536 | -122.2556 | 1018 | 207 | polygon | FALSE | TRUE | America/Los_Angeles | 3 | 94558 | 1840076237 | [10 empty] | Silverado ResortCA
Bradner | Bradner | OH | Ohio | 39173 | Wood | 41.3237 | -83.4363 | 1018 | 637 | polygon | FALSE | TRUE | America/New_York | 3 | 43406 | 1840011548 | [10 empty] | BradnerOH
Kingston | Kingston | OH | Ohio | 39141 | Ross | 39.4723 | -82.912 | 1017 | 1064 | polygon | FALSE | TRUE | America/New_York | 3 | 45644 | 1840012670 | [10 empty] | KingstonOH
Shongopovi | Shongopovi | AZ | Arizona | 4017 | Navajo | 35.8195 | -110.5331 | 1017 | 247 | polygon | FALSE | FALSE | America/Phoenix | 3 | 86043 | 1840136204 | [10 empty] | ShongopoviAZ
Elkhart Lake | Elkhart Lake | WI | Wisconsin | 55117 | Sheboygan | 43.8321 | -88.0147 | 1016 | 306 | polygon | FALSE | TRUE | America/Chicago | 3 | 53020 | 1840002621 | [10 empty] | Elkhart LakeWI
MarÃ­a Antonia | Maria Antonia | PR | Puerto Rico | 72055 | GuÃ¡nica | 17.9789 | -66.8889 | 1016 | 1911 | polygon | FALSE | FALSE | America/Puerto_Rico | 3 | 653 | 1630023535 | [10 empty] | MarÃ­a AntoniaPR
Gray | Gray | TN | Tennessee | 47179 | Washington | 36.4219 | -82.4767 | 1016 | 262 | polygon | FALSE | FALSE | America/New_York | 3 | 37615 | 1840013333 | [10 empty] | GrayTN
Friars Point | Friars Point | MS | Mississippi | 28027 | Coahoma | 34.368 | -90.6379 | 1015 | 356 | polygon | FALSE | TRUE | America/Chicago | 3 | 38631 | 1840016643 | [10 empty] | Friars PointMS
Walton | Walton | IN | Indiana | 18017 | Cass | 40.6622 | -86.2441 | 1015 | 916 | polygon | FALSE | TRUE | America/Indiana/Indianapolis | 3 | 46994 46904 | 1840010363 | [10 empty] | WaltonIN
Cedar Ridge | Cedar Ridge | CA | California | 6109 | Tuolumne | 38.0661 | -120.2737 | 1015 | 50 | polygon | FALSE | FALSE | America/Los_Angeles | 3 | 95370 | 1840022518 | [10 empty] | Cedar RidgeCA
Dasher | Dasher | GA | Georgia | 13185 | Lowndes | 30.7462 | -83.2253 | 1015 | 86 | polygon | FALSE | TRUE | America/New_York | 3 | 31636 31601 31606 | 1840017144 | [10 empty] | DasherGA
Danville | Danville | OH | Ohio | 39083 | Knox | 40.447 | -82.2608 | 1015 | 707 | polygon | FALSE | TRUE | America/New_York | 3 | 43014 | 1840012139 | [10 empty] | DanvilleOH
Seabrook Beach | Seabrook Beach | NH | New Hampshire | 33015 | Rockingham | 42.8852 | -70.8235 | 1015 | 370 | polygon | FALSE | FALSE | America/New_York | 3 | 3874 | 1840026176 | [10 empty] | Seabrook BeachNH
Browning | Browning | MT | Montana | 30035 | Glacier | 48.5564 | -113.0151 | 1014 | 1416 | polygon | FALSE | TRUE | America/Denver | 3 | 59417 | 1840021053 | [10 empty] | BrowningMT
Rosiclare | Rosiclare | IL | Illinois | 17069 | Hardin | 37.4239 | -88.3501 | 1014 | 201 | polygon | FALSE | TRUE | America/Chicago | 3 | 62982 | 1840009894 | [10 empty] | RosiclareIL
New London | New London | TX | Texas | 48401 | Rusk | 32.2687 | -94.9296 | 1014 | 45 | polygon | FALSE | TRUE | America/Chicago | 3 | 75682 75684 | 1840020769 | [10 empty] | New LondonTX
Rapids | Rapids | NY | New York | 36063 | Niagara | 43.0976 | -78.644 | 1014 | 107 | polygon | FALSE | FALSE | America/New_York | 3 | 14094 | 1840004269 | [10 empty] | RapidsNY
Yoe | Yoe | PA | Pennsylvania | 42133 | York | 39.9094 | -76.6366 | 1014 | 1627 | polygon | FALSE | TRUE | America/New_York | 3 | 17313 | 1840001471 | [10 empty] | YoePA
Peggs | Peggs | OK | Oklahoma | 40021 | Cherokee | 36.0673 | -95.0718 | 1014 | 25 | polygon | FALSE | FALSE | America/Chicago | 3 | 74441 | 1840024906 | [10 empty] | PeggsOK
Oilton | Oilton | OK | Oklahoma | 40037 | Creek | 36.0821 | -96.5819 | 1014 | 369 | polygon | FALSE | TRUE | America/Chicago | 3 | 74052 | 1840020392 | [10 empty] | OiltonOK
Quogue | Quogue | NY | New York | 36103 | Suffolk | 40.8215 | -72.5987 | 1014 | 93 | polygon | FALSE | TRUE | America/New_York | 3 | 11959 | 1840005132 | [10 empty] | QuogueNY
Colfax | Colfax | IL | Illinois | 17113 | McLean | 40.5666 | -88.616 | 1013 | 706 | polygon | FALSE | TRUE | America/Chicago | 3 | 61728 | 1840011975 | [10 empty] | ColfaxIL
Keewatin | Keewatin | MN | Minnesota | 27061 | Itasca | 47.4006 | -93.0828 | 1013 | 159 | polygon | FALSE | TRUE | America/Chicago | 3 | 55769 55746 55753 | 1840007717 | [10 empty] | KeewatinMN
Leesburg | Leesburg | AL | Alabama | 1019 | Cherokee | 34.1839 | -85.775 | 1013 | 62 | polygon | FALSE | TRUE | America/Chicago | 3 | 35983 | 1840016636 | [10 empty] | LeesburgAL
Grimsley | Grimsley | TN | Tennessee | 47049 | Fentress | 36.2761 | -84.997 | 1013 | 35 | polygon | FALSE | FALSE | America/Chicago | 3 | 38565 38556 | 1840025760 | [10 empty] | GrimsleyTN
Eclectic | Eclectic | AL | Alabama | 1051 | Elmore | 32.6387 | -86.0386 | 1013 | 95 | polygon | FALSE | TRUE | America/Chicago | 3 | 36024 | 1840016965 | [10 empty] | EclecticAL
Alleghenyville | Alleghenyville | PA | Pennsylvania | 42011 | Berks | 40.2327 | -75.9762 | 1013 | 149 | polygon | FALSE | FALSE | America/New_York | 3 | 19540 | 1840034841 | [10 empty] | AlleghenyvillePA
Alexandria | Alexandria | TN | Tennessee | 47041 | DeKalb | 36.0791 | -86.0381 | 1012 | 192 | polygon | FALSE | TRUE | America/Chicago | 3 | 37012 | 1840015349 | [10 empty] | AlexandriaTN
Edinburg | Edinburg | IL | Illinois | 17021 | Christian | 39.658 | -89.3903 | 1012 | 625 | polygon | FALSE | TRUE | America/Chicago | 3 | 62531 | 1840012545 | [10 empty] | EdinburgIL
Belfield | Belfield | ND | North Dakota | 38089 | Stark | 46.8859 | -103.199 | 1012 | 367 | polygon | FALSE | TRUE | America/Denver | 3 | 58622 | 1840001937 | [10 empty] | BelfieldND
Pinesdale | Pinesdale | MT | Montana | 30081 | Ravalli | 46.3338 | -114.2231 | 1011 | 301 | polygon | FALSE | TRUE | America/Denver | 3 | 59841 | 1840022323 | [10 empty] | PinesdaleMT
Palmer | Palmer | PR | Puerto Rico | 72119 | RÃ­o Grande | 18.3699 | -65.774 | 1011 | 2405 | polygon | FALSE | FALSE | America/Puerto_Rico | 2 | 745 | 1630035538 | [10 empty] | PalmerPR
Ramsey | Ramsey | IL | Illinois | 17051 | Fayette | 39.1457 | -89.1103 | 1011 | 351 | polygon | FALSE | TRUE | America/Chicago | 3 | 62080 | 1840012735 | [10 empty] | RamseyIL
Coal Hill | Coal Hill | AR | Arkansas | 5071 | Johnson | 35.4375 | -93.6647 | 1011 | 133 | polygon | FALSE | TRUE | America/Chicago | 3 | 72840 72832 | 1840014534 | [10 empty] | Coal HillAR
Lemont Furnace | Lemont Furnace | PA | Pennsylvania | 42051 | Fayette | 39.9103 | -79.6629 | 1011 | 381 | polygon | FALSE | FALSE | America/New_York | 3 | 15456 | 1840026570 | [10 empty] | Lemont FurnacePA
Cyril | Cyril | OK | Oklahoma | 40015 | Caddo | 34.8986 | -98.2031 | 1011 | 655 | polygon | FALSE | TRUE | America/Chicago | 3 | 73029 | 1840021764 | [10 empty] | CyrilOK
Cobb | Cobb | CA | California | 6033 | Lake | 38.8356 | -122.723 | 1011 | 78 | polygon | FALSE | FALSE | America/Los_Angeles | 3 | 95426 | 1840017546 | [10 empty] | CobbCA
Red Lick | Red Lick | TX | Texas | 48037 | Bowie | 33.4767 | -94.1688 | 1010 | 214 | polygon | FALSE | TRUE | America/Chicago | 3 | 75503 | 1840020614 | [10 empty] | Red LickTX
Seelyville | Seelyville | IN | Indiana | 18167 | Vigo | 39.4936 | -87.2667 | 1010 | 439 | polygon | FALSE | TRUE | America/Indiana/Indianapolis | 3 | 47803 47878 | 1840010621 | [10 empty] | SeelyvilleIN
Goshen | Goshen | KY | Kentucky | 21185 | Oldham | 38.4027 | -85.5825 | 1010 | 1978 | polygon | FALSE | TRUE | America/New_York | 3 | 40026 | 1840013193 | [10 empty] | GoshenKY
Enterprise | Enterprise | WV | West Virginia | 54033 | Harrison | 39.4197 | -80.2834 | 1010 | 132 | polygon | FALSE | FALSE | America/New_York | 3 | 26568 26431 | 1840005764 | [10 empty] | EnterpriseWV
Odin | Odin | IL | Illinois | 17121 | Marion | 38.6159 | -89.0541 | 1009 | 388 | polygon | FALSE | TRUE | America/Chicago | 3 | 62870 | 1840012847 | [10 empty] | OdinIL
Willards | Willards | MD | Maryland | 24045 | Wicomico | 38.3922 | -75.3494 | 1009 | 342 | polygon | FALSE | TRUE | America/New_York | 3 | 21874 | 1840006224 | [10 empty] | WillardsMD
Wilhoit | Wilhoit | AZ | Arizona | 4025 | Yavapai | 34.4083 | -112.6156 | 1009 | 24 | polygon | FALSE | FALSE | America/Phoenix | 3 | 86332 | 1840019165 | [10 empty] | WilhoitAZ
Cherokee | Cherokee | AL | Alabama | 1033 | Colbert | 34.7577 | -87.967 | 1008 | 175 | polygon | FALSE | TRUE | America/Chicago | 3 | 35616 | 1840016548 | [10 empty] | CherokeeAL
Richton | Richton | MS | Mississippi | 28111 | Perry | 31.3495 | -88.9407 | 1008 | 169 | polygon | FALSE | TRUE | America/Chicago | 3 | 39476 | 1840018181 | [10 empty] | RichtonMS
Beckemeyer | Beckemeyer | IL | Illinois | 17027 | Clinton | 38.6059 | -89.4322 | 1008 | 635 | polygon | FALSE | TRUE | America/Chicago | 3 | 62219 | 1840012853 | [10 empty] | BeckemeyerIL
Tesuque | Tesuque | NM | New Mexico | 35049 | Santa Fe | 35.7486 | -105.921 | 1008 | 68 | polygon | FALSE | FALSE | America/Denver | 3 | 87506 87501 | 1840019104 | [10 empty] | TesuqueNM
Thornville | Thornville | OH | Ohio | 39127 | Perry | 39.8929 | -82.4142 | 1008 | 352 | polygon | FALSE | TRUE | America/New_York | 3 | 43076 | 1840012487 | [10 empty] | ThornvilleOH
Waldo | Waldo | FL | Florida | 12001 | Alachua | 29.7926 | -82.1663 | 1008 | 178 | polygon | FALSE | TRUE | America/New_York | 3 | 32694 | 1840015943 | [10 empty] | WaldoFL
Eddyville | Eddyville | IA | Iowa | 19179 | Wapello | 41.1591 | -92.6297 | 1008 | 329 | polygon | FALSE | TRUE | America/Chicago | 3 | 52553 | 1840008267 | [10 empty] | EddyvilleIA
McCullom Lake | McCullom Lake | IL | Illinois | 17111 | McHenry | 42.3682 | -88.2966 | 1008 | 1104 | polygon | FALSE | TRUE | America/Chicago | 3 | 60050 | 1840011140 | [10 empty] | McCullom LakeIL
North Bonneville | North Bonneville | WA | Washington | 53059 | Skamania | 45.6425 | -121.9692 | 1007 | 153 | polygon | FALSE | TRUE | America/Los_Angeles | 3 | 98648 98639 | 1840019903 | [10 empty] | North BonnevilleWA
Santa Anna | Santa Anna | TX | Texas | 48083 | Coleman | 31.7369 | -99.3254 | 1007 | 194 | polygon | FALSE | TRUE | America/Chicago | 3 | 76878 | 1840023107 | [10 empty] | Santa AnnaTX
North English | North English | IA | Iowa | 19095 | Iowa | 41.5168 | -92.0777 | 1007 | 637 | polygon | FALSE | TRUE | America/Chicago | 3 | 52316 | 1840008155 | [10 empty] | North EnglishIA
De Kalb | De Kalb | MS | Mississippi | 28069 | Kemper | 32.7707 | -88.656 | 1007 | 117 | polygon | FALSE | TRUE | America/Chicago | 3 | 39328 | 1840016954 | [10 empty] | De KalbMS
Worthing | Worthing | SD | South Dakota | 46083 | Lincoln | 43.33 | -96.7683 | 1007 | 693 | polygon | FALSE | TRUE | America/Chicago | 3 | 57077 | 1840002842 | [10 empty] | WorthingSD
Eustace | Eustace | TX | Texas | 48213 | Henderson | 32.3075 | -96.0139 | 1006 | 132 | polygon | FALSE | TRUE | America/Chicago | 3 | 75124 | 1840020771 | [10 empty] | EustaceTX
North Branch | North Branch | MI | Michigan | 26087 | Lapeer | 43.2291 | -83.1903 | 1006 | 293 | polygon | FALSE | TRUE | America/Detroit | 3 | 48461 | 1840011002 | [10 empty] | North BranchMI
Winfield | Winfield | TN | Tennessee | 47151 | Scott | 36.5637 | -84.4459 | 1006 | 59 | polygon | FALSE | TRUE | America/New_York | 3 | 37892 | 1840016018 | [10 empty] | WinfieldTN
New Cumberland | New Cumberland | WV | West Virginia | 54029 | Hancock | 40.5072 | -80.6115 | 1006 | 318 | polygon | FALSE | TRUE | America/New_York | 3 | 26047 | 1840005404 | [10 empty] | New CumberlandWV
Masaryktown | Masaryktown | FL | Florida | 12053 | Hernando | 28.4417 | -82.461 | 1006 | 371 | polygon | FALSE | FALSE | America/New_York | 3 | 34604 | 1840014108 | [10 empty] | MasaryktownFL
Winchester | Winchester | OH | Ohio | 39001 | Adams | 38.9436 | -83.654 | 1006 | 148 | polygon | FALSE | TRUE | America/New_York | 3 | 45697 | 1840012771 | [10 empty] | WinchesterOH
Vander | Vander | NC | North Carolina | 37051 | Cumberland | 35.0347 | -78.7888 | 1006 | 104 | polygon | FALSE | FALSE | America/New_York | 3 | 28312 | 1840013489 | [10 empty] | VanderNC
Salcha | Salcha | AK | Alaska | 2090 | Fairbanks North Star | 64.5272 | -146.904 | 1006 | 5 | polygon | FALSE | TRUE | America/Anchorage | 3 | 99714 | 1840037687 | [10 empty] | SalchaAK
Pala | Pala | CA | California | 6073 | San Diego | 33.3617 | -117.0696 | 1005 | 92 | polygon | FALSE | FALSE | America/Los_Angeles | 3 | 92059 | 1840028262 | [10 empty] | PalaCA
Rushmere | Rushmere | VA | Virginia | 51093 | Isle of Wight | 37.0836 | -76.6747 | 1005 | 47 | polygon | FALSE | FALSE | America/New_York | 3 | 23430 | 1840006486 | [10 empty] | RushmereVA
Mount Ida | Mount Ida | AR | Arkansas | 5097 | Montgomery | 34.5509 | -93.6309 | 1005 | 247 | polygon | FALSE | TRUE | America/Chicago | 3 | 71957 | 1840014671 | [10 empty] | Mount IdaAR
Chalfant | Chalfant | CA | California | 6051 | Mono | 37.5105 | -118.375 | 1005 | 13 | polygon | FALSE | TRUE | America/Los_Angeles | 3 | 93514 | 1840075653 | [10 empty] | ChalfantCA
Tilghman Island | Tilghman Island | MD | Maryland | 24041 | Talbot | 38.7026 | -76.3354 | 1005 | 161 | polygon | FALSE | FALSE | America/New_York | 3 | 21665 21671 | 1840031488 | [10 empty] | Tilghman IslandMD
Edwards | Edwards | MS | Mississippi | 28049 | Hinds | 32.3326 | -90.6055 | 1005 | 233 | polygon | FALSE | TRUE | America/Chicago | 3 | 39066 | 1840016991 | [10 empty] | EdwardsMS
Yorkville | Yorkville | OH | Ohio | 39013 | Belmont | 40.1528 | -80.7079 | 1005 | 655 | polygon | FALSE | TRUE | America/New_York | 3 | 43971 | 1840012388 | [10 empty] | YorkvilleOH
Wanatah | Wanatah | IN | Indiana | 18091 | LaPorte | 41.4304 | -86.8926 | 1004 | 272 | polygon | FALSE | TRUE | America/Chicago | 3 | 46390 | 1840010202 | [10 empty] | WanatahIN
South Waverly | South Waverly | PA | Pennsylvania | 42015 | Bradford | 41.9955 | -76.5441 | 1004 | 439 | polygon | FALSE | TRUE | America/New_York | 3 | 18840 | 1840000518 | [10 empty] | South WaverlyPA
Grand Rapids | Grand Rapids | OH | Ohio | 39173 | Wood | 41.4078 | -83.868 | 1004 | 439 | polygon | FALSE | TRUE | America/New_York | 3 | 43522 | 1840011549 | [10 empty] | Grand RapidsOH
Tolar | Tolar | TX | Texas | 48221 | Hood | 32.3894 | -97.9191 | 1004 | 414 | polygon | FALSE | TRUE | America/Chicago | 3 | 76476 | 1840022081 | [10 empty] | TolarTX
Casa Blanca | Casa Blanca | AZ | Arizona | 4021 | Pinal | 33.1154 | -111.9081 | 1004 | 24 | polygon | FALSE | FALSE | America/Phoenix | 3 | 85121 | 1840025877 | [10 empty] | Casa BlancaAZ
Talmage | Talmage | CA | California | 6045 | Mendocino | 39.1314 | -123.1648 | 1003 | 243 | polygon | FALSE | FALSE | America/Los_Angeles | 3 | 95482 95481 | 1840018783 | [10 empty] | TalmageCA
Tuttletown | Tuttletown | CA | California | 6109 | Tuolumne | 38.0003 | -120.4503 | 1003 | 52 | polygon | FALSE | FALSE | America/Los_Angeles | 3 | 95370 | 1840024694 | [10 empty] | TuttletownCA
Pennsboro | Pennsboro | WV | West Virginia | 54085 | Ritchie | 39.2874 | -80.9754 | 1003 | 143 | polygon | FALSE | TRUE | America/New_York | 3 | 26415 | 1840005792 | [10 empty] | PennsboroWV
Farmersville | Farmersville | OH | Ohio | 39113 | Montgomery | 39.6787 | -84.4275 | 1002 | 541 | polygon | FALSE | TRUE | America/New_York | 3 | 45325 | 1840012488 | [10 empty] | FarmersvilleOH
Beaverdale | Beaverdale | IA | Iowa | 19057 | Des Moines | 40.8537 | -91.2077 | 1002 | 158 | polygon | FALSE | FALSE | America/Chicago | 3 | 52655 52601 | 1840026382 | [10 empty] | BeaverdaleIA
Lakeview | Lakeview | MI | Michigan | 26117 | Montcalm | 43.4434 | -85.2738 | 1002 | 258 | polygon | FALSE | TRUE | America/Detroit | 3 | 48850 | 1840010990 | [10 empty] | LakeviewMI
Cambridge | Cambridge | NE | Nebraska | 31065 | Furnas | 40.2843 | -100.1653 | 1002 | 289 | polygon | FALSE | TRUE | America/Chicago | 3 | 69022 | 1840007247 | [10 empty] | CambridgeNE
McConnellsburg | McConnellsburg | PA | Pennsylvania | 42057 | Fulton | 39.932 | -77.9958 | 1002 | 1121 | polygon | FALSE | TRUE | America/New_York | 3 | 17233 | 1840001498 | [10 empty] | McConnellsburgPA
Sultana | Sultana | CA | California | 6107 | Tulare | 36.5464 | -119.3359 | 1002 | 871 | polygon | FALSE | FALSE | America/Los_Angeles | 3 | 93666 93618 | 1840024881 | [10 empty] | SultanaCA
Audubon Park | Audubon Park | NJ | New Jersey | 34007 | Camden | 39.8969 | -75.089 | 1002 | 2571 | polygon | FALSE | TRUE | America/New_York | 2 | 8106 | 1840033220 | [10 empty] | Audubon ParkNJ
Scio | Scio | OR | Oregon | 41043 | Linn | 44.7046 | -122.8508 | 1002 | 941 | polygon | FALSE | TRUE | America/Los_Angeles | 3 | 97374 | 1840021251 | [10 empty] | ScioOR
Electric City | Electric City | WA | Washington | 53025 | Grant | 47.9218 | -119.0475 | 1002 | 194 | polygon | FALSE | TRUE | America/Los_Angeles | 3 | 99123 99133 | 1840021104 | [10 empty] | Electric CityWA
Cedar Bluff | Cedar Bluff | VA | Virginia | 51185 | Tazewell | 37.0876 | -81.7632 | 1002 | 185 | polygon | FALSE | TRUE | America/New_York | 3 | 24641 24609 | 1840006452 | [10 empty] | Cedar BluffVA
Manassa | Manassa | CO | Colorado | 8021 | Conejos | 37.1738 | -105.9373 | 1001 | 415 | polygon | FALSE | TRUE | America/Denver | 3 | 81141 | 1840022566 | [10 empty] | ManassaCO
West Cape May | West Cape May | NJ | New Jersey | 34009 | Cape May | 38.9423 | -74.9377 | 1001 | 329 | polygon | FALSE | TRUE | America/New_York | 3 | 8204 | 1840001600 | [10 empty] | West Cape MayNJ
Halsey | Halsey | OR | Oregon | 41043 | Linn | 44.3829 | -123.1095 | 1001 | 689 | polygon | FALSE | TRUE | America/Los_Angeles | 3 | 97348 | 1840019989 | [10 empty] | HalseyOR
Trappe | Trappe | MD | Maryland | 24041 | Talbot | 38.6635 | -76.0518 | 1000 | 144 | polygon | FALSE | TRUE | America/New_York | 3 | 21673 | 1840006092 | [10 empty] | TrappeMD
Bude | Bude | MS | Mississippi | 28037 | Franklin | 31.463 | -90.8509 | 1000 | 270 | polygon | FALSE | TRUE | America/Chicago | 3 | 39630 | 1840015862 | [10 empty] | BudeMS
Clarks | Clarks | LA | Louisiana | 22021 | Caldwell | 32.0288 | -92.1408 | 1000 | 402 | polygon | FALSE | TRUE | America/Chicago | 3 | 71435 71415 | 1840018124 | [10 empty] | ClarksLA
King Cove | King Cove | AK | Alaska | 2013 | Aleutians East | 55.0858 | -162.2978 | 1000 | 15 | polygon | FALSE | TRUE | America/Nome | 3 | 99612 | 1840023268 | [10 empty] | King CoveAK
Solomon | Solomon | KS | Kansas | 20041 | Dickinson | 38.9215 | -97.3692 | 1000 | 447 | polygon | FALSE | TRUE | America/Chicago | 3 | 67480 | 1840009704 | [10 empty] | SolomonKS
McAlisterville | McAlisterville | PA | Pennsylvania | 42067 | Juniata | 40.6381 | -77.273 | 1000 | 219 | polygon | FALSE | FALSE | America/New_York | 3 | 17049 | 1840005385 | [10 empty] | McAlistervillePA
Cove Creek | Cove Creek | NC | North Carolina | 37189 | Watauga | 36.2763 | -81.783 | 999 | 45 | polygon | FALSE | TRUE | America/New_York | 3 | 28692 28698 28679 | 1840032909 | [10 empty] | Cove CreekNC
Bronte | Bronte | TX | Texas | 48081 | Coke | 31.8857 | -100.2954 | 999 | 268 | polygon | FALSE | TRUE | America/Chicago | 3 | 76933 | 1840022129 | [10 empty] | BronteTX
Erick | Erick | OK | Oklahoma | 40009 | Beckham | 35.2155 | -99.8686 | 999 | 398 | polygon | FALSE | TRUE | America/Chicago | 3 | 73645 | 1840020438 | [10 empty] | ErickOK
Hulmeville | Hulmeville | PA | Pennsylvania | 42017 | Bucks | 40.1421 | -74.9075 | 999 | 1083 | polygon | FALSE | TRUE | America/New_York | 3 | 19047 | 1840001322 | [10 empty] | HulmevillePA
Shady Point | Shady Point | OK | Oklahoma | 40079 | Le Flore | 35.1278 | -94.6687 | 999 | 150 | polygon | FALSE | TRUE | America/Chicago | 3 | 74956 | 1840022773 | [10 empty] | Shady PointOK
Falls Creek | Falls Creek | PA | Pennsylvania | 42065 | Jefferson | 41.1421 | -78.8067 | 999 | 413 | polygon | FALSE | TRUE | America/New_York | 3 | 15840 | 1840000780 | [10 empty] | Falls CreekPA
Lucerne Mines | Lucerne Mines | PA | Pennsylvania | 42063 | Indiana | 40.5559 | -79.1558 | 999 | 459 | polygon | FALSE | FALSE | America/New_York | 3 | 15748 15754 | 1840005353 | [10 empty] | Lucerne MinesPA
East Marion | East Marion | NY | New York | 36103 | Suffolk | 41.1291 | -72.342 | 999 | 172 | polygon | FALSE | FALSE | America/New_York | 3 | 11939 | 1840005037 | [10 empty] | East MarionNY
Oxford | Oxford | KS | Kansas | 20191 | Sumner | 37.2741 | -97.1695 | 999 | 425 | polygon | FALSE | TRUE | America/Chicago | 3 | 67119 | 1840009900 | [10 empty] | OxfordKS
Enlow | Enlow | PA | Pennsylvania | 42003 | Allegheny | 40.4523 | -80.2317 | 999 | 534 | polygon | FALSE | FALSE | America/New_York | 3 | 15108 15126 | 1840026473 | [10 empty] | EnlowPA
Washington Boro | Washington Boro | PA | Pennsylvania | 42071 | Lancaster | 40.0017 | -76.467 | 999 | 200 | polygon | FALSE | FALSE | America/New_York | 3 | 17582 17512 | 1840024348 | [10 empty] | Washington BoroPA
Nickerson | Nickerson | KS | Kansas | 20155 | Reno | 38.1489 | -98.0883 | 998 | 297 | polygon | FALSE | TRUE | America/Chicago | 3 | 67561 | 1840003847 | [10 empty] | NickersonKS
Sedan | Sedan | KS | Kansas | 20019 | Chautauqua | 37.1284 | -96.1849 | 998 | 469 | polygon | FALSE | TRUE | America/Chicago | 3 | 67361 | 1840009918 | [10 empty] | SedanKS
St. George | St. George | KS | Kansas | 20149 | Pottawatomie | 39.1916 | -96.4186 | 998 | 597 | polygon | FALSE | TRUE | America/Chicago | 3 | 66535 | 1840009588 | [10 empty] | St. GeorgeKS
Wattsville | Wattsville | VA | Virginia | 51001 | Accomack | 37.9304 | -75.4953 | 998 | 95 | polygon | FALSE | FALSE | America/New_York | 3 | 23337 23303 23415 | 1840024748 | [10 empty] | WattsvilleVA
Greenwood | Greenwood | WI | Wisconsin | 55019 | Clark | 44.7655 | -90.5989 | 998 | 143 | polygon | FALSE | TRUE | America/Chicago | 3 | 54437 | 1840002250 | [10 empty] | GreenwoodWI
Columbus | Columbus | NC | North Carolina | 37149 | Polk | 35.266 | -82.1985 | 998 | 108 | polygon | FALSE | TRUE | America/New_York | 3 | 28722 28756 | 1840016404 | [10 empty] | ColumbusNC
Morrisonville | Morrisonville | IL | Illinois | 17021 | Christian | 39.4217 | -89.459 | 998 | 372 | polygon | FALSE | TRUE | America/Chicago | 3 | 62546 | 1840012546 | [10 empty] | MorrisonvilleIL
Sterling City | Sterling City | TX | Texas | 48431 | Sterling | 31.8392 | -100.986 | 998 | 393 | polygon | FALSE | TRUE | America/Chicago | 3 | 76951 | 1840022127 | [10 empty] | Sterling CityTX
Hideout | Hideout | UT | Utah | 49051 | Wasatch | 40.6438 | -111.4015 | 998 | 110 | polygon | FALSE | TRUE | America/Denver | 3 | 84032 84036 | 1840022416 | [10 empty] | HideoutUT
Parkers Prairie | Parkers Prairie | MN | Minnesota | 27111 | Otter Tail | 46.153 | -95.329 | 997 | 308 | polygon | FALSE | TRUE | America/Chicago | 3 | 56361 | 1840008850 | [10 empty] | Parkers PrairieMN
Millington | Millington | MI | Michigan | 26157 | Tuscola | 43.2784 | -83.5273 | 997 | 282 | polygon | FALSE | TRUE | America/Detroit | 3 | 48746 | 1840010974 | [10 empty] | MillingtonMI
Ladoga | Ladoga | IN | Indiana | 18107 | Montgomery | 39.9167 | -86.7989 | 997 | 716 | polygon | FALSE | TRUE | America/Indiana/Indianapolis | 3 | 47954 | 1840009461 | [10 empty] | LadogaIN
Waverly | Waverly | FL | Florida | 12105 | Polk | 27.9842 | -81.6198 | 997 | 267 | polygon | FALSE | FALSE | America/New_York | 3 | 33877 33859 | 1840014126 | [10 empty] | WaverlyFL
Thornport | Thornport | OH | Ohio | 39127 | Perry | 39.9211 | -82.4272 | 997 | 320 | polygon | FALSE | FALSE | America/New_York | 3 | 43076 | 1840026606 | [10 empty] | ThornportOH
Dexter | Dexter | NY | New York | 36045 | Jefferson | 44.0111 | -76.0425 | 997 | 578 | polygon | FALSE | TRUE | America/New_York | 3 | 13634 | 1840004129 | [10 empty] | DexterNY
Scobey | Scobey | MT | Montana | 30019 | Daniels | 48.7904 | -105.4206 | 997 | 523 | polygon | FALSE | TRUE | America/Denver | 3 | 59263 | 1840021055 | [10 empty] | ScobeyMT
Wortham | Wortham | TX | Texas | 48161 | Freestone | 31.7897 | -96.461 | 996 | 193 | polygon | FALSE | TRUE | America/Chicago | 3 | 76693 | 1840023109 | [10 empty] | WorthamTX
Athens | Athens | MI | Michigan | 26025 | Calhoun | 42.0866 | -85.2356 | 996 | 381 | polygon | FALSE | TRUE | America/Detroit | 3 | 49011 | 1840011200 | [10 empty] | AthensMI
Pastoria | Pastoria | VA | Virginia | 51001 | Accomack | 37.7446 | -75.6352 | 996 | 174 | polygon | FALSE | FALSE | America/New_York | 3 | 23421 23301 | 1840024740 | [10 empty] | PastoriaVA
Lakeport | Lakeport | TX | Texas | 48183 | Gregg | 32.405 | -94.7102 | 996 | 242 | polygon | FALSE | TRUE | America/Chicago | 3 | 75603 | 1840020748 | [10 empty] | LakeportTX
Pickens | Pickens | MS | Mississippi | 28051 | Holmes | 32.8913 | -89.9696 | 995 | 300 | polygon | FALSE | TRUE | America/Chicago | 3 | 39146 | 1840016883 | [10 empty] | PickensMS
Highland | Highland | KS | Kansas | 20043 | Doniphan | 39.8603 | -95.2649 | 995 | 731 | polygon | FALSE | TRUE | America/Chicago | 3 | 66035 | 1840007299 | [10 empty] | HighlandKS
Spring Glen | Spring Glen | UT | Utah | 49007 | Carbon | 39.6561 | -110.8461 | 995 | 112 | polygon | FALSE | FALSE | America/Denver | 3 | 84526 | 1840024372 | [10 empty] | Spring GlenUT
Morristown | Morristown | MN | Minnesota | 27131 | Rice | 44.2239 | -93.4445 | 995 | 354 | polygon | FALSE | TRUE | America/Chicago | 3 | 55052 | 1840007892 | [10 empty] | MorristownMN
Chumuckla | Chumuckla | FL | Florida | 12113 | Santa Rosa | 30.7826 | -87.2309 | 994 | 18 | polygon | FALSE | FALSE | America/Chicago | 3 | 32571 32565 | 1840025111 | [10 empty] | ChumucklaFL
Maringouin | Maringouin | LA | Louisiana | 22047 | Iberville | 30.4907 | -91.5187 | 994 | 521 | polygon | FALSE | TRUE | America/Chicago | 3 | 70757 | 1840017192 | [10 empty] | MaringouinLA
Chelyan | Chelyan | WV | West Virginia | 54039 | Kanawha | 38.1958 | -81.4928 | 994 | 951 | polygon | FALSE | FALSE | America/New_York | 3 | 25035 | 1840025659 | [10 empty] | ChelyanWV
Doe Run | Doe Run | MO | Missouri | 29187 | St. Francois | 37.7454 | -90.4994 | 994 | 159 | polygon | FALSE | FALSE | America/Chicago | 3 | 63601 63637 | 1840025695 | [10 empty] | Doe RunMO
La Union | La Union | NM | New Mexico | 35013 | DoÃ±a Ana | 31.9507 | -106.6622 | 994 | 92 | polygon | FALSE | FALSE | America/Denver | 3 | 88021 | 1840025085 | [10 empty] | La UnionNM
Aspen Park | Aspen Park | CO | Colorado | 8059 | Jefferson | 39.5423 | -105.2968 | 994 | 154 | polygon | FALSE | FALSE | America/Denver | 3 | 80433 | 1840017538 | [10 empty] | Aspen ParkCO
Ennis | Ennis | MT | Montana | 30057 | Madison | 45.3461 | -111.7319 | 993 | 519 | polygon | FALSE | TRUE | America/Denver | 3 | 59729 | 1840021201 | [10 empty] | EnnisMT
Albany | Albany | WI | Wisconsin | 55045 | Green | 42.7069 | -89.4367 | 993 | 301 | polygon | FALSE | TRUE | America/Chicago | 3 | 53502 | 1840002463 | [10 empty] | AlbanyWI
Martin's Additions | Martin's Additions | MD | Maryland | 24031 | Montgomery | 38.9795 | -77.0693 | 993 | 2773 | polygon | FALSE | TRUE | America/New_York | 2 | 20815 | 1840031470 | [10 empty] | Martin's AdditionsMD
Urbancrest | Urbancrest | OH | Ohio | 39049 | Franklin | 39.9016 | -83.0859 | 993 | 654 | polygon | FALSE | TRUE | America/New_York | 3 | 43123 | 1840012409 | [10 empty] | UrbancrestOH
Poipu | Poipu | HI | Hawaii | 15007 | Kauai | 21.8834 | -159.46 | 993 | 149 | polygon | FALSE | FALSE | Pacific/Honolulu | 3 | 96756 | 1840029543 | [10 empty] | PoipuHI
Round Hill Village | Round Hill Village | NV | Nevada | 32005 | Douglas | 38.9937 | -119.9233 | 993 | 66 | polygon | FALSE | TRUE | America/Los_Angeles | 3 | 89448 | 1840039848 | [10 empty] | Round Hill VillageNV
Libertytown | Libertytown | MD | Maryland | 24021 | Frederick | 39.4858 | -77.2481 | 993 | 159 | polygon | FALSE | FALSE | America/New_York | 3 | 21701 21762 21791 | 1840024452 | [10 empty] | LibertytownMD
Kidron | Kidron | OH | Ohio | 39169 | Wayne | 40.744 | -81.7467 | 993 | 131 | polygon | FALSE | FALSE | America/New_York | 3 | 44606 44618 44636 | 1840024247 | [10 empty] | KidronOH
Wayne City | Wayne City | IL | Illinois | 17191 | Wayne | 38.3481 | -88.5895 | 993 | 222 | polygon | FALSE | TRUE | America/Chicago | 3 | 62895 | 1840012888 | [10 empty] | Wayne CityIL
West Kennebunk | West Kennebunk | ME | Maine | 23031 | York | 43.4142 | -70.581 | 993 | 110 | polygon | FALSE | FALSE | America/New_York | 3 | 4043 | 1840002676 | [10 empty] | West KennebunkME
Rowland | Rowland | NC | North Carolina | 37155 | Robeson | 34.5362 | -79.2928 | 992 | 364 | polygon | FALSE | TRUE | America/New_York | 3 | 28383 | 1840017909 | [10 empty] | RowlandNC
King City | King City | MO | Missouri | 29075 | Gentry | 40.0505 | -94.5251 | 992 | 277 | polygon | FALSE | TRUE | America/Chicago | 3 | 64463 | 1840008363 | [10 empty] | King CityMO
Chama | Chama | NM | New Mexico | 35039 | Rio Arriba | 36.8926 | -106.5843 | 992 | 143 | polygon | FALSE | TRUE | America/Denver | 3 | 87520 | 1840022615 | [10 empty] | ChamaNM
Burgin | Burgin | KY | Kentucky | 21167 | Mercer | 37.7544 | -84.7632 | 992 | 304 | polygon | FALSE | TRUE | America/New_York | 3 | 40330 40310 | 1840013223 | [10 empty] | BurginKY
Littleville | Littleville | AL | Alabama | 1033 | Colbert | 34.5951 | -87.6719 | 992 | 77 | polygon | FALSE | TRUE | America/Chicago | 3 | 35674 35654 | 1840016547 | [10 empty] | LittlevilleAL
Almedia | Almedia | PA | Pennsylvania | 42037 | Columbia | 41.0144 | -76.385 | 992 | 546 | polygon | FALSE | FALSE | America/New_York | 3 | 17815 | 1840004993 | [10 empty] | AlmediaPA
Salamatof | Salamatof | AK | Alaska | 2122 | Kenai Peninsula | 60.6154 | -151.3159 | 992 | 47 | polygon | FALSE | FALSE | America/Anchorage | 3 | 99611 | 1840023604 | [10 empty] | SalamatofAK
Penryn | Penryn | PA | Pennsylvania | 42071 | Lancaster | 40.2017 | -76.3675 | 992 | 202 | polygon | FALSE | FALSE | America/New_York | 3 | 17545 17521 17564 | 1840024342 | [10 empty] | PenrynPA
Turtle Lake | Turtle Lake | WI | Wisconsin | 55005 | Barron | 45.3933 | -92.1452 | 991 | 133 | polygon | FALSE | TRUE | America/Chicago | 3 | 54889 | 1840002066 | [10 empty] | Turtle LakeWI
Ilwaco | Ilwaco | WA | Washington | 53049 | Pacific | 46.3101 | -124.0416 | 991 | 185 | polygon | FALSE | TRUE | America/Los_Angeles | 3 | 98624 | 1840018470 | [10 empty] | IlwacoWA
Parkin | Parkin | AR | Arkansas | 5037 | Cross | 35.2629 | -90.553 | 990 | 149 | polygon | FALSE | TRUE | America/Chicago | 3 | 72373 | 1840014579 | [10 empty] | ParkinAR
Rockwell | Rockwell | IA | Iowa | 19033 | Cerro Gordo | 42.98 | -93.1871 | 990 | 128 | polygon | FALSE | TRUE | America/Chicago | 3 | 50469 | 1840009054 | [10 empty] | RockwellIA
Hawesville | Hawesville | KY | Kentucky | 21091 | Hancock | 37.8962 | -86.7562 | 990 | 236 | polygon | FALSE | TRUE | America/Chicago | 3 | 42348 | 1840014332 | [10 empty] | HawesvilleKY
Goodland | Goodland | IN | Indiana | 18111 | Newton | 40.7637 | -87.2952 | 990 | 502 | polygon | FALSE | TRUE | America/Indiana/Indianapolis | 3 | 47948 | 1840010305 | [10 empty] | GoodlandIN
Payson | Payson | IL | Illinois | 17001 | Adams | 39.8169 | -91.2443 | 990 | 326 | polygon | FALSE | TRUE | America/Chicago | 3 | 62360 | 1840012369 | [10 empty] | PaysonIL
Rolling Hills | Rolling Hills | KY | Kentucky | 21111 | Jefferson | 38.2825 | -85.5784 | 989 | 2016 | polygon | FALSE | TRUE | America/New_York | 2 | 40242 | 1840014304 | [10 empty] | Rolling HillsKY
New Salem | New Salem | ND | North Dakota | 38059 | Morton | 46.8432 | -101.4178 | 989 | 275 | polygon | FALSE | TRUE | America/North_Dakota/New_Salem | 3 | 58563 | 1840000200 | [10 empty] | New SalemND
March ARB | March ARB | CA | California | 6065 | Riverside | 33.8888 | -117.2776 | 989 | 32 | polygon | TRUE | TRUE | America/Los_Angeles | 3 | 92518 | 1840073926 | [10 empty] | March ARBCA
Tabor | Tabor | IA | Iowa | 19071 | Fremont | 40.8949 | -95.6737 | 989 | 296 | polygon | FALSE | TRUE | America/Chicago | 3 | 51653 | 1840001001 | [10 empty] | TaborIA
Wittenberg | Wittenberg | WI | Wisconsin | 55115 | Shawano | 44.8269 | -89.1664 | 988 | 210 | polygon | FALSE | TRUE | America/Chicago | 3 | 54499 | 1840002259 | [10 empty] | WittenbergWI
Saddle Rock | Saddle Rock | NY | New York | 36059 | Nassau | 40.7947 | -73.7494 | 988 | 1548 | polygon | FALSE | TRUE | America/New_York | 3 | 11023 | 1840033948 | [10 empty] | Saddle RockNY
North Randall | North Randall | OH | Ohio | 39035 | Cuyahoga | 41.4327 | -81.5289 | 988 | 497 | polygon | FALSE | TRUE | America/New_York | 3 | 44128 | 1840003401 | [10 empty] | North RandallOH
Sutton | Sutton | WV | West Virginia | 54007 | Braxton | 38.6663 | -80.7116 | 988 | 491 | polygon | FALSE | TRUE | America/New_York | 3 | 26601 | 1840006116 | [10 empty] | SuttonWV
Macy | Macy | NE | Nebraska | 31173 | Thurston | 42.1158 | -96.3667 | 988 | 239 | polygon | FALSE | FALSE | America/Chicago | 3 | 68039 | 1840004693 | [10 empty] | MacyNE
Greenfield | Greenfield | IL | Illinois | 17061 | Greene | 39.3443 | -90.208 | 988 | 222 | polygon | FALSE | TRUE | America/Chicago | 3 | 62044 | 1840008492 | [10 empty] | GreenfieldIL
Frankford | Frankford | DE | Delaware | 10005 | Sussex | 38.5215 | -75.2342 | 987 | 522 | polygon | FALSE | TRUE | America/New_York | 3 | 19945 | 1840006064 | [10 empty] | FrankfordDE
Sloan | Sloan | IA | Iowa | 19193 | Woodbury | 42.2319 | -96.2257 | 987 | 582 | polygon | FALSE | TRUE | America/Chicago | 3 | 51055 | 1840009106 | [10 empty] | SloanIA
Andale | Andale | KS | Kansas | 20173 | Sedgwick | 37.7914 | -97.6273 | 987 | 663 | polygon | FALSE | TRUE | America/Chicago | 3 | 67001 | 1840007566 | [10 empty] | AndaleKS
Caldwell | Caldwell | KS | Kansas | 20191 | Sumner | 37.0349 | -97.6089 | 987 | 356 | polygon | FALSE | TRUE | America/Chicago | 3 | 67022 | 1840001702 | [10 empty] | CaldwellKS
New London | New London | MO | Missouri | 29173 | Ralls | 39.5844 | -91.3987 | 987 | 548 | polygon | FALSE | TRUE | America/Chicago | 3 | 63459 | 1840008448 | [10 empty] | New LondonMO
Harmony | Harmony | MN | Minnesota | 27045 | Fillmore | 43.554 | -92.0075 | 987 | 341 | polygon | FALSE | TRUE | America/Chicago | 3 | 55939 | 1840006838 | [10 empty] | HarmonyMN
Greene | Greene | RI | Rhode Island | 44003 | Kent | 41.6988 | -71.7339 | 987 | 62 | polygon | FALSE | FALSE | America/New_York | 3 | 2827 | 1840026257 | [10 empty] | GreeneRI
Sanborn | Sanborn | NY | New York | 36063 | Niagara | 43.1451 | -78.8777 | 987 | 144 | polygon | FALSE | FALSE | America/New_York | 3 | 14132 | 1840026162 | [10 empty] | SanbornNY
Harlowton | Harlowton | MT | Montana | 30107 | Wheatland | 46.4368 | -109.835 | 987 | 609 | polygon | FALSE | TRUE | America/Denver | 3 | 59036 | 1840019886 | [10 empty] | HarlowtonMT
Montezuma | Montezuma | IN | Indiana | 18121 | Parke | 39.7911 | -87.3694 | 986 | 627 | polygon | FALSE | TRUE | America/Indiana/Indianapolis | 3 | 47862 | 1840009524 | [10 empty] | MontezumaIN
Sedillo | Sedillo | NM | New Mexico | 35001 | Bernalillo | 35.0906 | -106.2869 | 986 | 138 | polygon | FALSE | FALSE | America/Denver | 3 | 87059 | 1840024975 | [10 empty] | SedilloNM
Muldraugh | Muldraugh | KY | Kentucky | 21163 | Meade | 37.9365 | -85.9915 | 986 | 728 | polygon | FALSE | TRUE | America/New_York | 3 | 40155 | 1840014317 | [10 empty] | MuldraughKY
Cross Plains | Cross Plains | TX | Texas | 48059 | Callahan | 32.1271 | -99.1658 | 986 | 317 | polygon | FALSE | TRUE | America/Chicago | 3 | 76443 | 1840022098 | [10 empty] | Cross PlainsTX
Blue Mounds | Blue Mounds | WI | Wisconsin | 55025 | Dane | 43.0177 | -89.8271 | 986 | 432 | polygon | FALSE | TRUE | America/Chicago | 3 | 53517 | 1840002908 | [10 empty] | Blue MoundsWI
Goodfield | Goodfield | IL | Illinois | 17203 | Woodford | 40.6252 | -89.2694 | 986 | 218 | polygon | FALSE | TRUE | America/Chicago | 3 | 61742 | 1840011940 | [10 empty] | GoodfieldIL
Ruch | Ruch | OR | Oregon | 41029 | Jackson | 42.2314 | -123.0403 | 986 | 56 | polygon | FALSE | FALSE | America/Los_Angeles | 3 | 97530 | 1840025461 | [10 empty] | RuchOR
Janesville | Janesville | IA | Iowa | 19017 | Bremer | 42.6462 | -92.4626 | 986 | 268 | polygon | FALSE | TRUE | America/Chicago | 3 | 50647 | 1840008041 | [10 empty] | JanesvilleIA
Gulf Stream | Gulf Stream | FL | Florida | 12099 | Palm Beach | 26.4894 | -80.0573 | 985 | 484 | polygon | FALSE | TRUE | America/New_York | 3 | 33483 | 1840017265 | [10 empty] | Gulf StreamFL
Quinton | Quinton | OK | Oklahoma | 40121 | Pittsburg | 35.1249 | -95.3676 | 985 | 339 | polygon | FALSE | TRUE | America/Chicago | 3 | 74561 | 1840021813 | [10 empty] | QuintonOK
East Tawakoni | East Tawakoni | TX | Texas | 48379 | Rains | 32.9011 | -95.9397 | 985 | 213 | polygon | FALSE | TRUE | America/Chicago | 3 | 75453 75472 | 1840020720 | [10 empty] | East TawakoniTX
Henderson | Henderson | NE | Nebraska | 31185 | York | 40.7795 | -97.8117 | 985 | 637 | polygon | FALSE | TRUE | America/Chicago | 3 | 68371 | 1840007166 | [10 empty] | HendersonNE
Quebrada | Quebrada | PR | Puerto Rico | 72027 | Camuy | 18.3602 | -66.8353 | 985 | 2300 | polygon | FALSE | FALSE | America/Puerto_Rico | 2 | 627 | 1630023552 | [10 empty] | QuebradaPR
Kittery Point | Kittery Point | ME | Maine | 23031 | York | 43.0883 | -70.6988 | 985 | 199 | polygon | FALSE | FALSE | America/New_York | 3 | 3905 | 1840002669 | [10 empty] | Kittery PointME
Tumbling Shoals | Tumbling Shoals | AR | Arkansas | 5023 | Cleburne | 35.5479 | -91.9688 | 985 | 38 | polygon | FALSE | FALSE | America/Chicago | 3 | 72581 | 1840025808 | [10 empty] | Tumbling ShoalsAR
Lookingglass | Lookingglass | OR | Oregon | 41019 | Douglas | 43.1848 | -123.4999 | 985 | 32 | polygon | FALSE | FALSE | America/Los_Angeles | 3 | 97471 | 1840025419 | [10 empty] | LookingglassOR
Chums Corner | Chums Corner | MI | Michigan | 26055 | Grand Traverse | 44.6767 | -85.6564 | 984 | 142 | polygon | FALSE | FALSE | America/Detroit | 3 | 49684 49685 | 1840025202 | [10 empty] | Chums CornerMI
Etna | Etna | OH | Ohio | 39089 | Licking | 39.9542 | -82.688 | 984 | 598 | polygon | FALSE | FALSE | America/New_York | 3 | 43062 | 1840026539 | [10 empty] | EtnaOH
Hollywood | Hollywood | AL | Alabama | 1071 | Jackson | 34.719 | -85.965 | 984 | 42 | polygon | FALSE | TRUE | America/Chicago | 3 | 35769 35752 | 1840016522 | [10 empty] | HollywoodAL
Seneca | Seneca | PA | Pennsylvania | 42121 | Venango | 41.377 | -79.7073 | 984 | 169 | polygon | FALSE | FALSE | America/New_York | 3 | 16346 | 1840004886 | [10 empty] | SenecaPA
Morgantown | Morgantown | IN | Indiana | 18109 | Morgan | 39.3729 | -86.2585 | 984 | 1005 | polygon | FALSE | TRUE | America/Indiana/Indianapolis | 3 | 46160 | 1840009669 | [10 empty] | MorgantownIN
Ironville | Ironville | KY | Kentucky | 21019 | Boyd | 38.4562 | -82.6978 | 984 | 488 | polygon | FALSE | FALSE | America/New_York | 3 | 41102 | 1840030479 | [10 empty] | IronvilleKY
Lime Ridge | Lime Ridge | PA | Pennsylvania | 42037 | Columbia | 41.024 | -76.3504 | 983 | 337 | polygon | FALSE | FALSE | America/New_York | 3 | 17815 | 1840035061 | [10 empty] | Lime RidgePA
Cooleemee | Cooleemee | NC | North Carolina | 37059 | Davie | 35.8124 | -80.5563 | 983 | 504 | polygon | FALSE | TRUE | America/New_York | 3 | 27028 27014 | 1840016213 | [10 empty] | CooleemeeNC
Summitville | Summitville | IN | Indiana | 18095 | Madison | 40.3359 | -85.6437 | 983 | 672 | polygon | FALSE | TRUE | America/Indiana/Indianapolis | 3 | 46070 | 1840010458 | [10 empty] | SummitvilleIN
Hillburn | Hillburn | NY | New York | 36087 | Rockland | 41.1264 | -74.1705 | 983 | 169 | polygon | FALSE | TRUE | America/New_York | 3 | 10931 | 1840004976 | [10 empty] | HillburnNY
Milford | Milford | PA | Pennsylvania | 42103 | Pike | 41.3238 | -74.8011 | 982 | 808 | polygon | FALSE | TRUE | America/New_York | 3 | 18337 | 1840003434 | [10 empty] | MilfordPA
Fruitland | Fruitland | IA | Iowa | 19139 | Muscatine | 41.3475 | -91.1288 | 982 | 210 | polygon | FALSE | TRUE | America/Chicago | 3 | 52749 | 1840008201 | [10 empty] | FruitlandIA
Balsam Lake | Balsam Lake | WI | Wisconsin | 55095 | Polk | 45.4585 | -92.4528 | 982 | 174 | polygon | FALSE | TRUE | America/Chicago | 3 | 54810 | 1840002050 | [10 empty] | Balsam LakeWI
Taft Southwest | Taft Southwest | TX | Texas | 48409 | San Patricio | 27.9707 | -97.4047 | 982 | 814 | polygon | FALSE | TRUE | America/Chicago | 3 | 78390 | 1840073285 | [10 empty] | Taft SouthwestTX
Coyne Center | Coyne Center | IL | Illinois | 17161 | Rock Island | 41.4001 | -90.5631 | 982 | 234 | polygon | FALSE | FALSE | America/Chicago | 3 | 61264 | 1840004812 | [10 empty] | Coyne CenterIL
Highlands | Highlands | NC | North Carolina | 37113 | Macon | 35.0539 | -83.1976 | 982 | 61 | polygon | FALSE | TRUE | America/New_York | 3 | 28741 | 1840015467 | [10 empty] | HighlandsNC
Beach City | Beach City | OH | Ohio | 39151 | Stark | 40.6531 | -81.5796 | 981 | 884 | polygon | FALSE | TRUE | America/New_York | 3 | 44608 | 1840011909 | [10 empty] | Beach CityOH
Squirrel Mountain Valley | Squirrel Mountain Valley | CA | California | 6029 | Kern | 35.6176 | -118.4046 | 981 | 210 | polygon | FALSE | FALSE | America/Los_Angeles | 3 | 93240 | 1840019131 | [10 empty] | Squirrel Mountain ValleyCA
Mustang Ridge | Mustang Ridge | TX | Texas | 48453 | Travis | 30.0576 | -97.6852 | 981 | 101 | polygon | FALSE | TRUE | America/Chicago | 3 | 78747 78610 78616 | 1840020891 | [10 empty] | Mustang RidgeTX
Choudrant | Choudrant | LA | Louisiana | 22061 | Lincoln | 32.5502 | -92.5121 | 981 | 89 | polygon | FALSE | TRUE | America/Chicago | 3 | 71227 | 1840018084 | [10 empty] | ChoudrantLA
Ashley | Ashley | IN | Indiana | 18033 | DeKalb | 41.5214 | -85.0614 | 981 | 199 | polygon | FALSE | TRUE | America/Indiana/Indianapolis | 3 | 46705 | 1840010249 | [10 empty] | AshleyIN
Machias | Machias | WA | Washington | 53061 | Snohomish | 47.9917 | -122.0515 | 981 | 154 | polygon | FALSE | FALSE | America/Los_Angeles | 3 | 98258 98290 | 1840017325 | [10 empty] | MachiasWA
Westlake Corner | Westlake Corner | VA | Virginia | 51067 | Franklin | 37.1234 | -79.6971 | 980 | 37 | polygon | FALSE | FALSE | America/New_York | 3 | 24184 24121 24101 | 1840006477 | [10 empty] | Westlake CornerVA
Omaha | Omaha | TX | Texas | 48343 | Morris | 33.182 | -94.7402 | 980 | 260 | polygon | FALSE | TRUE | America/Chicago | 3 | 75571 | 1840020677 | [10 empty] | OmahaTX
Bristol | Bristol | FL | Florida | 12077 | Liberty | 30.4256 | -84.9772 | 980 | 231 | polygon | FALSE | TRUE | America/New_York | 3 | 32321 | 1840013953 | [10 empty] | BristolFL
Chevy Chase View | Chevy Chase View | MD | Maryland | 24031 | Montgomery | 39.0192 | -77.081 | 980 | 1410 | polygon | FALSE | TRUE | America/New_York | 3 | 20895 | 1840005853 | [10 empty] | Chevy Chase ViewMD
Stoneboro | Stoneboro | PA | Pennsylvania | 42085 | Mercer | 41.3336 | -80.1121 | 980 | 133 | polygon | FALSE | TRUE | America/New_York | 3 | 16153 | 1840003444 | [10 empty] | StoneboroPA
Fort Calhoun | Fort Calhoun | NE | Nebraska | 31177 | Washington | 41.4563 | -96.0263 | 980 | 576 | polygon | FALSE | TRUE | America/Chicago | 3 | 68023 | 1840008196 | [10 empty] | Fort CalhounNE
Fairton | Fairton | NJ | New Jersey | 34011 | Cumberland | 39.3759 | -75.2131 | 980 | 132 | polygon | FALSE | FALSE | America/New_York | 3 | 8302 | 1840001547 | [10 empty] | FairtonNJ
Millport | Millport | AL | Alabama | 1075 | Lamar | 33.5586 | -88.0817 | 980 | 68 | polygon | FALSE | TRUE | America/Chicago | 3 | 35576 | 1840016756 | [10 empty] | MillportAL
Ganado | Ganado | AZ | Arizona | 4001 | Apache | 35.7016 | -109.5504 | 980 | 41 | polygon | FALSE | FALSE | America/Denver | 3 | 86505 | 1840017676 | [10 empty] | GanadoAZ
Lawton | Lawton | IA | Iowa | 19193 | Woodbury | 42.4769 | -96.1851 | 980 | 530 | polygon | FALSE | TRUE | America/Chicago | 3 | 51030 | 1840008066 | [10 empty] | LawtonIA
Boyce | Boyce | LA | Louisiana | 22079 | Rapides | 31.3905 | -92.6699 | 980 | 823 | polygon | FALSE | TRUE | America/Chicago | 3 | 71409 | 1840015869 | [10 empty] | BoyceLA
Accoville | Accoville | WV | West Virginia | 54045 | Logan | 37.7652 | -81.827 | 980 | 117 | polygon | FALSE | FALSE | America/New_York | 3 | 25606 | 1840038107 | [10 empty] | AccovilleWV
Taylorsville | Taylorsville | IN | Indiana | 18005 | Bartholomew | 39.2964 | -85.9503 | 979 | 355 | polygon | FALSE | FALSE | America/Indiana/Indianapolis | 3 | 47280 | 1840005823 | [10 empty] | TaylorsvilleIN
Whitewood | Whitewood | SD | South Dakota | 46081 | Lawrence | 44.4617 | -103.6382 | 979 | 593 | polygon | FALSE | TRUE | America/Denver | 3 | 57793 | 1840002375 | [10 empty] | WhitewoodSD
Scotts Hill | Scotts Hill | TN | Tennessee | 47039 | Decatur | 35.5188 | -88.2526 | 979 | 100 | polygon | FALSE | TRUE | America/Chicago | 3 | 38374 | 1840017792 | [10 empty] | Scotts HillTN
Logan | Logan | NM | New Mexico | 35037 | Quay | 35.3576 | -103.4426 | 979 | 35 | polygon | FALSE | TRUE | America/Denver | 3 | 88426 | 1840022729 | [10 empty] | LoganNM
Henefer | Henefer | UT | Utah | 49043 | Summit | 41.0138 | -111.4933 | 979 | 153 | polygon | FALSE | TRUE | America/Denver | 3 | 84033 | 1840021347 | [10 empty] | HeneferUT
Lazy Acres | Lazy Acres | CO | Colorado | 8013 | Boulder | 40.0837 | -105.3313 | 979 | 71 | polygon | FALSE | FALSE | America/Denver | 3 | 80302 | 1840028520 | [10 empty] | Lazy AcresCO
Lightstreet | Lightstreet | PA | Pennsylvania | 42037 | Columbia | 41.0407 | -76.4175 | 978 | 388 | polygon | FALSE | FALSE | America/New_York | 3 | 17815 17859 | 1840035059 | [10 empty] | LightstreetPA
Linton | Linton | ND | North Dakota | 38029 | Emmons | 46.2685 | -100.2337 | 978 | 485 | polygon | FALSE | TRUE | America/Chicago | 3 | 58552 | 1840000208 | [10 empty] | LintonND
San Miguel | San Miguel | NM | New Mexico | 35013 | DoÃ±a Ana | 32.1535 | -106.7269 | 978 | 164 | polygon | FALSE | FALSE | America/Denver | 3 | 88044 | 1840025089 | [10 empty] | San MiguelNM
Bradford | Bradford | TN | Tennessee | 47053 | Gibson | 36.0737 | -88.8158 | 978 | 221 | polygon | FALSE | TRUE | America/Chicago | 3 | 38316 | 1840015342 | [10 empty] | BradfordTN
Sunflower | Sunflower | MS | Mississippi | 28133 | Sunflower | 33.5444 | -90.5373 | 978 | 622 | polygon | FALSE | TRUE | America/Chicago | 3 | 38778 | 1840016777 | [10 empty] | SunflowerMS
Palo Alto | Palo Alto | PA | Pennsylvania | 42107 | Schuylkill | 40.6861 | -76.1699 | 978 | 361 | polygon | FALSE | TRUE | America/New_York | 3 | 17901 | 1840002771 | [10 empty] | Palo AltoPA
Tulelake | Tulelake | CA | California | 6093 | Siskiyou | 41.9534 | -121.4752 | 978 | 921 | polygon | FALSE | TRUE | America/Los_Angeles | 3 | 96134 | 1840021318 | [10 empty] | TulelakeCA
Auxvasse | Auxvasse | MO | Missouri | 29027 | Callaway | 39.0174 | -91.8958 | 978 | 500 | polygon | FALSE | TRUE | America/Chicago | 3 | 65231 | 1840007416 | [10 empty] | AuxvasseMO
Kootenai | Kootenai | ID | Idaho | 16017 | Bonner | 48.3119 | -116.5172 | 978 | 672 | polygon | FALSE | TRUE | America/Los_Angeles | 3 | 83864 83840 | 1840019773 | [10 empty] | KootenaiID
Cane Savannah | Cane Savannah | SC | South Carolina | 45085 | Sumter | 33.8923 | -80.4395 | 978 | 104 | polygon | FALSE | FALSE | America/New_York | 3 | 29154 | 1840013666 | [10 empty] | Cane SavannahSC
Elsie | Elsie | MI | Michigan | 26037 | Clinton | 43.0895 | -84.3889 | 978 | 330 | polygon | FALSE | TRUE | America/Detroit | 3 | 48831 | 1840011023 | [10 empty] | ElsieMI
Ellerbe | Ellerbe | NC | North Carolina | 37153 | Richmond | 35.0718 | -79.7595 | 978 | 287 | polygon | FALSE | TRUE | America/New_York | 3 | 28338 | 1840016475 | [10 empty] | EllerbeNC
Mexico | Mexico | IN | Indiana | 18103 | Miami | 40.8143 | -86.1113 | 978 | 69 | polygon | FALSE | FALSE | America/Indiana/Indianapolis | 3 | 46970 46958 | 1840005199 | [10 empty] | MexicoIN
Bay Head | Bay Head | NJ | New Jersey | 34029 | Ocean | 40.0701 | -74.0482 | 977 | 644 | polygon | FALSE | TRUE | America/New_York | 3 | 8742 | 1840003756 | [10 empty] | Bay HeadNJ
Monte Rio | Monte Rio | CA | California | 6097 | Sonoma | 38.4683 | -123.0147 | 977 | 198 | polygon | FALSE | FALSE | America/Los_Angeles | 3 | 95462 95486 | 1840018836 | [10 empty] | Monte RioCA
Paullina | Paullina | IA | Iowa | 19141 | O'Brien | 42.9799 | -95.6836 | 977 | 406 | polygon | FALSE | TRUE | America/Chicago | 3 | 51046 | 1840009048 | [10 empty] | PaullinaIA
Sterrett | Sterrett | AL | Alabama | 1117 | Shelby | 33.449 | -86.4645 | 977 | 16 | polygon | FALSE | FALSE | America/Chicago | 3 | 35147 35178 | 1840022966 | [10 empty] | SterrettAL
Hightsville | Hightsville | NC | North Carolina | 37129 | New Hanover | 34.2667 | -77.9344 | 977 | 258 | polygon | FALSE | FALSE | America/New_York | 3 | 28401 | 1840013627 | [10 empty] | HightsvilleNC
Thrall | Thrall | TX | Texas | 48491 | Williamson | 30.5882 | -97.2983 | 977 | 895 | polygon | FALSE | TRUE | America/Chicago | 3 | 76578 | 1840022166 | [10 empty] | ThrallTX
Bennet | Bennet | NE | Nebraska | 31109 | Lancaster | 40.6818 | -96.5039 | 977 | 724 | polygon | FALSE | TRUE | America/Chicago | 3 | 68317 | 1840011844 | [10 empty] | BennetNE
Linesville | Linesville | PA | Pennsylvania | 42039 | Crawford | 41.6564 | -80.4224 | 976 | 488 | polygon | FALSE | TRUE | America/New_York | 3 | 16424 | 1840000557 | [10 empty] | LinesvillePA
Corvallis | Corvallis | MT | Montana | 30081 | Ravalli | 46.314 | -114.1121 | 976 | 653 | polygon | FALSE | FALSE | America/Denver | 3 | 59828 | 1840017381 | [10 empty] | CorvallisMT
Arapahoe | Arapahoe | NE | Nebraska | 31065 | Furnas | 40.3048 | -99.8979 | 976 | 379 | polygon | FALSE | TRUE | America/Chicago | 3 | 68922 | 1840007248 | [10 empty] | ArapahoeNE
Lawrence | Lawrence | MI | Michigan | 26159 | Van Buren | 42.2157 | -86.0534 | 976 | 211 | polygon | FALSE | TRUE | America/Detroit | 3 | 49064 | 1840011204 | [10 empty] | LawrenceMI
Belmont | Belmont | WI | Wisconsin | 55065 | Lafayette | 42.7379 | -90.3345 | 976 | 427 | polygon | FALSE | TRUE | America/Chicago | 3 | 53510 | 1840003095 | [10 empty] | BelmontWI
Clarence | Clarence | IA | Iowa | 19031 | Cedar | 41.8857 | -91.0578 | 975 | 494 | polygon | FALSE | TRUE | America/Chicago | 3 | 52216 | 1840007047 | [10 empty] | ClarenceIA
McGraw | McGraw | NY | New York | 36023 | Cortland | 42.5938 | -76.0975 | 975 | 381 | polygon | FALSE | TRUE | America/New_York | 3 | 13101 | 1840004499 | [10 empty] | McGrawNY
Stonewall | Stonewall | MS | Mississippi | 28023 | Clarke | 32.1364 | -88.7958 | 975 | 141 | polygon | FALSE | TRUE | America/Chicago | 3 | 39330 39363 | 1840017033 | [10 empty] | StonewallMS
Wanblee | Wanblee | SD | South Dakota | 46071 | Jackson | 43.5706 | -101.6627 | 975 | 175 | polygon | FALSE | FALSE | America/Denver | 3 | 57577 | 1840006816 | [10 empty] | WanbleeSD
Buffalo Soapstone | Buffalo Soapstone | AK | Alaska | 2170 | Matanuska-Susitna | 61.7073 | -149.1095 | 975 | 17 | polygon | FALSE | TRUE | America/Anchorage | 3 | 99645 | 1840075101 | [10 empty] | Buffalo SoapstoneAK
Kaumakani | Kaumakani | HI | Hawaii | 15007 | Kauai | 21.9187 | -159.6241 | 975 | 396 | polygon | FALSE | FALSE | Pacific/Honolulu | 3 | 96747 | 1840029501 | [10 empty] | KaumakaniHI
Napoleon | Napoleon | MI | Michigan | 26075 | Jackson | 42.1658 | -84.2416 | 975 | 143 | polygon | FALSE | FALSE | America/Detroit | 3 | 49201 49261 | 1840004653 | [10 empty] | NapoleonMI
Derma | Derma | MS | Mississippi | 28013 | Calhoun | 33.8589 | -89.2878 | 974 | 212 | polygon | FALSE | TRUE | America/Chicago | 3 | 38916 | 1840016743 | [10 empty] | DermaMS
Rice | Rice | TX | Texas | 48349 | Navarro | 32.2388 | -96.4978 | 974 | 140 | polygon | FALSE | TRUE | America/Chicago | 3 | 75155 | 1840020781 | [10 empty] | RiceTX
Poca | Poca | WV | West Virginia | 54079 | Putnam | 38.4729 | -81.8124 | 974 | 640 | polygon | FALSE | TRUE | America/New_York | 3 | 25159 | 1840006183 | [10 empty] | PocaWV
Alcorn State University | Alcorn State University | MS | Mississippi | 28021 | Claiborne | 31.8804 | -91.1407 | 974 | 158 | polygon | FALSE | TRUE | America/Chicago | 3 | 39096 | 1840042492 | [10 empty] | Alcorn State UniversityMS
Bluewater | Bluewater | AZ | Arizona | 4012 | La Paz | 34.1681 | -114.2667 | 974 | 181 | polygon | FALSE | FALSE | America/Phoenix | 3 | 85344 | 1840027986 | [10 empty] | BluewaterAZ
Tahoma | Tahoma | CA | California | 6061 | Placer | 39.0633 | -120.1438 | 974 | 145 | polygon | FALSE | FALSE | America/Los_Angeles | 3 | 96142 96141 | 1840026694 | [10 empty] | TahomaCA
Dunlap | Dunlap | IA | Iowa | 19085 | Harrison | 41.8526 | -95.6006 | 973 | 332 | polygon | FALSE | TRUE | America/Chicago | 3 | 51529 | 1840008150 | [10 empty] | DunlapIA
Roberta | Roberta | GA | Georgia | 13079 | Crawford | 32.7196 | -84.0104 | 973 | 252 | polygon | FALSE | TRUE | America/New_York | 3 | 31078 | 1840014874 | [10 empty] | RobertaGA
Allison | Allison | IA | Iowa | 19023 | Butler | 42.752 | -92.7957 | 973 | 128 | polygon | FALSE | TRUE | America/Chicago | 3 | 50602 | 1840006913 | [10 empty] | AllisonIA
Loup City | Loup City | NE | Nebraska | 31163 | Sherman | 41.2766 | -98.9678 | 973 | 398 | polygon | FALSE | TRUE | America/Chicago | 3 | 68853 | 1840009314 | [10 empty] | Loup CityNE
St. Joseph | St. Joseph | LA | Louisiana | 22107 | Tensas | 31.9202 | -91.2401 | 973 | 421 | polygon | FALSE | TRUE | America/Chicago | 3 | 71366 | 1840018126 | [10 empty] | St. JosephLA
Buhl | Buhl | MN | Minnesota | 27137 | St. Louis | 47.4994 | -92.7692 | 973 | 113 | polygon | FALSE | TRUE | America/Chicago | 3 | 55713 55710 55758 | 1840006587 | [10 empty] | BuhlMN
Laurys Station | Laurys Station | PA | Pennsylvania | 42077 | Lehigh | 40.7232 | -75.5366 | 973 | 229 | polygon | FALSE | FALSE | America/New_York | 3 | 18059 | 1840035051 | [10 empty] | Laurys StationPA
Shellsburg | Shellsburg | IA | Iowa | 19011 | Benton | 42.0929 | -91.8712 | 972 | 475 | polygon | FALSE | TRUE | America/Chicago | 3 | 52332 | 1840000469 | [10 empty] | ShellsburgIA
Sunrise Lake | Sunrise Lake | PA | Pennsylvania | 42103 | Pike | 41.3136 | -74.9638 | 972 | 205 | polygon | FALSE | FALSE | America/New_York | 3 | 18337 | 1840035390 | [10 empty] | Sunrise LakePA
Jasper | Jasper | MO | Missouri | 29097 | Jasper | 37.3354 | -94.3023 | 972 | 338 | polygon | FALSE | TRUE | America/Chicago | 3 | 64755 | 1840008770 | [10 empty] | JasperMO
Meredosia | Meredosia | IL | Illinois | 17137 | Morgan | 39.8308 | -90.5569 | 972 | 434 | polygon | FALSE | TRUE | America/Chicago | 3 | 62665 | 1840012513 | [10 empty] | MeredosiaIL
Gideon | Gideon | MO | Missouri | 29143 | New Madrid | 36.4489 | -89.9128 | 972 | 209 | polygon | FALSE | TRUE | America/Chicago | 3 | 63848 | 1840008800 | [10 empty] | GideonMO
Earth | Earth | TX | Texas | 48279 | Lamb | 34.2338 | -102.4091 | 971 | 312 | polygon | FALSE | TRUE | America/Chicago | 3 | 79031 | 1840019275 | [10 empty] | EarthTX
Keota | Keota | IA | Iowa | 19107 | Keokuk | 41.3651 | -91.9533 | 971 | 485 | polygon | FALSE | TRUE | America/Chicago | 3 | 52248 | 1840008218 | [10 empty] | KeotaIA
Papaikou | Papaikou | HI | Hawaii | 15001 | Hawaii | 19.7917 | -155.0962 | 971 | 257 | polygon | FALSE | FALSE | Pacific/Honolulu | 3 | 96781 | 1840029542 | [10 empty] | PapaikouHI
Chebanse | Chebanse | IL | Illinois | 17091 | Kankakee | 41.0058 | -87.9098 | 971 | 315 | polygon | FALSE | TRUE | America/Chicago | 3 | 60922 | 1840010290 | [10 empty] | ChebanseIL
Franklin | Franklin | GA | Georgia | 13149 | Heard | 33.2797 | -85.0985 | 971 | 116 | polygon | FALSE | TRUE | America/New_York | 3 | 30217 | 1840013769 | [10 empty] | FranklinGA
Jamesport | Jamesport | NY | New York | 36103 | Suffolk | 40.9546 | -72.5807 | 971 | 83 | polygon | FALSE | FALSE | America/New_York | 3 | 11948 11901 11970 11947 | 1840005084 | [10 empty] | JamesportNY
Oil City | Oil City | LA | Louisiana | 22017 | Caddo | 32.7453 | -93.9758 | 970 | 210 | polygon | FALSE | TRUE | America/Chicago | 3 | 71061 | 1840016933 | [10 empty] | Oil CityLA
Laurel | Laurel | NY | New York | 36103 | Suffolk | 40.9728 | -72.556 | 970 | 124 | polygon | FALSE | FALSE | America/New_York | 3 | 11948 11952 | 1840005087 | [10 empty] | LaurelNY
South Lebanon | South Lebanon | OR | Oregon | 41043 | Linn | 44.5054 | -122.8959 | 970 | 315 | polygon | FALSE | FALSE | America/Los_Angeles | 3 | 97355 | 1840018604 | [10 empty] | South LebanonOR
Scotland | Scotland | PA | Pennsylvania | 42055 | Franklin | 39.9697 | -77.5844 | 970 | 454 | polygon | FALSE | FALSE | America/New_York | 3 | 17254 17202 | 1840026531 | [10 empty] | ScotlandPA
Wolcott | Wolcott | IN | Indiana | 18181 | White | 40.7591 | -87.042 | 969 | 631 | polygon | FALSE | TRUE | America/Indiana/Indianapolis | 3 | 47995 | 1840010360 | [10 empty] | WolcottIN
Biwabik | Biwabik | MN | Minnesota | 27137 | St. Louis | 47.5551 | -92.3233 | 969 | 41 | polygon | FALSE | TRUE | America/Chicago | 3 | 55705 55708 | 1840006592 | [10 empty] | BiwabikMN
Collinsburg | Collinsburg | PA | Pennsylvania | 42129 | Westmoreland | 40.2196 | -79.7846 | 969 | 215 | polygon | FALSE | FALSE | America/New_York | 3 | 15089 15012 | 1840026439 | [10 empty] | CollinsburgPA
Mentone | Mentone | IN | Indiana | 18085 | Kosciusko | 41.174 | -86.0382 | 968 | 641 | polygon | FALSE | TRUE | America/Indiana/Indianapolis | 3 | 46539 | 1840009306 | [10 empty] | MentoneIN
Cleone | Cleone | CA | California | 6045 | Mendocino | 39.4927 | -123.7812 | 968 | 234 | polygon | FALSE | FALSE | America/Los_Angeles | 3 | 95437 | 1840025584 | [10 empty] | CleoneCA
Westley | Westley | CA | California | 6099 | Stanislaus | 37.5444 | -121.2035 | 968 | 1035 | polygon | FALSE | FALSE | America/Los_Angeles | 3 | 95363 95387 | 1840018911 | [10 empty] | WestleyCA
Healy | Healy | AK | Alaska | 2068 | Denali | 63.9454 | -149.0152 | 968 | 0 | polygon | FALSE | FALSE | America/Anchorage | 3 | 99755 99743 | 1840023381 | [10 empty] | HealyAK
Sunnyside | Sunnyside | GA | Georgia | 13299 | Ware | 31.2406 | -82.3411 | 968 | 263 | polygon | FALSE | FALSE | America/New_York | 3 | 31501 | 1840029459 | [10 empty] | SunnysideGA
Chase | Chase | PA | Pennsylvania | 42079 | Luzerne | 41.2801 | -75.9649 | 968 | 163 | polygon | FALSE | FALSE | America/New_York | 3 | 18708 | 1840034897 | [10 empty] | ChasePA
Mazon | Mazon | IL | Illinois | 17063 | Grundy | 41.2417 | -88.4231 | 967 | 620 | polygon | FALSE | TRUE | America/Chicago | 3 | 60444 | 1840011617 | [10 empty] | MazonIL
Powell | Powell | AL | Alabama | 1049 | DeKalb | 34.5325 | -85.8979 | 967 | 75 | polygon | FALSE | TRUE | America/Chicago | 3 | 35986 35971 | 1840017914 | [10 empty] | PowellAL
Woodlawn Park | Woodlawn Park | KY | Kentucky | 21111 | Jefferson | 38.2615 | -85.6305 | 967 | 1541 | polygon | FALSE | TRUE | America/New_York | 3 | 40207 | 1840030619 | [10 empty] | Woodlawn ParkKY
Rapids City | Rapids City | IL | Illinois | 17161 | Rock Island | 41.5786 | -90.3399 | 967 | 229 | polygon | FALSE | TRUE | America/Chicago | 3 | 61275 61278 | 1840011442 | [10 empty] | Rapids CityIL
Laurie | Laurie | MO | Missouri | 29141 | Morgan | 38.208 | -92.8253 | 967 | 67 | polygon | FALSE | TRUE | America/Chicago | 3 | 65037 65038 | 1840012865 | [10 empty] | LaurieMO
Aynor | Aynor | SC | South Carolina | 45051 | Horry | 34.0001 | -79.2072 | 967 | 201 | polygon | FALSE | TRUE | America/New_York | 3 | 29544 29511 | 1840015593 | [10 empty] | AynorSC
Herald | Herald | CA | California | 6067 | Sacramento | 38.2913 | -121.2318 | 967 | 47 | polygon | FALSE | FALSE | America/Los_Angeles | 3 | 95632 95638 | 1840024626 | [10 empty] | HeraldCA
Mill Neck | Mill Neck | NY | New York | 36059 | Nassau | 40.8839 | -73.5582 | 967 | 142 | polygon | FALSE | TRUE | America/New_York | 3 | 11765 | 1840005309 | [10 empty] | Mill NeckNY
Dillon | Dillon | CO | Colorado | 8117 | Summit | 39.6213 | -106.0392 | 967 | 250 | polygon | FALSE | TRUE | America/Denver | 3 | 80435 | 1840021429 | [10 empty] | DillonCO
Mount Vernon | Mount Vernon | MD | Maryland | 24039 | Somerset | 38.2448 | -75.7825 | 966 | 28 | polygon | FALSE | FALSE | America/New_York | 3 | 21853 | 1840006277 | [10 empty] | Mount VernonMD
Bremond | Bremond | TX | Texas | 48395 | Robertson | 31.1657 | -96.676 | 966 | 421 | polygon | FALSE | TRUE | America/Chicago | 3 | 76629 | 1840019553 | [10 empty] | BremondTX
Marion | Marion | MT | Montana | 30029 | Flathead | 48.0858 | -114.6711 | 966 | 22 | polygon | FALSE | FALSE | America/Denver | 3 | 59925 | 1840023740 | [10 empty] | MarionMT
Houston | Houston | MN | Minnesota | 27055 | Houston | 43.7582 | -91.5707 | 965 | 296 | polygon | FALSE | TRUE | America/Chicago | 3 | 55943 | 1840006835 | [10 empty] | HoustonMN
Hagan | Hagan | GA | Georgia | 13109 | Evans | 32.1536 | -81.9305 | 965 | 182 | polygon | FALSE | TRUE | America/New_York | 3 | 30417 30429 | 1840013834 | [10 empty] | HaganGA
Genesee | Genesee | ID | Idaho | 16057 | Latah | 46.5516 | -116.9284 | 965 | 606 | polygon | FALSE | TRUE | America/Los_Angeles | 3 | 83832 | 1840019867 | [10 empty] | GeneseeID
Green Lake | Green Lake | WI | Wisconsin | 55047 | Green Lake | 43.8441 | -88.956 | 965 | 201 | polygon | FALSE | TRUE | America/Chicago | 3 | 54941 | 1840002588 | [10 empty] | Green LakeWI
Springville | Springville | CA | California | 6107 | Tulare | 36.1168 | -118.8345 | 965 | 89 | polygon | FALSE | FALSE | America/Los_Angeles | 3 | 93265 | 1840019034 | [10 empty] | SpringvilleCA
Vanceboro | Vanceboro | NC | North Carolina | 37049 | Craven | 35.303 | -77.1567 | 965 | 217 | polygon | FALSE | TRUE | America/New_York | 3 | 28586 | 1840016402 | [10 empty] | VanceboroNC
Treynor | Treynor | IA | Iowa | 19155 | Pottawattamie | 41.232 | -95.6064 | 965 | 600 | polygon | FALSE | TRUE | America/Chicago | 3 | 51575 | 1840010263 | [10 empty] | TreynorIA
Friend | Friend | NE | Nebraska | 31151 | Saline | 40.6505 | -97.2838 | 965 | 450 | polygon | FALSE | TRUE | America/Chicago | 3 | 68359 | 1840008334 | [10 empty] | FriendNE
White Mills | White Mills | PA | Pennsylvania | 42127 | Wayne | 41.535 | -75.2021 | 965 | 251 | polygon | FALSE | FALSE | America/New_York | 3 | 18473 18428 | 1840026240 | [10 empty] | White MillsPA
Metcalfe | Metcalfe | MS | Mississippi | 28151 | Washington | 33.4505 | -91.0017 | 965 | 371 | polygon | FALSE | TRUE | America/Chicago | 3 | 38760 38703 | 1840016858 | [10 empty] | MetcalfeMS
Montezuma | Montezuma | KS | Kansas | 20069 | Gray | 37.5923 | -100.4502 | 964 | 378 | polygon | FALSE | TRUE | America/Chicago | 3 | 67867 | 1840008698 | [10 empty] | MontezumaKS
Troy | Troy | MT | Montana | 30053 | Lincoln | 48.4614 | -115.8909 | 964 | 439 | polygon | FALSE | TRUE | America/Denver | 3 | 59935 | 1840021050 | [10 empty] | TroyMT
Odell | Odell | IL | Illinois | 17105 | Livingston | 41.0021 | -88.5224 | 964 | 328 | polygon | FALSE | TRUE | America/Chicago | 3 | 60460 | 1840011787 | [10 empty] | OdellIL
Leroy | Leroy | AL | Alabama | 1129 | Washington | 31.4952 | -87.969 | 964 | 31 | polygon | FALSE | FALSE | America/Chicago | 3 | 36548 | 1840025960 | [10 empty] | LeroyAL
Kittredge | Kittredge | CO | Colorado | 8059 | Jefferson | 39.6593 | -105.3045 | 964 | 197 | polygon | FALSE | FALSE | America/Denver | 3 | 80439 80457 | 1840017541 | [10 empty] | KittredgeCO
Ottoville | Ottoville | OH | Ohio | 39137 | Putnam | 40.9343 | -84.3383 | 964 | 394 | polygon | FALSE | TRUE | America/New_York | 3 | 45876 45844 | 1840011759 | [10 empty] | OttovilleOH
Harvard | Harvard | NE | Nebraska | 31035 | Clay | 40.6201 | -98.0961 | 964 | 577 | polygon | FALSE | TRUE | America/Chicago | 3 | 68944 | 1840007216 | [10 empty] | HarvardNE
Coker | Coker | AL | Alabama | 1125 | Tuscaloosa | 33.2446 | -87.6799 | 964 | 190 | polygon | FALSE | TRUE | America/Chicago | 3 | 35452 | 1840016841 | [10 empty] | CokerAL
Atkinson | Atkinson | IL | Illinois | 17073 | Henry | 41.4167 | -90.0085 | 964 | 203 | polygon | FALSE | TRUE | America/Chicago | 3 | 61235 | 1840010242 | [10 empty] | AtkinsonIL
Lakewood Village | Lakewood Village | TX | Texas | 48121 | Denton | 33.1377 | -96.9751 | 964 | 526 | polygon | FALSE | TRUE | America/Chicago | 3 | 75068 | 1840020647 | [10 empty] | Lakewood VillageTX
Farmington | Farmington | PA | Pennsylvania | 42051 | Fayette | 39.81 | -79.5623 | 964 | 146 | polygon | FALSE | FALSE | America/New_York | 3 | 15437 | 1840026563 | [10 empty] | FarmingtonPA
Waleska | Waleska | GA | Georgia | 13057 | Cherokee | 34.3171 | -84.5499 | 964 | 235 | polygon | FALSE | TRUE | America/New_York | 3 | 30183 | 1840015573 | [10 empty] | WaleskaGA
Beavertown | Beavertown | PA | Pennsylvania | 42109 | Snyder | 40.7522 | -77.1691 | 963 | 484 | polygon | FALSE | TRUE | America/New_York | 3 | 17813 | 1840002795 | [10 empty] | BeavertownPA
Newellton | Newellton | LA | Louisiana | 22107 | Tensas | 32.0723 | -91.239 | 963 | 489 | polygon | FALSE | TRUE | America/Chicago | 3 | 71357 | 1840017028 | [10 empty] | NewelltonLA
Fort Gaines | Fort Gaines | GA | Georgia | 13061 | Clay | 31.6238 | -85.0528 | 963 | 77 | polygon | FALSE | TRUE | America/New_York | 3 | 39851 | 1840013859 | [10 empty] | Fort GainesGA
Mantua | Mantua | UT | Utah | 49003 | Box Elder | 41.5006 | -111.9344 | 963 | 75 | polygon | FALSE | TRUE | America/Denver | 3 | 84324 | 1840022381 | [10 empty] | MantuaUT
Dortches | Dortches | NC | North Carolina | 37127 | Nash | 36.0114 | -77.8572 | 963 | 45 | polygon | FALSE | TRUE | America/New_York | 3 | 27809 27804 | 1840016165 | [10 empty] | DortchesNC
Five Points | Five Points | NC | North Carolina | 37093 | Hoke | 35.0154 | -79.3513 | 963 | 44 | polygon | FALSE | FALSE | America/New_York | 3 | 28376 | 1840013503 | [10 empty] | Five PointsNC
Ellsworth | Ellsworth | PA | Pennsylvania | 42125 | Washington | 40.1073 | -80.0214 | 963 | 503 | polygon | FALSE | TRUE | America/New_York | 3 | 15331 | 1840003654 | [10 empty] | EllsworthPA
Louise | Louise | TX | Texas | 48481 | Wharton | 29.1119 | -96.4123 | 963 | 55 | polygon | FALSE | FALSE | America/Chicago | 3 | 77455 | 1840018270 | [10 empty] | LouiseTX
Union Bridge | Union Bridge | MD | Maryland | 24013 | Carroll | 39.5734 | -77.1745 | 963 | 355 | polygon | FALSE | TRUE | America/New_York | 3 | 21791 | 1840005706 | [10 empty] | Union BridgeMD
Hargill | Hargill | TX | Texas | 48215 | Hidalgo | 26.4423 | -98.0146 | 963 | 434 | polygon | FALSE | FALSE | America/Chicago | 3 | 78549 | 1840026062 | [10 empty] | HargillTX
Twisp | Twisp | WA | Washington | 53047 | Okanogan | 48.362 | -120.1172 | 963 | 317 | polygon | FALSE | TRUE | America/Los_Angeles | 3 | 98856 | 1840022271 | [10 empty] | TwispWA
Mertztown | Mertztown | PA | Pennsylvania | 42011 | Berks | 40.5033 | -75.6674 | 963 | 351 | polygon | FALSE | FALSE | America/New_York | 3 | 19539 | 1840026449 | [10 empty] | MertztownPA
Coahoma | Coahoma | TX | Texas | 48227 | Howard | 32.2956 | -101.3089 | 963 | 302 | polygon | FALSE | TRUE | America/Chicago | 3 | 79511 | 1840023053 | [10 empty] | CoahomaTX
Magnolia | Magnolia | OH | Ohio | 39151 | Stark | 40.653 | -81.2928 | 962 | 464 | polygon | FALSE | TRUE | America/New_York | 3 | 44643 | 1840011997 | [10 empty] | MagnoliaOH
Sugar Notch | Sugar Notch | PA | Pennsylvania | 42079 | Luzerne | 41.1935 | -75.9314 | 962 | 343 | polygon | FALSE | TRUE | America/New_York | 3 | 18706 | 1840000770 | [10 empty] | Sugar NotchPA
Naalehu | Naalehu | HI | Hawaii | 15001 | Hawaii | 19.0698 | -155.5751 | 962 | 171 | polygon | FALSE | FALSE | Pacific/Honolulu | 3 | 96772 | 1840029530 | [10 empty] | NaalehuHI
Norman Park | Norman Park | GA | Georgia | 13071 | Colquitt | 31.2692 | -83.6843 | 962 | 120 | polygon | FALSE | TRUE | America/New_York | 3 | 31771 | 1840014978 | [10 empty] | Norman ParkGA
Rossville | Rossville | TN | Tennessee | 47047 | Fayette | 35.0323 | -89.5612 | 962 | 71 | polygon | FALSE | TRUE | America/Chicago | 3 | 38066 | 1840017867 | [10 empty] | RossvilleTN
Kenesaw | Kenesaw | NE | Nebraska | 31001 | Adams | 40.6187 | -98.6576 | 962 | 353 | polygon | FALSE | TRUE | America/Chicago | 3 | 68956 | 1840012038 | [10 empty] | KenesawNE
Waynetown | Waynetown | IN | Indiana | 18107 | Montgomery | 40.088 | -87.0655 | 962 | 831 | polygon | FALSE | TRUE | America/Indiana/Indianapolis | 3 | 47990 | 1840010503 | [10 empty] | WaynetownIN
Mesa del Caballo | Mesa del Caballo | AZ | Arizona | 4007 | Gila | 34.286 | -111.2952 | 962 | 1179 | polygon | FALSE | FALSE | America/Phoenix | 3 | 85541 | 1840027967 | [10 empty] | Mesa del CaballoAZ
Swansea | Swansea | SC | South Carolina | 45063 | Lexington | 33.7395 | -81.1053 | 961 | 177 | polygon | FALSE | TRUE | America/New_York | 3 | 29160 | 1840016729 | [10 empty] | SwanseaSC
Mendon | Mendon | IL | Illinois | 17001 | Adams | 40.0892 | -91.2858 | 961 | 433 | polygon | FALSE | TRUE | America/Chicago | 3 | 62351 | 1840012368 | [10 empty] | MendonIL
Blue Rapids | Blue Rapids | KS | Kansas | 20117 | Marshall | 39.6791 | -96.6593 | 961 | 186 | polygon | FALSE | TRUE | America/Chicago | 3 | 66411 | 1840007294 | [10 empty] | Blue RapidsKS
Marlinton | Marlinton | WV | West Virginia | 54075 | Pocahontas | 38.2246 | -80.0905 | 961 | 157 | polygon | FALSE | TRUE | America/New_York | 3 | 24954 | 1840006156 | [10 empty] | MarlintonWV
Playa Fortuna | Playa Fortuna | PR | Puerto Rico | 72089 | Luquillo | 18.3768 | -65.7455 | 961 | 608 | polygon | FALSE | FALSE | America/Puerto_Rico | 3 | 773 | 1630035548 | [10 empty] | Playa FortunaPR
Fruitdale | Fruitdale | CA | California | 6085 | Santa Clara | 37.3116 | -121.9357 | 961 | 1390 | polygon | FALSE | FALSE | America/Los_Angeles | 3 | 95128 | 1840028413 | [10 empty] | FruitdaleCA
Cerrillos Hoyos | Cerrillos Hoyos | PR | Puerto Rico | 72113 | Ponce | 18.0656 | -66.5691 | 961 | 1439 | polygon | FALSE | TRUE | America/Puerto_Rico | 3 | 780 | 1630026087 | [10 empty] | Cerrillos HoyosPR
Calvert Beach | Calvert Beach | MD | Maryland | 24009 | Calvert | 38.4728 | -76.4895 | 960 | 450 | polygon | FALSE | FALSE | America/New_York | 3 | 20685 | 1840026722 | [10 empty] | Calvert BeachMD
Saugatuck | Saugatuck | MI | Michigan | 26005 | Allegan | 42.6592 | -86.2061 | 960 | 266 | polygon | FALSE | TRUE | America/Detroit | 3 | 49453 | 1840003113 | [10 empty] | SaugatuckMI
Reynolds | Reynolds | GA | Georgia | 13269 | Taylor | 32.5609 | -84.0943 | 960 | 186 | polygon | FALSE | TRUE | America/New_York | 3 | 31076 | 1840014879 | [10 empty] | ReynoldsGA
Troy | Troy | KS | Kansas | 20043 | Doniphan | 39.7846 | -95.0936 | 960 | 380 | polygon | FALSE | TRUE | America/Chicago | 3 | 66087 | 1840010555 | [10 empty] | TroyKS
Sardis | Sardis | GA | Georgia | 13033 | Burke | 32.9756 | -81.7621 | 960 | 239 | polygon | FALSE | TRUE | America/New_York | 3 | 30456 | 1840015740 | [10 empty] | SardisGA
Fort Chiswell | Fort Chiswell | VA | Virginia | 51197 | Wythe | 36.9444 | -80.9577 | 960 | 27 | polygon | FALSE | FALSE | America/New_York | 3 | 24382 24360 | 1840037378 | [10 empty] | Fort ChiswellVA
Lynnville | Lynnville | IN | Indiana | 18173 | Warrick | 38.1988 | -87.3141 | 960 | 212 | polygon | FALSE | TRUE | America/Chicago | 3 | 47619 | 1840009836 | [10 empty] | LynnvilleIN
Highland Hills | Highland Hills | OH | Ohio | 39035 | Cuyahoga | 41.4507 | -81.5191 | 960 | 189 | polygon | FALSE | TRUE | America/New_York | 3 | 44128 44122 | 1840003393 | [10 empty] | Highland HillsOH
La Honda | La Honda | CA | California | 6081 | San Mateo | 37.3182 | -122.2651 | 960 | 87 | polygon | FALSE | FALSE | America/Los_Angeles | 3 | 94020 | 1840026827 | [10 empty] | La HondaCA
Benjamin | Benjamin | UT | Utah | 49049 | Utah | 40.0945 | -111.7387 | 960 | 30 | polygon | FALSE | FALSE | America/Denver | 3 | 84660 84651 | 1840017503 | [10 empty] | BenjaminUT
Mammoth Spring | Mammoth Spring | AR | Arkansas | 5049 | Fulton | 36.4924 | -91.5413 | 960 | 287 | polygon | FALSE | TRUE | America/Chicago | 3 | 72554 | 1840015291 | [10 empty] | Mammoth SpringAR
Scanlon | Scanlon | MN | Minnesota | 27017 | Carlton | 46.7066 | -92.43 | 959 | 445 | polygon | FALSE | TRUE | America/Chicago | 3 | 55720 | 1840008848 | [10 empty] | ScanlonMN
La Center | La Center | KY | Kentucky | 21007 | Ballard | 37.075 | -88.9748 | 959 | 611 | polygon | FALSE | TRUE | America/Chicago | 3 | 42056 | 1840014387 | [10 empty] | La CenterKY
Dubois | Dubois | WY | Wyoming | 56013 | Fremont | 43.5389 | -109.6443 | 959 | 106 | polygon | FALSE | TRUE | America/Denver | 3 | 82513 | 1840021269 | [10 empty] | DuboisWY
Pleasantville | Pleasantville | OH | Ohio | 39045 | Fairfield | 39.8098 | -82.5224 | 959 | 1323 | polygon | FALSE | TRUE | America/New_York | 3 | 43148 | 1840012470 | [10 empty] | PleasantvilleOH
Gainesboro | Gainesboro | TN | Tennessee | 47087 | Jackson | 36.3618 | -85.6496 | 959 | 237 | polygon | FALSE | TRUE | America/Chicago | 3 | 38562 | 1840016060 | [10 empty] | GainesboroTN
Arendtsville | Arendtsville | PA | Pennsylvania | 42001 | Adams | 39.9233 | -77.2999 | 959 | 462 | polygon | FALSE | TRUE | America/New_York | 3 | 17307 17303 | 1840000676 | [10 empty] | ArendtsvillePA
Preston | Preston | IA | Iowa | 19097 | Jackson | 42.0492 | -90.3971 | 959 | 429 | polygon | FALSE | TRUE | America/Chicago | 3 | 52069 | 1840009140 | [10 empty] | PrestonIA
Oak Creek | Oak Creek | CO | Colorado | 8107 | Routt | 40.2741 | -106.9575 | 959 | 1039 | polygon | FALSE | TRUE | America/Denver | 3 | 80467 | 1840022402 | [10 empty] | Oak CreekCO
Bird Island | Bird Island | MN | Minnesota | 27129 | Renville | 44.7648 | -94.8949 | 959 | 242 | polygon | FALSE | TRUE | America/Chicago | 3 | 55310 | 1840006773 | [10 empty] | Bird IslandMN
West Brownsville | West Brownsville | PA | Pennsylvania | 42125 | Washington | 40.0314 | -79.8913 | 958 | 284 | polygon | FALSE | TRUE | America/New_York | 3 | 15417 | 1840003669 | [10 empty] | West BrownsvillePA
Aurelia | Aurelia | IA | Iowa | 19035 | Cherokee | 42.7131 | -95.4368 | 958 | 364 | polygon | FALSE | TRUE | America/Chicago | 3 | 51005 | 1840006902 | [10 empty] | AureliaIA
Little Falls | Little Falls | ME | Maine | 23005 | Cumberland | 43.7312 | -70.4301 | 958 | 321 | polygon | FALSE | FALSE | America/New_York | 3 | 04038 04082 | 1840031522 | [10 empty] | Little FallsME
Benton | Benton | WI | Wisconsin | 55065 | Lafayette | 42.57 | -90.3834 | 958 | 439 | polygon | FALSE | TRUE | America/Chicago | 3 | 53803 | 1840003096 | [10 empty] | BentonWI
Roslyn | Roslyn | WA | Washington | 53037 | Kittitas | 47.2511 | -121.099 | 958 | 84 | polygon | FALSE | TRUE | America/Los_Angeles | 3 | 98941 98068 98925 | 1840019842 | [10 empty] | RoslynWA
Parcelas PeÃ±uelas | Parcelas Penuelas | PR | Puerto Rico | 72133 | Santa Isabel | 18.0061 | -66.3476 | 958 | 625 | polygon | FALSE | FALSE | America/Puerto_Rico | 3 | 757 | 1630035542 | [10 empty] | Parcelas PeÃ±uelasPR
Butte Creek Canyon | Butte Creek Canyon | CA | California | 6007 | Butte | 39.749 | -121.6968 | 958 | 18 | polygon | FALSE | TRUE | America/Los_Angeles | 3 | 95954 95928 | 1840042807 | [10 empty] | Butte Creek CanyonCA
Minkler | Minkler | CA | California | 6019 | Fresno | 36.7277 | -119.4587 | 958 | 63 | polygon | FALSE | FALSE | America/Los_Angeles | 3 | 93657 | 1840024779 | [10 empty] | MinklerCA
Lakeside City | Lakeside City | TX | Texas | 48009 | Archer | 33.8292 | -98.5404 | 957 | 582 | polygon | FALSE | TRUE | America/Chicago | 3 | 76308 | 1840021978 | [10 empty] | Lakeside CityTX
Glasford | Glasford | IL | Illinois | 17143 | Peoria | 40.5728 | -89.8131 | 957 | 406 | polygon | FALSE | TRUE | America/Chicago | 3 | 61533 | 1840011925 | [10 empty] | GlasfordIL
Dunnavant | Dunnavant | AL | Alabama | 1117 | Shelby | 33.5006 | -86.538 | 957 | 20 | polygon | FALSE | TRUE | America/Chicago | 3 | 35094 35176 | 1840037812 | [10 empty] | DunnavantAL
Sequoyah | Sequoyah | OK | Oklahoma | 40131 | Rogers | 36.3797 | -95.5969 | 957 | 46 | polygon | FALSE | FALSE | America/Chicago | 3 | 74017 | 1840034585 | [10 empty] | SequoyahOK
Vaiden | Vaiden | MS | Mississippi | 28015 | Carroll | 33.3332 | -89.7533 | 957 | 172 | polygon | FALSE | TRUE | America/Chicago | 3 | 39176 | 1840016835 | [10 empty] | VaidenMS
Aquasco | Aquasco | MD | Maryland | 24033 | Prince George's | 38.5913 | -76.7074 | 957 | 18 | polygon | FALSE | FALSE | America/New_York | 3 | 20608 20613 | 1840024539 | [10 empty] | AquascoMD
Ashland | Ashland | MT | Montana | 30087 | Rosebud | 45.5977 | -106.2975 | 957 | 17 | polygon | FALSE | FALSE | America/Denver | 3 | 59003 59004 | 1840017371 | [10 empty] | AshlandMT
Chicora | Chicora | PA | Pennsylvania | 42019 | Butler | 40.9505 | -79.74 | 957 | 695 | polygon | FALSE | TRUE | America/New_York | 3 | 16025 | 1840000860 | [10 empty] | ChicoraPA
Underwood | Underwood | IA | Iowa | 19155 | Pottawattamie | 41.3808 | -95.682 | 956 | 336 | polygon | FALSE | TRUE | America/Chicago | 3 | 51576 | 1840010264 | [10 empty] | UnderwoodIA
Southwest City | Southwest City | MO | Missouri | 29119 | McDonald | 36.5205 | -94.6103 | 956 | 252 | polygon | FALSE | FALSE | America/Chicago | 3 | 64863 | 1840032254 | [10 empty] | Southwest CityMO
Westminster | Westminster | TX | Texas | 48085 | Collin | 33.3649 | -96.4598 | 956 | 92 | polygon | FALSE | FALSE | America/Chicago | 3 | 75409 | 1840025881 | [10 empty] | WestminsterTX
Poncha Springs | Poncha Springs | CO | Colorado | 8015 | Chaffee | 38.514 | -106.0944 | 956 | 125 | polygon | FALSE | TRUE | America/Denver | 3 | 81201 81242 | 1840021474 | [10 empty] | Poncha SpringsCO
Palmyra | Palmyra | IN | Indiana | 18061 | Harrison | 38.4082 | -86.1086 | 956 | 308 | polygon | FALSE | TRUE | America/Kentucky/Louisville | 3 | 47164 | 1840009827 | [10 empty] | PalmyraIN
Linden | Linden | TN | Tennessee | 47135 | Perry | 35.6123 | -87.8429 | 956 | 367 | polygon | FALSE | TRUE | America/Chicago | 3 | 37096 | 1840016273 | [10 empty] | LindenTN
Faison | Faison | NC | North Carolina | 37061 | Duplin | 35.1164 | -78.1368 | 956 | 470 | polygon | FALSE | TRUE | America/New_York | 3 | 28341 | 1840016468 | [10 empty] | FaisonNC
Terramuggus | Terramuggus | CT | Connecticut | 9003 | Hartford | 41.6342 | -72.4692 | 956 | 321 | polygon | FALSE | FALSE | America/New_York | 3 | 6447 | 1840028604 | [10 empty] | TerramuggusCT
Germanton | Germanton | NC | North Carolina | 37067 | Forsyth | 36.2587 | -80.236 | 955 | 210 | polygon | FALSE | FALSE | America/New_York | 3 | 27019 | 1840024898 | [10 empty] | GermantonNC
White Deer | White Deer | TX | Texas | 48065 | Carson | 35.4332 | -101.1751 | 955 | 211 | polygon | FALSE | TRUE | America/Chicago | 3 | 79097 | 1840022747 | [10 empty] | White DeerTX
Dolores | Dolores | CO | Colorado | 8083 | Montezuma | 37.4741 | -108.4999 | 955 | 555 | polygon | FALSE | TRUE | America/Denver | 3 | 81323 | 1840021557 | [10 empty] | DoloresCO
Maurertown | Maurertown | VA | Virginia | 51171 | Shenandoah | 38.9325 | -78.4615 | 955 | 170 | polygon | FALSE | FALSE | America/New_York | 3 | 22644 | 1840026690 | [10 empty] | MaurertownVA
Brook | Brook | IN | Indiana | 18111 | Newton | 40.8664 | -87.3653 | 955 | 544 | polygon | FALSE | TRUE | America/Chicago | 3 | 47922 | 1840009324 | [10 empty] | BrookIN
Killen | Killen | AL | Alabama | 1077 | Lauderdale | 34.8607 | -87.5269 | 955 | 182 | polygon | FALSE | TRUE | America/Chicago | 3 | 35645 | 1840016503 | [10 empty] | KillenAL
Ellicott | Ellicott | CO | Colorado | 8041 | El Paso | 38.8256 | -104.3829 | 955 | 33 | polygon | FALSE | FALSE | America/Denver | 3 | 80808 | 1840026689 | [10 empty] | EllicottCO
Norwood Court | Norwood Court | MO | Missouri | 29189 | St. Louis | 38.7141 | -90.2895 | 955 | 3013 | polygon | FALSE | TRUE | America/Chicago | 2 | 63121 | 1840009773 | [10 empty] | Norwood CourtMO
Ringling | Ringling | OK | Oklahoma | 40067 | Jefferson | 34.1785 | -97.5921 | 954 | 557 | polygon | FALSE | TRUE | America/Chicago | 3 | 73456 | 1840021920 | [10 empty] | RinglingOK
Lake Kathryn | Lake Kathryn | FL | Florida | 12069 | Lake | 29.0072 | -81.4905 | 954 | 131 | polygon | FALSE | FALSE | America/New_York | 3 | 32767 | 1840028990 | [10 empty] | Lake KathrynFL
Levan | Levan | UT | Utah | 49023 | Juab | 39.5562 | -111.8608 | 954 | 456 | polygon | FALSE | TRUE | America/Denver | 3 | 84639 | 1840021419 | [10 empty] | LevanUT
Startex | Startex | SC | South Carolina | 45083 | Spartanburg | 34.9309 | -82.0941 | 954 | 242 | polygon | FALSE | FALSE | America/New_York | 3 | 29377 29385 | 1840013511 | [10 empty] | StartexSC
Weleetka | Weleetka | OK | Oklahoma | 40107 | Okfuskee | 35.3428 | -96.1353 | 954 | 539 | polygon | FALSE | TRUE | America/Chicago | 3 | 74880 | 1840022744 | [10 empty] | WeleetkaOK
Belwood | Belwood | NC | North Carolina | 37045 | Cleveland | 35.4794 | -81.5227 | 954 | 29 | polygon | FALSE | TRUE | America/New_York | 3 | 28090 | 1840015424 | [10 empty] | BelwoodNC
Buffalo City | Buffalo City | WI | Wisconsin | 55011 | Buffalo | 44.2237 | -91.8653 | 954 | 174 | polygon | FALSE | TRUE | America/Chicago | 3 | 54622 | 1840002377 | [10 empty] | Buffalo CityWI
Rafael HernÃ¡ndez | Rafael Hernandez | PR | Puerto Rico | 72005 | Aguadilla | 18.4718 | -67.0787 | 954 | 1301 | polygon | FALSE | FALSE | America/Puerto_Rico | 3 | 603 | 1630035490 | [10 empty] | Rafael HernÃ¡ndezPR
Oakland | Oakland | OR | Oregon | 41019 | Douglas | 43.4234 | -123.2968 | 954 | 505 | polygon | FALSE | TRUE | America/Los_Angeles | 3 | 97462 | 1840020036 | [10 empty] | OaklandOR
Gowrie | Gowrie | IA | Iowa | 19187 | Webster | 42.2778 | -94.2897 | 953 | 253 | polygon | FALSE | TRUE | America/Chicago | 3 | 50543 | 1840008054 | [10 empty] | GowrieIA
Basye | Basye | VA | Virginia | 51171 | Shenandoah | 38.8181 | -78.7659 | 953 | 42 | polygon | FALSE | FALSE | America/New_York | 3 | 22842 22810 | 1840006000 | [10 empty] | BasyeVA
Branchville | Branchville | SC | South Carolina | 45075 | Orangeburg | 33.2516 | -80.8161 | 953 | 117 | polygon | FALSE | TRUE | America/New_York | 3 | 29432 | 1840015694 | [10 empty] | BranchvilleSC
Watkins | Watkins | MN | Minnesota | 27093 | Meeker | 45.3153 | -94.412 | 953 | 527 | polygon | FALSE | TRUE | America/Chicago | 3 | 55389 | 1840009996 | [10 empty] | WatkinsMN
Coolidge | Coolidge | TX | Texas | 48293 | Limestone | 31.7514 | -96.6524 | 953 | 387 | polygon | FALSE | TRUE | America/Chicago | 3 | 76635 | 1840023115 | [10 empty] | CoolidgeTX
Swisher | Swisher | IA | Iowa | 19103 | Johnson | 41.8442 | -91.6938 | 953 | 453 | polygon | FALSE | TRUE | America/Chicago | 3 | 52338 | 1840009230 | [10 empty] | SwisherIA
Hiller | Hiller | PA | Pennsylvania | 42051 | Fayette | 40.0081 | -79.9042 | 953 | 242 | polygon | FALSE | FALSE | America/New_York | 3 | 15444 15417 | 1840005542 | [10 empty] | HillerPA
Magnolia | Magnolia | NC | North Carolina | 37061 | Duplin | 34.8963 | -78.054 | 952 | 341 | polygon | FALSE | TRUE | America/New_York | 3 | 28453 | 1840016467 | [10 empty] | MagnoliaNC
Riley | Riley | KS | Kansas | 20161 | Riley | 39.299 | -96.8276 | 952 | 757 | polygon | FALSE | TRUE | America/Chicago | 3 | 66531 | 1840009584 | [10 empty] | RileyKS
Avonmore | Avonmore | PA | Pennsylvania | 42129 | Westmoreland | 40.5272 | -79.4694 | 952 | 249 | polygon | FALSE | TRUE | America/New_York | 3 | 15618 | 1840003626 | [10 empty] | AvonmorePA
Nashwauk | Nashwauk | MN | Minnesota | 27061 | Itasca | 47.3805 | -93.1666 | 952 | 24 | polygon | FALSE | TRUE | America/Chicago | 3 | 55769 55775 | 1840007716 | [10 empty] | NashwaukMN
Milledgeville | Milledgeville | IL | Illinois | 17015 | Carroll | 41.9637 | -89.7748 | 952 | 532 | polygon | FALSE | TRUE | America/Chicago | 3 | 61051 | 1840011240 | [10 empty] | MilledgevilleIL
Mountain Gate | Mountain Gate | CA | California | 6089 | Shasta | 40.7184 | -122.3262 | 952 | 186 | polygon | FALSE | FALSE | America/Los_Angeles | 3 | 96003 | 1840026368 | [10 empty] | Mountain GateCA
La Puebla | La Puebla | NM | New Mexico | 35049 | Santa Fe | 35.989 | -105.9987 | 952 | 120 | polygon | FALSE | FALSE | America/Denver | 3 | 87567 87532 | 1840017775 | [10 empty] | La PueblaNM
Tuscarora | Tuscarora | PA | Pennsylvania | 42107 | Schuylkill | 40.7638 | -76.0601 | 952 | 105 | polygon | FALSE | FALSE | America/New_York | 3 | 17925 17952 17982 | 1840005220 | [10 empty] | TuscaroraPA
Millersburg | Millersburg | IN | Indiana | 18039 | Elkhart | 41.5277 | -85.6964 | 951 | 568 | polygon | FALSE | TRUE | America/Indiana/Indianapolis | 3 | 46543 | 1840009240 | [10 empty] | MillersburgIN
Gore | Gore | OK | Oklahoma | 40135 | Sequoyah | 35.5417 | -95.1129 | 951 | 160 | polygon | FALSE | TRUE | America/Chicago | 3 | 74435 | 1840021752 | [10 empty] | GoreOK
Hoagland | Hoagland | IN | Indiana | 18003 | Allen | 40.952 | -84.9955 | 951 | 108 | polygon | FALSE | FALSE | America/Indiana/Indianapolis | 3 | 46745 | 1840026347 | [10 empty] | HoaglandIN
New Tripoli | New Tripoli | PA | Pennsylvania | 42077 | Lehigh | 40.6773 | -75.7498 | 951 | 400 | polygon | FALSE | FALSE | America/New_York | 3 | 18066 | 1840026407 | [10 empty] | New TripoliPA
Ramblewood | Ramblewood | PA | Pennsylvania | 42027 | Centre | 40.7238 | -77.9432 | 950 | 118 | polygon | FALSE | FALSE | America/New_York | 3 | 16865 | 1840035436 | [10 empty] | RamblewoodPA
Sam Rayburn | Sam Rayburn | TX | Texas | 48241 | Jasper | 31.0789 | -94.0266 | 950 | 43 | polygon | FALSE | FALSE | America/Chicago | 3 | 75931 | 1840025984 | [10 empty] | Sam RayburnTX
Seven Mile | Seven Mile | AZ | Arizona | 4017 | Navajo | 33.7882 | -109.9576 | 950 | 162 | polygon | FALSE | TRUE | America/Phoenix | 3 | 85941 85926 | 1840027934 | [10 empty] | Seven MileAZ
Stateline | Stateline | NV | Nevada | 32005 | Douglas | 38.9678 | -119.9439 | 950 | 510 | polygon | FALSE | FALSE | America/Los_Angeles | 3 | 89449 | 1840018827 | [10 empty] | StatelineNV
Cotter | Cotter | AR | Arkansas | 5005 | Baxter | 36.2819 | -92.5212 | 950 | 152 | polygon | FALSE | TRUE | America/Chicago | 3 | 72635 72626 | 1840014451 | [10 empty] | CotterAR
Onsted | Onsted | MI | Michigan | 26091 | Lenawee | 42.0061 | -84.1894 | 950 | 343 | polygon | FALSE | TRUE | America/Detroit | 3 | 49265 | 1840011374 | [10 empty] | OnstedMI
Camp Hill | Camp Hill | AL | Alabama | 1123 | Tallapoosa | 32.8002 | -85.6536 | 950 | 40 | polygon | FALSE | TRUE | America/Chicago | 3 | 36850 | 1840015761 | [10 empty] | Camp HillAL
Bechtelsville | Bechtelsville | PA | Pennsylvania | 42011 | Berks | 40.3711 | -75.6307 | 949 | 694 | polygon | FALSE | TRUE | America/New_York | 3 | 19505 | 1840001170 | [10 empty] | BechtelsvillePA
Sheldon | Sheldon | IL | Illinois | 17075 | Iroquois | 40.771 | -87.5657 | 949 | 486 | polygon | FALSE | TRUE | America/Chicago | 3 | 60966 | 1840011866 | [10 empty] | SheldonIL
Stafford | Stafford | KS | Kansas | 20185 | Stafford | 37.9624 | -98.5995 | 949 | 400 | polygon | FALSE | TRUE | America/Chicago | 3 | 67578 | 1840009830 | [10 empty] | StaffordKS
Vandiver | Vandiver | AL | Alabama | 1117 | Shelby | 33.4601 | -86.5251 | 949 | 17 | polygon | FALSE | FALSE | America/Chicago | 3 | 35147 35176 | 1840022967 | [10 empty] | VandiverAL
Triana | Triana | AL | Alabama | 1089 | Madison | 34.5904 | -86.7418 | 949 | 299 | polygon | FALSE | TRUE | America/Chicago | 3 | 35756 | 1840016520 | [10 empty] | TrianaAL
Silver City | Silver City | NC | North Carolina | 37093 | Hoke | 34.9972 | -79.2291 | 949 | 245 | polygon | FALSE | FALSE | America/New_York | 3 | 28376 | 1840013506 | [10 empty] | Silver CityNC
Elm Creek | Elm Creek | NE | Nebraska | 31019 | Buffalo | 40.7201 | -99.3755 | 949 | 526 | polygon | FALSE | TRUE | America/Chicago | 3 | 68836 | 1840011831 | [10 empty] | Elm CreekNE
Newport | Newport | OH | Ohio | 39167 | Washington | 39.3965 | -81.2248 | 949 | 226 | polygon | FALSE | FALSE | America/New_York | 3 | 45768 | 1840140501 | [10 empty] | NewportOH
Mansfield | Mansfield | IL | Illinois | 17147 | Piatt | 40.2123 | -88.5082 | 948 | 721 | polygon | FALSE | TRUE | America/Chicago | 3 | 61854 | 1840012323 | [10 empty] | MansfieldIL
Hinton | Hinton | IA | Iowa | 19149 | Plymouth | 42.6212 | -96.2978 | 948 | 510 | polygon | FALSE | TRUE | America/Chicago | 3 | 51024 | 1840006897 | [10 empty] | HintonIA
Blue Mountain | Blue Mountain | MS | Mississippi | 28139 | Tippah | 34.6739 | -89.0262 | 948 | 222 | polygon | FALSE | TRUE | America/Chicago | 3 | 38610 | 1840015518 | [10 empty] | Blue MountainMS
Rose Valley | Rose Valley | PA | Pennsylvania | 42045 | Delaware | 39.8948 | -75.3852 | 948 | 500 | polygon | FALSE | TRUE | America/New_York | 3 | 19063 19086 | 1840000709 | [10 empty] | Rose ValleyPA
Genoa | Genoa | NE | Nebraska | 31125 | Nance | 41.4462 | -97.7322 | 948 | 461 | polygon | FALSE | TRUE | America/Chicago | 3 | 68640 | 1840000639 | [10 empty] | GenoaNE
Silver Ridge | Silver Ridge | NJ | New Jersey | 34029 | Ocean | 39.962 | -74.2358 | 948 | 786 | polygon | FALSE | FALSE | America/New_York | 3 | 8757 | 1840033466 | [10 empty] | Silver RidgeNJ
Ferguson | Ferguson | KY | Kentucky | 21199 | Pulaski | 37.0629 | -84.5922 | 947 | 174 | polygon | FALSE | TRUE | America/New_York | 3 | 42501 42533 | 1840013253 | [10 empty] | FergusonKY
Boonville | Boonville | CA | California | 6045 | Mendocino | 39.0115 | -123.374 | 947 | 65 | polygon | FALSE | FALSE | America/Los_Angeles | 3 | 95415 | 1840025581 | [10 empty] | BoonvilleCA
Sturgeon | Sturgeon | MO | Missouri | 29019 | Boone | 39.2345 | -92.2823 | 947 | 448 | polygon | FALSE | TRUE | America/Chicago | 3 | 65284 | 1840009632 | [10 empty] | SturgeonMO
Shenandoah Shores | Shenandoah Shores | VA | Virginia | 51187 | Warren | 38.9621 | -78.1414 | 946 | 376 | polygon | FALSE | FALSE | America/New_York | 3 | 22630 | 1840026698 | [10 empty] | Shenandoah ShoresVA
Strawberry | Strawberry | AZ | Arizona | 4007 | Gila | 34.4018 | -111.5002 | 946 | 38 | polygon | FALSE | FALSE | America/Phoenix | 3 | 85544 | 1840019266 | [10 empty] | StrawberryAZ
Russell Gardens | Russell Gardens | NY | New York | 36059 | Nassau | 40.7809 | -73.7254 | 946 | 2103 | polygon | FALSE | TRUE | America/New_York | 2 | 11021 | 1840005324 | [10 empty] | Russell GardensNY
West Pelzer | West Pelzer | SC | South Carolina | 45007 | Anderson | 34.645 | -82.4737 | 946 | 707 | polygon | FALSE | TRUE | America/New_York | 3 | 29669 | 1840016575 | [10 empty] | West PelzerSC
Saegertown | Saegertown | PA | Pennsylvania | 42039 | Crawford | 41.7159 | -80.1363 | 946 | 237 | polygon | FALSE | TRUE | America/New_York | 3 | 16433 | 1840000559 | [10 empty] | SaegertownPA
Princeton | Princeton | IA | Iowa | 19163 | Scott | 41.6744 | -90.3573 | 946 | 141 | polygon | FALSE | TRUE | America/Chicago | 3 | 52768 | 1840009236 | [10 empty] | PrincetonIA
Lake Linden | Lake Linden | MI | Michigan | 26061 | Houghton | 47.1939 | -88.4054 | 946 | 463 | polygon | FALSE | TRUE | America/Detroit | 3 | 49945 | 1840013132 | [10 empty] | Lake LindenMI
Timberlane | Timberlane | IL | Illinois | 17007 | Boone | 42.3372 | -88.8694 | 946 | 207 | polygon | FALSE | TRUE | America/Chicago | 3 | 61008 61065 61011 | 1840011147 | [10 empty] | TimberlaneIL
Bernville | Bernville | PA | Pennsylvania | 42011 | Berks | 40.4334 | -76.1107 | 945 | 859 | polygon | FALSE | TRUE | America/New_York | 3 | 19506 | 1840001171 | [10 empty] | BernvillePA
Buchanan Lake Village | Buchanan Lake Village | TX | Texas | 48299 | Llano | 30.8565 | -98.4378 | 945 | 245 | polygon | FALSE | FALSE | America/Chicago | 3 | 78672 | 1840025994 | [10 empty] | Buchanan Lake VillageTX
Golden Shores | Golden Shores | AZ | Arizona | 4015 | Mohave | 34.7819 | -114.4777 | 945 | 44 | polygon | FALSE | TRUE | America/Phoenix | 3 | 86440 86436 | 1840075379 | [10 empty] | Golden ShoresAZ
Collinwood | Collinwood | TN | Tennessee | 47181 | Wayne | 35.1745 | -87.7441 | 944 | 131 | polygon | FALSE | TRUE | America/Chicago | 3 | 38450 | 1840014563 | [10 empty] | CollinwoodTN
Plain Dealing | Plain Dealing | LA | Louisiana | 22015 | Bossier | 32.9074 | -93.6992 | 944 | 230 | polygon | FALSE | TRUE | America/Chicago | 3 | 71064 | 1840016934 | [10 empty] | Plain DealingLA
Drexel | Drexel | MO | Missouri | 29037 | Cass | 38.5005 | -94.6025 | 944 | 133 | polygon | FALSE | TRUE | America/Chicago | 3 | 64742 | 1840008608 | [10 empty] | DrexelMO
Griswold | Griswold | IA | Iowa | 19029 | Cass | 41.2343 | -95.1392 | 944 | 586 | polygon | FALSE | TRUE | America/Chicago | 3 | 51535 | 1840007126 | [10 empty] | GriswoldIA
Wallace | Wallace | CA | California | 6009 | Calaveras | 38.1978 | -120.9586 | 944 | 83 | polygon | FALSE | FALSE | America/Los_Angeles | 3 | 95254 | 1840018871 | [10 empty] | WallaceCA
Carrollton | Carrollton | AL | Alabama | 1107 | Pickens | 33.2619 | -88.0951 | 943 | 176 | polygon | FALSE | TRUE | America/Chicago | 3 | 35447 | 1840004806 | [10 empty] | CarrolltonAL
Odebolt | Odebolt | IA | Iowa | 19161 | Sac | 42.3118 | -95.2542 | 943 | 347 | polygon | FALSE | TRUE | America/Chicago | 3 | 51458 | 1840008069 | [10 empty] | OdeboltIA
Wayland | Wayland | IA | Iowa | 19087 | Henry | 41.1484 | -91.6575 | 943 | 343 | polygon | FALSE | TRUE | America/Chicago | 3 | 52654 | 1840010313 | [10 empty] | WaylandIA
Crivitz | Crivitz | WI | Wisconsin | 55075 | Marinette | 45.2337 | -88.0067 | 943 | 229 | polygon | FALSE | TRUE | America/Chicago | 3 | 54114 | 1840003929 | [10 empty] | CrivitzWI
Raymond | Raymond | IL | Illinois | 17135 | Montgomery | 39.3198 | -89.5747 | 942 | 285 | polygon | FALSE | TRUE | America/Chicago | 3 | 62560 | 1840012641 | [10 empty] | RaymondIL
Bow Mar | Bow Mar | CO | Colorado | 8005 | Arapahoe | 39.6253 | -105.0511 | 942 | 547 | polygon | FALSE | TRUE | America/Denver | 3 | 80123 | 1840021439 | [10 empty] | Bow MarCO
Zena | Zena | NY | New York | 36111 | Ulster | 42.0209 | -74.0855 | 942 | 124 | polygon | FALSE | FALSE | America/New_York | 3 | 12401 12498 | 1840004730 | [10 empty] | ZenaNY
Goldsboro | Goldsboro | PA | Pennsylvania | 42133 | York | 40.1544 | -76.7516 | 941 | 805 | polygon | FALSE | TRUE | America/New_York | 3 | 17319 | 1840001448 | [10 empty] | GoldsboroPA
Ivyland | Ivyland | PA | Pennsylvania | 42017 | Bucks | 40.2083 | -75.0733 | 941 | 1024 | polygon | FALSE | TRUE | America/New_York | 3 | 18974 | 1840001323 | [10 empty] | IvylandPA
Pringle | Pringle | PA | Pennsylvania | 42079 | Luzerne | 41.2773 | -75.9014 | 941 | 781 | polygon | FALSE | TRUE | America/New_York | 3 | 18704 18709 | 1840000768 | [10 empty] | PringlePA
Homeland | Homeland | GA | Georgia | 13049 | Charlton | 30.8603 | -82.0213 | 941 | 145 | polygon | FALSE | TRUE | America/New_York | 3 | 31537 | 1840014998 | [10 empty] | HomelandGA
Loma | Loma | CO | Colorado | 8077 | Mesa | 39.2075 | -108.805 | 941 | 33 | polygon | FALSE | FALSE | America/Denver | 3 | 81524 | 1840026665 | [10 empty] | LomaCO
Orlinda | Orlinda | TN | Tennessee | 47147 | Robertson | 36.5938 | -86.7015 | 940 | 55 | polygon | FALSE | TRUE | America/Chicago | 3 | 37141 | 1840014414 | [10 empty] | OrlindaTN
Bloomfield | Bloomfield | NE | Nebraska | 31107 | Knox | 42.5984 | -97.6481 | 940 | 444 | polygon | FALSE | TRUE | America/Chicago | 3 | 68718 | 1840000415 | [10 empty] | BloomfieldNE
Cottonwood | Cottonwood | ID | Idaho | 16049 | Idaho | 46.051 | -116.3497 | 940 | 432 | polygon | FALSE | TRUE | America/Los_Angeles | 3 | 83522 | 1840018483 | [10 empty] | CottonwoodID
Parcelas Nuevas | Parcelas Nuevas | PR | Puerto Rico | 72041 | Cidra | 18.14 | -66.1702 | 940 | 564 | polygon | FALSE | FALSE | America/Puerto_Rico | 3 | 739 | 1630035541 | [10 empty] | Parcelas NuevasPR
Spiceland | Spiceland | IN | Indiana | 18065 | Henry | 39.8433 | -85.4261 | 940 | 253 | polygon | FALSE | TRUE | America/Indiana/Indianapolis | 3 | 47385 | 1840010533 | [10 empty] | SpicelandIN
South Canal | South Canal | OH | Ohio | 39155 | Trumbull | 41.1759 | -80.9864 | 940 | 219 | polygon | FALSE | FALSE | America/New_York | 3 | 44444 | 1840004902 | [10 empty] | South CanalOH
Medford | Medford | OK | Oklahoma | 40053 | Grant | 36.8037 | -97.738 | 939 | 337 | polygon | FALSE | TRUE | America/Chicago | 3 | 73759 | 1840020342 | [10 empty] | MedfordOK
Jeffersonville | Jeffersonville | GA | Georgia | 13289 | Twiggs | 32.6863 | -83.3433 | 939 | 99 | polygon | FALSE | TRUE | America/New_York | 3 | 31044 | 1840014871 | [10 empty] | JeffersonvilleGA
Mansfield Center | Mansfield Center | CT | Connecticut | 9013 | Tolland | 41.7618 | -72.1944 | 939 | 118 | polygon | FALSE | FALSE | America/New_York | 3 | 6250 | 1840003273 | [10 empty] | Mansfield CenterCT
Napanoch | Napanoch | NY | New York | 36111 | Ulster | 41.7514 | -74.3729 | 939 | 297 | polygon | FALSE | FALSE | America/New_York | 3 | 12458 12489 | 1840004707 | [10 empty] | NapanochNY
McIntosh | McIntosh | NM | New Mexico | 35057 | Torrance | 34.8804 | -106.0577 | 939 | 16 | polygon | FALSE | FALSE | America/Denver | 3 | 87032 87035 87016 | 1840026965 | [10 empty] | McIntoshNM
Central Lake | Central Lake | MI | Michigan | 26009 | Antrim | 45.0691 | -85.2613 | 939 | 361 | polygon | FALSE | TRUE | America/Detroit | 3 | 49622 | 1840010002 | [10 empty] | Central LakeMI
New Castle | New Castle | KY | Kentucky | 21103 | Henry | 38.4334 | -85.1689 | 939 | 884 | polygon | FALSE | TRUE | America/New_York | 3 | 40058 40050 | 1840014281 | [10 empty] | New CastleKY
Zia Pueblo | Zia Pueblo | NM | New Mexico | 35043 | Sandoval | 35.52 | -106.715 | 939 | 13 | polygon | FALSE | FALSE | America/Denver | 3 | 87053 | 1840019071 | [10 empty] | Zia PuebloNM
Franklin Grove | Franklin Grove | IL | Illinois | 17103 | Lee | 41.8409 | -89.3005 | 938 | 763 | polygon | FALSE | TRUE | America/Chicago | 3 | 61031 | 1840011430 | [10 empty] | Franklin GroveIL
Wenona | Wenona | IL | Illinois | 17123 | Marshall | 41.0487 | -89.0523 | 938 | 492 | polygon | FALSE | TRUE | America/Chicago | 3 | 61377 | 1840010321 | [10 empty] | WenonaIL
Magas Arriba | Magas Arriba | PR | Puerto Rico | 72059 | Guayanilla | 18.0233 | -66.7664 | 938 | 493 | polygon | FALSE | FALSE | America/Puerto_Rico | 3 | 656 | 1630023619 | [10 empty] | Magas ArribaPR
Dryden | Dryden | MI | Michigan | 26087 | Lapeer | 42.9456 | -83.124 | 938 | 328 | polygon | FALSE | TRUE | America/Detroit | 3 | 48428 | 1840011000 | [10 empty] | DrydenMI
Camptown | Camptown | VA | Virginia | 51093 | Isle of Wight | 36.6833 | -76.8964 | 938 | 59 | polygon | FALSE | TRUE | America/New_York | 3 | 23851 | 1840041693 | [10 empty] | CamptownVA
Gwinner | Gwinner | ND | North Dakota | 38081 | Sargent | 46.2357 | -97.6695 | 937 | 175 | polygon | FALSE | TRUE | America/Chicago | 3 | 58040 | 1840000246 | [10 empty] | GwinnerND
Parrish | Parrish | AL | Alabama | 1127 | Walker | 33.7323 | -87.2802 | 937 | 172 | polygon | FALSE | TRUE | America/Chicago | 3 | 35580 | 1840016770 | [10 empty] | ParrishAL
Hydro | Hydro | OK | Oklahoma | 40011 | Blaine | 35.5482 | -98.5792 | 937 | 539 | polygon | FALSE | TRUE | America/Chicago | 3 | 73048 | 1840021769 | [10 empty] | HydroOK
Wallace Ridge | Wallace Ridge | LA | Louisiana | 22025 | Catahoula | 31.6849 | -91.8321 | 936 | 51 | polygon | FALSE | FALSE | America/Chicago | 3 | 71343 | 1840025934 | [10 empty] | Wallace RidgeLA
Borden | Borden | IN | Indiana | 18019 | Clark | 38.4699 | -85.9491 | 936 | 259 | polygon | FALSE | TRUE | America/Kentucky/Louisville | 3 | 47106 | 1840009664 | [10 empty] | BordenIN
Mason | Mason | WV | West Virginia | 54053 | Mason | 39.0183 | -82.0314 | 936 | 618 | polygon | FALSE | TRUE | America/New_York | 3 | 25260 | 1840006050 | [10 empty] | MasonWV
Addyston | Addyston | OH | Ohio | 39061 | Hamilton | 39.1371 | -84.7104 | 936 | 424 | polygon | FALSE | TRUE | America/New_York | 3 | 45052 45002 45001 | 1840010673 | [10 empty] | AddystonOH
Cotton Valley | Cotton Valley | LA | Louisiana | 22119 | Webster | 32.8135 | -93.4228 | 936 | 137 | polygon | FALSE | TRUE | America/Chicago | 3 | 71018 | 1840016935 | [10 empty] | Cotton ValleyLA
Green River | Green River | UT | Utah | 49015 | Emery | 38.9935 | -110.1723 | 935 | 13 | polygon | FALSE | TRUE | America/Denver | 3 | 84525 | 1840020216 | [10 empty] | Green RiverUT
Carrizozo | Carrizozo | NM | New Mexico | 35027 | Lincoln | 33.6433 | -105.8411 | 935 | 43 | polygon | FALSE | TRUE | America/Denver | 3 | 88301 | 1840022870 | [10 empty] | CarrizozoNM
Trumbauersville | Trumbauersville | PA | Pennsylvania | 42017 | Bucks | 40.4132 | -75.3801 | 935 | 811 | polygon | FALSE | TRUE | America/New_York | 3 | 18951 18970 | 1840001315 | [10 empty] | TrumbauersvillePA
Lamar | Lamar | SC | South Carolina | 45031 | Darlington | 34.1695 | -80.0649 | 935 | 294 | polygon | FALSE | TRUE | America/New_York | 3 | 29069 | 1840016631 | [10 empty] | LamarSC
Hardin | Hardin | TX | Texas | 48291 | Liberty | 30.1493 | -94.7377 | 935 | 139 | polygon | FALSE | TRUE | America/Chicago | 3 | 77575 77561 | 1840020899 | [10 empty] | HardinTX
Farmersville | Farmersville | PA | Pennsylvania | 42071 | Lancaster | 40.1291 | -76.1551 | 935 | 146 | polygon | FALSE | FALSE | America/New_York | 3 | 17522 | 1840034962 | [10 empty] | FarmersvillePA
Maysville | Maysville | NC | North Carolina | 37103 | Jones | 34.907 | -77.2323 | 935 | 421 | polygon | FALSE | TRUE | America/New_York | 3 | 28555 | 1840016444 | [10 empty] | MaysvilleNC
Grace | Grace | ID | Idaho | 16029 | Caribou | 42.5757 | -111.7305 | 935 | 376 | polygon | FALSE | TRUE | America/Boise | 3 | 83241 | 1840020073 | [10 empty] | GraceID
Paint | Paint | PA | Pennsylvania | 42111 | Somerset | 40.2421 | -78.8501 | 935 | 1036 | polygon | FALSE | TRUE | America/New_York | 3 | 15963 | 1840003743 | [10 empty] | PaintPA
Sister Bay | Sister Bay | WI | Wisconsin | 55029 | Door | 45.1835 | -87.1271 | 935 | 139 | polygon | FALSE | TRUE | America/Chicago | 3 | 54234 | 1840003934 | [10 empty] | Sister BayWI
Cannon Ball | Cannon Ball | ND | North Dakota | 38085 | Sioux | 46.3173 | -100.6358 | 935 | 4 | polygon | FALSE | FALSE | America/Chicago | 3 | 58528 58538 | 1840004004 | [10 empty] | Cannon BallND
Santa Susana | Santa Susana | CA | California | 6111 | Ventura | 34.258 | -118.6662 | 935 | 324 | polygon | FALSE | FALSE | America/Los_Angeles | 3 | 93063 | 1840025000 | [10 empty] | Santa SusanaCA
Lansing | Lansing | IA | Iowa | 19005 | Allamakee | 43.3606 | -91.2254 | 935 | 335 | polygon | FALSE | TRUE | America/Chicago | 3 | 52151 | 1840007978 | [10 empty] | LansingIA
Lake Bosworth | Lake Bosworth | WA | Washington | 53061 | Snohomish | 48.0532 | -121.9812 | 935 | 105 | polygon | FALSE | FALSE | America/Los_Angeles | 3 | 98290 98252 | 1840037850 | [10 empty] | Lake BosworthWA
Miner | Miner | MO | Missouri | 29201 | Scott | 36.8973 | -89.5353 | 934 | 79 | polygon | FALSE | TRUE | America/Chicago | 3 | 63801 | 1840008782 | [10 empty] | MinerMO
Utica | Utica | IN | Indiana | 18019 | Clark | 38.3381 | -85.6558 | 934 | 302 | polygon | FALSE | TRUE | America/New_York | 3 | 47130 | 1840010787 | [10 empty] | UticaIN
Walker | Walker | MN | Minnesota | 27021 | Cass | 47.0891 | -94.5854 | 934 | 141 | polygon | FALSE | TRUE | America/Chicago | 3 | 56484 | 1840009967 | [10 empty] | WalkerMN
Clarksville City | Clarksville City | TX | Texas | 48183 | Gregg | 32.5329 | -94.8946 | 934 | 56 | polygon | FALSE | TRUE | America/Chicago | 3 | 75604 75647 75693 | 1840019457 | [10 empty] | Clarksville CityTX
Elliott | Elliott | MS | Mississippi | 28043 | Grenada | 33.6913 | -89.7525 | 934 | 79 | polygon | FALSE | FALSE | America/Chicago | 3 | 38925 38901 | 1840025873 | [10 empty] | ElliottMS
Burnsville | Burnsville | MS | Mississippi | 28141 | Tishomingo | 34.8348 | -88.3178 | 934 | 75 | polygon | FALSE | TRUE | America/Chicago | 3 | 38833 | 1840015517 | [10 empty] | BurnsvilleMS
Talpa | Talpa | NM | New Mexico | 35055 | Taos | 36.3421 | -105.5923 | 934 | 275 | polygon | FALSE | FALSE | America/Denver | 3 | 87557 87571 | 1840026912 | [10 empty] | TalpaNM
Hondah | Hondah | AZ | Arizona | 4017 | Navajo | 34.086 | -109.915 | 934 | 29 | polygon | FALSE | TRUE | America/Phoenix | 3 | 85935 85930 | 1840075391 | [10 empty] | HondahAZ
Lynnview | Lynnview | KY | Kentucky | 21111 | Jefferson | 38.1791 | -85.7112 | 933 | 1938 | polygon | FALSE | TRUE | America/New_York | 3 | 40213 | 1840015192 | [10 empty] | LynnviewKY
Brunswick | Brunswick | NC | North Carolina | 37047 | Columbus | 34.2879 | -78.7084 | 933 | 600 | polygon | FALSE | TRUE | America/New_York | 3 | 28424 28472 | 1840015569 | [10 empty] | BrunswickNC
Prentiss | Prentiss | MS | Mississippi | 28065 | Jefferson Davis | 31.5995 | -89.8746 | 933 | 120 | polygon | FALSE | TRUE | America/Chicago | 3 | 39474 | 1840018168 | [10 empty] | PrentissMS
Shellman | Shellman | GA | Georgia | 13243 | Randolph | 31.7571 | -84.6159 | 933 | 114 | polygon | FALSE | TRUE | America/New_York | 3 | 39886 | 1840015851 | [10 empty] | ShellmanGA
Golden Beach | Golden Beach | FL | Florida | 12086 | Miami-Dade | 25.966 | -80.121 | 933 | 1110 | polygon | FALSE | TRUE | America/New_York | 3 | 33160 | 1840017277 | [10 empty] | Golden BeachFL
Westphalia | Westphalia | MI | Michigan | 26037 | Clinton | 42.9303 | -84.798 | 933 | 328 | polygon | FALSE | TRUE | America/Detroit | 3 | 48894 | 1840011027 | [10 empty] | WestphaliaMI
Saybrook Manor | Saybrook Manor | CT | Connecticut | 9007 | Middlesex | 41.2825 | -72.4063 | 933 | 466 | polygon | FALSE | FALSE | America/New_York | 3 | 6475 | 1840003371 | [10 empty] | Saybrook ManorCT
Lake Quivira | Lake Quivira | KS | Kansas | 20091 | Johnson | 39.0388 | -94.7688 | 933 | 258 | polygon | FALSE | TRUE | America/Chicago | 3 | 66217 | 1840001637 | [10 empty] | Lake QuiviraKS
Grandfield | Grandfield | OK | Oklahoma | 40141 | Tillman | 34.2305 | -98.6873 | 933 | 429 | polygon | FALSE | TRUE | America/Chicago | 3 | 73546 | 1840020528 | [10 empty] | GrandfieldOK
Clarkrange | Clarkrange | TN | Tennessee | 47049 | Fentress | 36.1857 | -85.0096 | 932 | 35 | polygon | FALSE | FALSE | America/Chicago | 3 | 38553 | 1840025759 | [10 empty] | ClarkrangeTN
Le Roy | Le Roy | MN | Minnesota | 27099 | Mower | 43.5131 | -92.5076 | 932 | 509 | polygon | FALSE | TRUE | America/Chicago | 3 | 55951 | 1840007936 | [10 empty] | Le RoyMN
Coldspring | Coldspring | TX | Texas | 48407 | San Jacinto | 30.5898 | -95.1307 | 932 | 193 | polygon | FALSE | TRUE | America/Chicago | 3 | 77331 | 1840023267 | [10 empty] | ColdspringTX
Eden | Eden | WI | Wisconsin | 55039 | Fond du Lac | 43.6928 | -88.3642 | 932 | 599 | polygon | FALSE | TRUE | America/Chicago | 3 | 53019 | 1840002605 | [10 empty] | EdenWI
White Sulphur Springs | White Sulphur Springs | MT | Montana | 30059 | Meagher | 46.5452 | -110.9039 | 931 | 361 | polygon | FALSE | TRUE | America/Denver | 3 | 59645 | 1840021157 | [10 empty] | White Sulphur SpringsMT
Lake of the Woods | Lake of the Woods | CA | California | 6029 | Kern | 34.8226 | -119.0027 | 931 | 102 | polygon | FALSE | FALSE | America/Los_Angeles | 3 | 93225 | 1840017824 | [10 empty] | Lake of the WoodsCA
Craigsville | Craigsville | VA | Virginia | 51015 | Augusta | 38.0838 | -79.3853 | 931 | 173 | polygon | FALSE | TRUE | America/New_York | 3 | 24430 | 1840006250 | [10 empty] | CraigsvilleVA
Naco | Naco | AZ | Arizona | 4003 | Cochise | 31.3431 | -109.9336 | 931 | 111 | polygon | FALSE | FALSE | America/Phoenix | 3 | 85603 85620 | 1840019491 | [10 empty] | NacoAZ
Kiowa | Kiowa | KS | Kansas | 20007 | Barber | 37.0174 | -98.4848 | 931 | 324 | polygon | FALSE | TRUE | America/Chicago | 3 | 67070 | 1840008756 | [10 empty] | KiowaKS
Henning | Henning | TN | Tennessee | 47097 | Lauderdale | 35.682 | -89.577 | 931 | 145 | polygon | FALSE | TRUE | America/Chicago | 3 | 38041 | 1840015373 | [10 empty] | HenningTN
Henderson | Henderson | MN | Minnesota | 27143 | Sibley | 44.5278 | -93.9091 | 930 | 334 | polygon | FALSE | TRUE | America/Chicago | 3 | 56044 | 1840006777 | [10 empty] | HendersonMN
Palmas | Palmas | PR | Puerto Rico | 72015 | Arroyo | 17.9878 | -66.0254 | 930 | 274 | polygon | FALSE | FALSE | America/Puerto_Rico | 3 | 00723 00714 | 1630023593 | [10 empty] | PalmasPR
Deer River | Deer River | MN | Minnesota | 27061 | Itasca | 47.3409 | -93.7961 | 930 | 280 | polygon | FALSE | TRUE | America/Chicago | 3 | 56636 | 1840006614 | [10 empty] | Deer RiverMN
Crawford | Crawford | NE | Nebraska | 31045 | Dawes | 42.6845 | -103.416 | 930 | 305 | polygon | FALSE | TRUE | America/Denver | 3 | 69339 | 1840006892 | [10 empty] | CrawfordNE
Hays | Hays | MT | Montana | 30005 | Blaine | 48.0104 | -108.6606 | 930 | 13 | polygon | FALSE | FALSE | America/Denver | 3 | 59524 59527 | 1840017306 | [10 empty] | HaysMT
Uniontown | Uniontown | KY | Kentucky | 21225 | Union | 37.7732 | -87.9318 | 930 | 422 | polygon | FALSE | TRUE | America/Chicago | 3 | 42461 | 1840015228 | [10 empty] | UniontownKY
Tilden | Tilden | NE | Nebraska | 31119 | Madison | 42.0435 | -97.8318 | 930 | 463 | polygon | FALSE | TRUE | America/Chicago | 3 | 68781 | 1840003224 | [10 empty] | TildenNE
Kaanapali | Kaanapali | HI | Hawaii | 15009 | Maui | 20.9276 | -156.6795 | 930 | 72 | polygon | FALSE | FALSE | Pacific/Honolulu | 3 | 96761 96767 | 1840029488 | [10 empty] | KaanapaliHI
West Point | West Point | IA | Iowa | 19111 | Lee | 40.7145 | -91.4527 | 930 | 568 | polygon | FALSE | TRUE | America/Chicago | 3 | 52656 | 1840010373 | [10 empty] | West PointIA
Liberty | Liberty | UT | Utah | 49057 | Weber | 41.3426 | -111.8649 | 929 | 61 | polygon | FALSE | FALSE | America/Denver | 3 | 84310 | 1840037164 | [10 empty] | LibertyUT
Cameron | Cameron | AZ | Arizona | 4005 | Coconino | 35.8537 | -111.4269 | 929 | 19 | polygon | FALSE | FALSE | America/Denver | 3 | 86020 | 1840017662 | [10 empty] | CameronAZ
Greens Landing | Greens Landing | PA | Pennsylvania | 42015 | Bradford | 41.9312 | -76.5403 | 929 | 133 | polygon | FALSE | TRUE | America/New_York | 3 | 18810 | 1840043404 | [10 empty] | Greens LandingPA
Hesperia | Hesperia | MI | Michigan | 26127 | Oceana | 43.5691 | -86.0407 | 929 | 438 | polygon | FALSE | TRUE | America/Detroit | 3 | 49421 | 1840010968 | [10 empty] | HesperiaMI
Jupiter Island | Jupiter Island | FL | Florida | 12085 | Martin | 27.0451 | -80.1101 | 929 | 132 | polygon | FALSE | TRUE | America/New_York | 3 | 33455 | 1840017251 | [10 empty] | Jupiter IslandFL
Battle Lake | Battle Lake | MN | Minnesota | 27111 | Otter Tail | 46.2848 | -95.7187 | 929 | 253 | polygon | FALSE | TRUE | America/Chicago | 3 | 56515 | 1840006652 | [10 empty] | Battle LakeMN
Black Hammock | Black Hammock | FL | Florida | 12117 | Seminole | 28.7107 | -81.1801 | 928 | 34 | polygon | FALSE | TRUE | America/New_York | 3 | 32765 | 1840038852 | [10 empty] | Black HammockFL
Linnell Camp | Linnell Camp | CA | California | 6107 | Tulare | 36.3089 | -119.2225 | 928 | 3058 | polygon | FALSE | TRUE | America/Los_Angeles | 2 | 93292 | 1840042261 | [10 empty] | Linnell CampCA
Owen | Owen | WI | Wisconsin | 55019 | Clark | 44.9485 | -90.5621 | 928 | 153 | polygon | FALSE | TRUE | America/Chicago | 3 | 54460 54498 | 1840002256 | [10 empty] | OwenWI
Jonesville | Jonesville | VA | Virginia | 51105 | Lee | 36.6871 | -83.1154 | 928 | 322 | polygon | FALSE | TRUE | America/New_York | 3 | 24263 | 1840006534 | [10 empty] | JonesvilleVA
Ellington | Ellington | MO | Missouri | 29179 | Reynolds | 37.2365 | -90.9733 | 928 | 245 | polygon | FALSE | TRUE | America/Chicago | 3 | 63638 | 1840008734 | [10 empty] | EllingtonMO
Poquott | Poquott | NY | New York | 36103 | Suffolk | 40.9529 | -73.0903 | 928 | 815 | polygon | FALSE | TRUE | America/New_York | 3 | 11733 | 1840005130 | [10 empty] | PoquottNY
Toomsuba | Toomsuba | MS | Mississippi | 28075 | Lauderdale | 32.4267 | -88.51 | 928 | 76 | polygon | FALSE | FALSE | America/Chicago | 3 | 39364 | 1840025907 | [10 empty] | ToomsubaMS
Delta Junction | Delta Junction | AK | Alaska | 2240 | Southeast Fairbanks | 64.0604 | -145.7058 | 928 | 25 | polygon | FALSE | TRUE | America/Anchorage | 3 | 99737 | 1840023474 | [10 empty] | Delta JunctionAK
Boston | Boston | VA | Virginia | 51001 | Accomack | 37.6039 | -75.8437 | 928 | 139 | polygon | FALSE | FALSE | America/New_York | 3 | 23420 | 1840024721 | [10 empty] | BostonVA
Hotchkiss | Hotchkiss | CO | Colorado | 8029 | Delta | 38.799 | -107.7136 | 928 | 386 | polygon | FALSE | TRUE | America/Denver | 3 | 81419 | 1840021466 | [10 empty] | HotchkissCO
Pine River | Pine River | MN | Minnesota | 27021 | Cass | 46.7225 | -94.3975 | 927 | 296 | polygon | FALSE | TRUE | America/Chicago | 3 | 56474 | 1840008837 | [10 empty] | Pine RiverMN
Dagsboro | Dagsboro | DE | Delaware | 10005 | Sussex | 38.5464 | -75.2461 | 927 | 245 | polygon | FALSE | TRUE | America/New_York | 3 | 19939 | 1840006076 | [10 empty] | DagsboroDE
Summerton | Summerton | SC | South Carolina | 45027 | Clarendon | 33.6013 | -80.3527 | 927 | 264 | polygon | FALSE | TRUE | America/New_York | 3 | 29148 | 1840016787 | [10 empty] | SummertonSC
Gun Club Estates | Gun Club Estates | FL | Florida | 12099 | Palm Beach | 26.6753 | -80.108 | 927 | 2996 | polygon | FALSE | FALSE | America/New_York | 2 | 33406 | 1840028984 | [10 empty] | Gun Club EstatesFL
Pettit | Pettit | OK | Oklahoma | 40021 | Cherokee | 35.7656 | -94.9692 | 927 | 30 | polygon | FALSE | FALSE | America/Chicago | 3 | 74451 | 1840019079 | [10 empty] | PettitOK
Chilchinbito | Chilchinbito | AZ | Arizona | 4017 | Navajo | 36.5027 | -110.0512 | 926 | 15 | polygon | FALSE | FALSE | America/Denver | 3 | 86033 | 1840017655 | [10 empty] | ChilchinbitoAZ
Stockertown | Stockertown | PA | Pennsylvania | 42095 | Northampton | 40.7548 | -75.2628 | 926 | 368 | polygon | FALSE | TRUE | America/New_York | 3 | 18083 18040 | 1840000980 | [10 empty] | StockertownPA
Jolivue | Jolivue | VA | Virginia | 51015 | Augusta | 38.1149 | -79.0668 | 926 | 190 | polygon | FALSE | FALSE | America/New_York | 3 | 24401 | 1840006244 | [10 empty] | JolivueVA
Point | Point | TX | Texas | 48379 | Rains | 32.9301 | -95.8689 | 926 | 129 | polygon | FALSE | TRUE | America/Chicago | 3 | 75472 | 1840020722 | [10 empty] | PointTX
Foreman | Foreman | AR | Arkansas | 5081 | Little River | 33.7198 | -94.3979 | 926 | 180 | polygon | FALSE | TRUE | America/Chicago | 3 | 71836 | 1840013712 | [10 empty] | ForemanAR
Allen | Allen | OK | Oklahoma | 40123 | Pontotoc | 34.8774 | -96.413 | 926 | 403 | polygon | FALSE | TRUE | America/Chicago | 3 | 74825 | 1840021836 | [10 empty] | AllenOK
Blue Ridge | Blue Ridge | TX | Texas | 48085 | Collin | 33.298 | -96.3994 | 926 | 320 | polygon | FALSE | TRUE | America/Chicago | 3 | 75424 | 1840019398 | [10 empty] | Blue RidgeTX
Big Point | Big Point | MS | Mississippi | 28059 | Jackson | 30.5905 | -88.4846 | 925 | 121 | polygon | FALSE | FALSE | America/Chicago | 3 | 39562 | 1840013933 | [10 empty] | Big PointMS
Walnut Grove | Walnut Grove | TN | Tennessee | 47165 | Sumner | 36.489 | -86.6057 | 925 | 74 | polygon | FALSE | FALSE | America/Chicago | 3 | 37048 | 1840024897 | [10 empty] | Walnut GroveTN
Hubbell | Hubbell | MI | Michigan | 26061 | Houghton | 47.177 | -88.436 | 925 | 191 | polygon | FALSE | FALSE | America/Detroit | 3 | 49934 | 1840006565 | [10 empty] | HubbellMI
Pleasant Hill | Pleasant Hill | IL | Illinois | 17149 | Pike | 39.4432 | -90.8729 | 925 | 466 | polygon | FALSE | TRUE | America/Chicago | 3 | 62366 | 1840012540 | [10 empty] | Pleasant HillIL
Millerton | Millerton | NY | New York | 36027 | Dutchess | 41.9533 | -73.5112 | 925 | 596 | polygon | FALSE | TRUE | America/New_York | 3 | 12546 | 1840004750 | [10 empty] | MillertonNY
Upper Bear Creek | Upper Bear Creek | CO | Colorado | 8019 | Clear Creek | 39.6318 | -105.4154 | 925 | 94 | polygon | FALSE | TRUE | America/Denver | 3 | 80439 | 1840038833 | [10 empty] | Upper Bear CreekCO
Pine Brook Hill | Pine Brook Hill | CO | Colorado | 8013 | Boulder | 40.0471 | -105.3103 | 925 | 124 | polygon | FALSE | FALSE | America/Denver | 3 | 80304 80306 | 1840028521 | [10 empty] | Pine Brook HillCO
Vega | Vega | TX | Texas | 48359 | Oldham | 35.2456 | -102.4262 | 924 | 331 | polygon | FALSE | TRUE | America/Chicago | 3 | 79092 | 1840021755 | [10 empty] | VegaTX
Wartburg | Wartburg | TN | Tennessee | 47129 | Morgan | 36.1038 | -84.5859 | 924 | 352 | polygon | FALSE | TRUE | America/New_York | 3 | 37887 | 1840015313 | [10 empty] | WartburgTN
Old Fort | Old Fort | NC | North Carolina | 37111 | McDowell | 35.6305 | -82.1777 | 924 | 292 | polygon | FALSE | TRUE | America/New_York | 3 | 28762 | 1840016244 | [10 empty] | Old FortNC
Alpine | Alpine | WY | Wyoming | 56023 | Lincoln | 43.1631 | -111.0196 | 924 | 399 | polygon | FALSE | TRUE | America/Denver | 3 | 83128 | 1840021292 | [10 empty] | AlpineWY
South Ashburnham | South Ashburnham | MA | Massachusetts | 25027 | Worcester | 42.6138 | -71.9384 | 924 | 119 | polygon | FALSE | FALSE | America/New_York | 3 | 1430 | 1840004531 | [10 empty] | South AshburnhamMA
Jamestown | Jamestown | IN | Indiana | 18011 | Boone | 39.9286 | -86.626 | 924 | 398 | polygon | FALSE | TRUE | America/Indiana/Indianapolis | 3 | 46147 | 1840010510 | [10 empty] | JamestownIN
Beloit | Beloit | OH | Ohio | 39099 | Mahoning | 40.9196 | -80.9963 | 924 | 365 | polygon | FALSE | TRUE | America/New_York | 3 | 44609 | 1840011775 | [10 empty] | BeloitOH
Philipsburg | Philipsburg | MT | Montana | 30039 | Granite | 46.3324 | -113.296 | 923 | 419 | polygon | FALSE | TRUE | America/Denver | 3 | 59858 | 1840022320 | [10 empty] | PhilipsburgMT
Fredericksburg | Fredericksburg | IA | Iowa | 19037 | Chickasaw | 42.9648 | -92.1965 | 923 | 396 | polygon | FALSE | TRUE | America/Chicago | 3 | 50630 | 1840007996 | [10 empty] | FredericksburgIA
Wyanet | Wyanet | IL | Illinois | 17011 | Bureau | 41.361 | -89.5827 | 923 | 379 | polygon | FALSE | TRUE | America/Chicago | 3 | 61379 | 1840011580 | [10 empty] | WyanetIL
Silver Lake | Silver Lake | IN | Indiana | 18085 | Kosciusko | 41.0744 | -85.8922 | 923 | 664 | polygon | FALSE | TRUE | America/Indiana/Indianapolis | 3 | 46982 | 1840010279 | [10 empty] | Silver LakeIN
Black Eagle | Black Eagle | MT | Montana | 30013 | Cascade | 47.527 | -111.267 | 923 | 230 | polygon | FALSE | FALSE | America/Denver | 3 | 59414 | 1840017345 | [10 empty] | Black EagleMT
DeLand Southwest | DeLand Southwest | FL | Florida | 12127 | Volusia | 29.0077 | -81.3113 | 923 | 570 | polygon | FALSE | TRUE | America/New_York | 3 | 32720 32723 | 1840073824 | [10 empty] | DeLand SouthwestFL
Fremont Hills | Fremont Hills | MO | Missouri | 29043 | Christian | 37.0645 | -93.253 | 922 | 637 | polygon | FALSE | TRUE | America/Chicago | 3 | 65714 | 1840008788 | [10 empty] | Fremont HillsMO
Marine | Marine | IL | Illinois | 17119 | Madison | 38.7868 | -89.7789 | 922 | 478 | polygon | FALSE | TRUE | America/Chicago | 3 | 62061 | 1840012800 | [10 empty] | MarineIL
Millville | Millville | PA | Pennsylvania | 42037 | Columbia | 41.1205 | -76.5253 | 922 | 362 | polygon | FALSE | TRUE | America/New_York | 3 | 17846 | 1840000814 | [10 empty] | MillvillePA
Quinby | Quinby | SC | South Carolina | 45041 | Florence | 34.2282 | -79.7358 | 922 | 272 | polygon | FALSE | TRUE | America/New_York | 3 | 29506 | 1840017960 | [10 empty] | QuinbySC
Village of Clarkston | Village of Clarkston | MI | Michigan | 26125 | Oakland | 42.7342 | -83.4207 | 921 | 803 | polygon | FALSE | TRUE | America/Detroit | 3 | 48346 48347 | 1840073796 | [10 empty] | Village of ClarkstonMI
McClure | McClure | PA | Pennsylvania | 42109 | Snyder | 40.7078 | -77.3107 | 921 | 94 | polygon | FALSE | TRUE | America/New_York | 3 | 17841 | 1840002797 | [10 empty] | McClurePA
Wayne | Wayne | OH | Ohio | 39173 | Wood | 41.301 | -83.4717 | 921 | 1103 | polygon | FALSE | TRUE | America/New_York | 3 | 43466 | 1840011564 | [10 empty] | WayneOH
Blue River | Blue River | CO | Colorado | 8117 | Summit | 39.4362 | -106.035 | 921 | 144 | polygon | FALSE | TRUE | America/Denver | 3 | 80424 | 1840021427 | [10 empty] | Blue RiverCO
Appling | Appling | GA | Georgia | 13073 | Columbia | 33.5588 | -82.3183 | 921 | 40 | polygon | FALSE | FALSE | America/New_York | 3 | 30802 | 1840029376 | [10 empty] | ApplingGA
North Enid | North Enid | OK | Oklahoma | 40047 | Garfield | 36.4457 | -97.8634 | 921 | 153 | polygon | FALSE | TRUE | America/Chicago | 3 | 73701 | 1840022657 | [10 empty] | North EnidOK
Hallock | Hallock | MN | Minnesota | 27069 | Kittson | 48.7659 | -96.9427 | 921 | 166 | polygon | FALSE | TRUE | America/Chicago | 3 | 56728 | 1840006581 | [10 empty] | HallockMN
Minersville | Minersville | UT | Utah | 49001 | Beaver | 38.2335 | -112.9606 | 920 | 163 | polygon | FALSE | TRUE | America/Denver | 3 | 84752 | 1840022508 | [10 empty] | MinersvilleUT
Wakefield | Wakefield | KS | Kansas | 20027 | Clay | 39.2163 | -97.0187 | 920 | 715 | polygon | FALSE | TRUE | America/Chicago | 3 | 67487 | 1840010632 | [10 empty] | WakefieldKS
Hopland | Hopland | CA | California | 6045 | Mendocino | 38.9691 | -123.1173 | 920 | 100 | polygon | FALSE | FALSE | America/Los_Angeles | 3 | 95449 | 1840026596 | [10 empty] | HoplandCA
Shabbona | Shabbona | IL | Illinois | 17037 | DeKalb | 41.7654 | -88.8845 | 920 | 279 | polygon | FALSE | TRUE | America/Chicago | 3 | 60550 | 1840011339 | [10 empty] | ShabbonaIL
Las Croabas | Las Croabas | PR | Puerto Rico | 72053 | Fajardo | 18.3676 | -65.6304 | 920 | 448 | polygon | FALSE | FALSE | America/Puerto_Rico | 3 | 738 | 1630027038 | [10 empty] | Las CroabasPR
Valders | Valders | WI | Wisconsin | 55071 | Manitowoc | 44.0696 | -87.8859 | 920 | 246 | polygon | FALSE | TRUE | America/Chicago | 3 | 54245 | 1840002207 | [10 empty] | ValdersWI
Pomona Park | Pomona Park | FL | Florida | 12107 | Putnam | 29.5015 | -81.5936 | 920 | 116 | polygon | FALSE | TRUE | America/New_York | 3 | 32181 | 1840017220 | [10 empty] | Pomona ParkFL
New Washington | New Washington | OH | Ohio | 39033 | Crawford | 40.9604 | -82.8547 | 920 | 265 | polygon | FALSE | TRUE | America/New_York | 3 | 44854 | 1840011872 | [10 empty] | New WashingtonOH
Glenwillow | Glenwillow | OH | Ohio | 39035 | Cuyahoga | 41.3606 | -81.4728 | 919 | 130 | polygon | FALSE | TRUE | America/New_York | 3 | 44139 | 1840000604 | [10 empty] | GlenwillowOH
Atwood | Atwood | TN | Tennessee | 47017 | Carroll | 35.9747 | -88.6689 | 919 | 204 | polygon | FALSE | TRUE | America/Chicago | 3 | 38220 | 1840015347 | [10 empty] | AtwoodTN
Percy | Percy | IL | Illinois | 17157 | Randolph | 38.0153 | -89.6188 | 919 | 362 | polygon | FALSE | TRUE | America/Chicago | 3 | 62272 | 1840012939 | [10 empty] | PercyIL
Adelino | Adelino | NM | New Mexico | 35061 | Valencia | 34.7066 | -106.7302 | 919 | 130 | polygon | FALSE | FALSE | America/Denver | 3 | 87031 | 1840024992 | [10 empty] | AdelinoNM
Woodville | Woodville | MS | Mississippi | 28157 | Wilkinson | 31.1029 | -91.2992 | 919 | 342 | polygon | FALSE | TRUE | America/Chicago | 3 | 39669 | 1840017109 | [10 empty] | WoodvilleMS
Killbuck | Killbuck | OH | Ohio | 39075 | Holmes | 40.4961 | -81.9825 | 919 | 1041 | polygon | FALSE | TRUE | America/New_York | 3 | 44637 | 1840012079 | [10 empty] | KillbuckOH
Necedah | Necedah | WI | Wisconsin | 55057 | Juneau | 44.0234 | -90.0717 | 918 | 128 | polygon | FALSE | TRUE | America/Chicago | 3 | 54646 | 1840002231 | [10 empty] | NecedahWI
Garysburg | Garysburg | NC | North Carolina | 37131 | Northampton | 36.4479 | -77.5603 | 918 | 375 | polygon | FALSE | TRUE | America/New_York | 3 | 27831 | 1840016042 | [10 empty] | GarysburgNC
Helenwood | Helenwood | TN | Tennessee | 47151 | Scott | 36.4289 | -84.5532 | 918 | 55 | polygon | FALSE | FALSE | America/New_York | 3 | 37755 | 1840013302 | [10 empty] | HelenwoodTN
Pound | Pound | VA | Virginia | 51195 | Wise | 37.126 | -82.6071 | 918 | 136 | polygon | FALSE | TRUE | America/New_York | 3 | 24279 | 1840006483 | [10 empty] | PoundVA
Elkhart | Elkhart | IA | Iowa | 19153 | Polk | 41.7939 | -93.524 | 918 | 198 | polygon | FALSE | TRUE | America/Chicago | 3 | 50073 | 1840008168 | [10 empty] | ElkhartIA
Greenleaf | Greenleaf | WI | Wisconsin | 55009 | Brown | 44.317 | -88.0972 | 918 | 343 | polygon | FALSE | FALSE | America/Chicago | 3 | 54126 | 1840025357 | [10 empty] | GreenleafWI
New Bethlehem | New Bethlehem | PA | Pennsylvania | 42031 | Clarion | 41.0044 | -79.3283 | 917 | 759 | polygon | FALSE | TRUE | America/New_York | 3 | 16242 | 1840003459 | [10 empty] | New BethlehemPA
Calmar | Calmar | IA | Iowa | 19191 | Winneshiek | 43.1811 | -91.8678 | 917 | 320 | polygon | FALSE | TRUE | America/Chicago | 3 | 52132 | 1840006862 | [10 empty] | CalmarIA
Sharon | Sharon | TN | Tennessee | 47183 | Weakley | 36.2349 | -88.8252 | 917 | 278 | polygon | FALSE | TRUE | America/Chicago | 3 | 38255 | 1840017709 | [10 empty] | SharonTN
Spring Ridge | Spring Ridge | PA | Pennsylvania | 42011 | Berks | 40.3533 | -75.9892 | 917 | 391 | polygon | FALSE | FALSE | America/New_York | 3 | 19610 | 1840035415 | [10 empty] | Spring RidgePA
Prices Fork | Prices Fork | VA | Virginia | 51121 | Montgomery | 37.207 | -80.4851 | 917 | 175 | polygon | FALSE | FALSE | America/New_York | 3 | 24060 | 1840024791 | [10 empty] | Prices ForkVA
Yeagertown | Yeagertown | PA | Pennsylvania | 42087 | Mifflin | 40.6414 | -77.5803 | 917 | 788 | polygon | FALSE | FALSE | America/New_York | 3 | 17099 | 1840005372 | [10 empty] | YeagertownPA
Mahinahina | Mahinahina | HI | Hawaii | 15009 | Maui | 20.9539 | -156.6565 | 917 | 52 | polygon | FALSE | TRUE | Pacific/Honolulu | 3 | 96761 | 1840039205 | [10 empty] | MahinahinaHI
Laurel | Laurel | NE | Nebraska | 31027 | Cedar | 42.4301 | -97.0986 | 916 | 299 | polygon | FALSE | TRUE | America/Chicago | 3 | 68745 | 1840008042 | [10 empty] | LaurelNE
Grant | Grant | AL | Alabama | 1095 | Marshall | 34.5189 | -86.2492 | 916 | 191 | polygon | FALSE | TRUE | America/Chicago | 3 | 35747 | 1840016620 | [10 empty] | GrantAL
Marvell | Marvell | AR | Arkansas | 5107 | Phillips | 34.5563 | -90.9153 | 916 | 246 | polygon | FALSE | TRUE | America/Chicago | 3 | 72366 | 1840015552 | [10 empty] | MarvellAR
Red Cloud | Red Cloud | NE | Nebraska | 31181 | Webster | 40.0864 | -98.5222 | 916 | 344 | polygon | FALSE | TRUE | America/Chicago | 3 | 68970 | 1840009445 | [10 empty] | Red CloudNE
Waterloo | Waterloo | NE | Nebraska | 31055 | Douglas | 41.2856 | -96.285 | 915 | 548 | polygon | FALSE | TRUE | America/Chicago | 3 | 68069 | 1840011670 | [10 empty] | WaterlooNE
Eldon | Eldon | IA | Iowa | 19179 | Wapello | 40.9176 | -92.2177 | 915 | 317 | polygon | FALSE | TRUE | America/Chicago | 3 | 52554 | 1840008268 | [10 empty] | EldonIA
Warrenville | Warrenville | SC | South Carolina | 45003 | Aiken | 33.5461 | -81.799 | 915 | 325 | polygon | FALSE | FALSE | America/New_York | 3 | 29851 | 1840026990 | [10 empty] | WarrenvilleSC
MarueÃ±o | Marueno | PR | Puerto Rico | 72113 | Ponce | 18.0587 | -66.6568 | 915 | 755 | polygon | FALSE | FALSE | America/Puerto_Rico | 3 | 731 | 1630035466 | [10 empty] | MarueÃ±oPR
Langdon Place | Langdon Place | KY | Kentucky | 21111 | Jefferson | 38.2865 | -85.5849 | 915 | 2070 | polygon | FALSE | TRUE | America/New_York | 2 | 40242 40241 | 1840030800 | [10 empty] | Langdon PlaceKY
Goshen | Goshen | UT | Utah | 49049 | Utah | 39.951 | -111.9008 | 915 | 429 | polygon | FALSE | TRUE | America/Denver | 3 | 84633 | 1840021403 | [10 empty] | GoshenUT
Komatke | Komatke | AZ | Arizona | 4013 | Maricopa | 33.2953 | -112.1615 | 915 | 157 | polygon | FALSE | FALSE | America/Phoenix | 3 | 85339 | 1840022923 | [10 empty] | KomatkeAZ
Bloomingburg | Bloomingburg | OH | Ohio | 39047 | Fayette | 39.6079 | -83.3953 | 915 | 515 | polygon | FALSE | TRUE | America/New_York | 3 | 43106 | 1840012572 | [10 empty] | BloomingburgOH
Waynoka | Waynoka | OK | Oklahoma | 40151 | Woods | 36.5848 | -98.8785 | 914 | 356 | polygon | FALSE | TRUE | America/Chicago | 3 | 73860 | 1840021595 | [10 empty] | WaynokaOK
Port Gamble Tribal Community | Port Gamble Tribal Community | WA | Washington | 53035 | Kitsap | 47.8487 | -122.5571 | 914 | 83 | polygon | FALSE | TRUE | America/Los_Angeles | 3 | 98346 | 1840042014 | [10 empty] | Port Gamble Tribal CommunityWA
Washington | Washington | LA | Louisiana | 22097 | St. Landry | 30.615 | -92.0594 | 914 | 426 | polygon | FALSE | TRUE | America/Chicago | 3 | 70589 | 1840017175 | [10 empty] | WashingtonLA
Ivey | Ivey | GA | Georgia | 13319 | Wilkinson | 32.9092 | -83.2983 | 914 | 136 | polygon | FALSE | TRUE | America/New_York | 3 | 31031 | 1840014866 | [10 empty] | IveyGA
Leland | Leland | IL | Illinois | 17099 | LaSalle | 41.616 | -88.7982 | 914 | 661 | polygon | FALSE | TRUE | America/Chicago | 3 | 60531 | 1840011532 | [10 empty] | LelandIL
Beaumont | Beaumont | MS | Mississippi | 28111 | Perry | 31.1707 | -88.9252 | 914 | 102 | polygon | FALSE | TRUE | America/Chicago | 3 | 39423 | 1840015874 | [10 empty] | BeaumontMS
Le Grand | Le Grand | IA | Iowa | 19127 | Marshall | 42.0067 | -92.7749 | 914 | 338 | polygon | FALSE | TRUE | America/Chicago | 3 | 50142 | 1840008115 | [10 empty] | Le GrandIA
Fordoche | Fordoche | LA | Louisiana | 22077 | Pointe Coupee | 30.594 | -91.6179 | 913 | 144 | polygon | FALSE | TRUE | America/Chicago | 3 | 70732 | 1840017146 | [10 empty] | FordocheLA
Garberville | Garberville | CA | California | 6023 | Humboldt | 40.1003 | -123.7948 | 913 | 131 | polygon | FALSE | FALSE | America/Los_Angeles | 3 | 95542 | 1840009251 | [10 empty] | GarbervilleCA
Shiocton | Shiocton | WI | Wisconsin | 55087 | Outagamie | 44.4449 | -88.5768 | 913 | 225 | polygon | FALSE | TRUE | America/Chicago | 3 | 54170 | 1840002401 | [10 empty] | ShioctonWI
Altoona | Altoona | AL | Alabama | 1055 | Etowah | 34.031 | -86.3181 | 913 | 81 | polygon | FALSE | TRUE | America/Chicago | 3 | 35952 | 1840000720 | [10 empty] | AltoonaAL
DeSales University | DeSales University | PA | Pennsylvania | 42077 | Lehigh | 40.5388 | -75.3778 | 913 | 1383 | polygon | FALSE | TRUE | America/New_York | 3 | 18034 | 1840043383 | [10 empty] | DeSales UniversityPA
Mesa Verde | Mesa Verde | CA | California | 6065 | Riverside | 33.5957 | -114.7317 | 913 | 81 | polygon | FALSE | FALSE | America/Los_Angeles | 3 | 92225 | 1840028260 | [10 empty] | Mesa VerdeCA
Hilltop | Hilltop | OH | Ohio | 39155 | Trumbull | 41.1627 | -80.7408 | 912 | 470 | polygon | FALSE | FALSE | America/New_York | 3 | 44437 | 1840034372 | [10 empty] | HilltopOH
Ponca | Ponca | NE | Nebraska | 31051 | Dixon | 42.5648 | -96.7097 | 912 | 484 | polygon | FALSE | TRUE | America/Chicago | 3 | 68770 | 1840000422 | [10 empty] | PoncaNE
Mount Olive | Mount Olive | MS | Mississippi | 28031 | Covington | 31.7539 | -89.656 | 912 | 113 | polygon | FALSE | TRUE | America/Chicago | 3 | 39119 | 1840017071 | [10 empty] | Mount OliveMS
Grawn | Grawn | MI | Michigan | 26055 | Grand Traverse | 44.6611 | -85.6881 | 912 | 555 | polygon | FALSE | FALSE | America/Detroit | 3 | 49637 | 1840025203 | [10 empty] | GrawnMI
Lost City | Lost City | OK | Oklahoma | 40021 | Cherokee | 36.0006 | -95.1223 | 912 | 14 | polygon | FALSE | FALSE | America/Chicago | 3 | 74441 | 1840034556 | [10 empty] | Lost CityOK
Coleman | Coleman | FL | Florida | 12119 | Sumter | 28.8013 | -82.0699 | 911 | 135 | polygon | FALSE | TRUE | America/New_York | 3 | 33521 34785 | 1840015087 | [10 empty] | ColemanFL
Hiawassee | Hiawassee | GA | Georgia | 13281 | Towns | 34.9494 | -83.753 | 911 | 217 | polygon | FALSE | TRUE | America/New_York | 3 | 30546 | 1840014645 | [10 empty] | HiawasseeGA
Swayzee | Swayzee | IN | Indiana | 18053 | Grant | 40.5066 | -85.8244 | 911 | 750 | polygon | FALSE | TRUE | America/Indiana/Indianapolis | 3 | 46986 | 1840010396 | [10 empty] | SwayzeeIN
Clay City | Clay City | IL | Illinois | 17025 | Clay | 38.6858 | -88.3486 | 911 | 197 | polygon | FALSE | TRUE | America/Chicago | 3 | 62824 | 1840010727 | [10 empty] | Clay CityIL
Wessington Springs | Wessington Springs | SD | South Dakota | 46073 | Jerauld | 44.0805 | -98.5712 | 911 | 195 | polygon | FALSE | TRUE | America/Chicago | 3 | 57382 | 1840002528 | [10 empty] | Wessington SpringsSD
Sherwood Shores | Sherwood Shores | TX | Texas | 48181 | Grayson | 33.8478 | -96.8147 | 911 | 123 | polygon | FALSE | FALSE | America/Chicago | 3 | 76245 | 1840025871 | [10 empty] | Sherwood ShoresTX
Garden Grove | Garden Grove | FL | Florida | 12053 | Hernando | 28.4716 | -82.4348 | 911 | 363 | polygon | FALSE | FALSE | America/New_York | 3 | 34604 | 1840025147 | [10 empty] | Garden GroveFL
Pearlington | Pearlington | MS | Mississippi | 28045 | Hancock | 30.2492 | -89.6047 | 911 | 38 | polygon | FALSE | FALSE | America/Chicago | 3 | 39572 | 1840013950 | [10 empty] | PearlingtonMS
Bloomville | Bloomville | OH | Ohio | 39147 | Seneca | 41.0514 | -83.0137 | 911 | 582 | polygon | FALSE | TRUE | America/New_York | 3 | 44818 | 1840011719 | [10 empty] | BloomvilleOH
Perry | Perry | KS | Kansas | 20087 | Jefferson | 39.0731 | -95.3866 | 910 | 469 | polygon | FALSE | TRUE | America/Chicago | 3 | 66073 | 1840009611 | [10 empty] | PerryKS
Centuria | Centuria | WI | Wisconsin | 55095 | Polk | 45.4497 | -92.5579 | 910 | 206 | polygon | FALSE | TRUE | America/Chicago | 3 | 54824 | 1840002051 | [10 empty] | CenturiaWI
Panacea | Panacea | FL | Florida | 12129 | Wakulla | 30.0282 | -84.3936 | 910 | 210 | polygon | FALSE | FALSE | America/New_York | 3 | 32346 | 1840026031 | [10 empty] | PanaceaFL
Diamond | Diamond | MO | Missouri | 29145 | Newton | 36.9969 | -94.3152 | 910 | 470 | polygon | FALSE | TRUE | America/Chicago | 3 | 64840 | 1840009928 | [10 empty] | DiamondMO
Tunnel Hill | Tunnel Hill | GA | Georgia | 13313 | Whitfield | 34.8498 | -85.0394 | 910 | 180 | polygon | FALSE | TRUE | America/New_York | 3 | 30755 | 1840015527 | [10 empty] | Tunnel HillGA
Morrice | Morrice | MI | Michigan | 26155 | Shiawassee | 42.8362 | -84.1832 | 910 | 269 | polygon | FALSE | TRUE | America/Detroit | 3 | 48857 | 1840011013 | [10 empty] | MorriceMI
Franklin | Franklin | NE | Nebraska | 31061 | Franklin | 40.0966 | -98.9514 | 910 | 354 | polygon | FALSE | TRUE | America/Chicago | 3 | 68939 | 1840003710 | [10 empty] | FranklinNE
High Rolls | High Rolls | NM | New Mexico | 35035 | Otero | 32.9388 | -105.8214 | 910 | 22 | polygon | FALSE | FALSE | America/Denver | 3 | 88325 | 1840025059 | [10 empty] | High RollsNM
Barker Ten Mile | Barker Ten Mile | NC | North Carolina | 37155 | Robeson | 34.6825 | -78.9889 | 909 | 154 | polygon | FALSE | FALSE | America/New_York | 3 | 28358 | 1840033014 | [10 empty] | Barker Ten MileNC
Garden Plain | Garden Plain | KS | Kansas | 20173 | Sedgwick | 37.663 | -97.6789 | 909 | 345 | polygon | FALSE | TRUE | America/Chicago | 3 | 67050 | 1840008704 | [10 empty] | Garden PlainKS
Old Field | Old Field | NY | New York | 36103 | Suffolk | 40.9614 | -73.1324 | 909 | 169 | polygon | FALSE | TRUE | America/New_York | 3 | 11733 | 1840005128 | [10 empty] | Old FieldNY
Pinnacle | Pinnacle | NC | North Carolina | 37169 | Stokes | 36.323 | -80.4241 | 909 | 97 | polygon | FALSE | FALSE | America/New_York | 3 | 27043 | 1840025765 | [10 empty] | PinnacleNC
Tellico Plains | Tellico Plains | TN | Tennessee | 47123 | Monroe | 35.3665 | -84.2982 | 909 | 179 | polygon | FALSE | TRUE | America/New_York | 3 | 37385 | 1840016311 | [10 empty] | Tellico PlainsTN
Marshall | Marshall | NC | North Carolina | 37115 | Madison | 35.7974 | -82.6819 | 908 | 93 | polygon | FALSE | TRUE | America/New_York | 3 | 28753 | 1840016211 | [10 empty] | MarshallNC
Keystone | Keystone | CO | Colorado | 8117 | Summit | 39.5901 | -105.9383 | 908 | 8 | polygon | FALSE | FALSE | America/Denver | 3 | 80435 | 1840017537 | [10 empty] | KeystoneCO
Port Royal | Port Royal | PA | Pennsylvania | 42067 | Juniata | 40.5338 | -77.3895 | 908 | 582 | polygon | FALSE | TRUE | America/New_York | 3 | 17082 | 1840003621 | [10 empty] | Port RoyalPA
Puako | Puako | HI | Hawaii | 15001 | Hawaii | 19.9389 | -155.8604 | 908 | 34 | polygon | FALSE | FALSE | Pacific/Honolulu | 3 | 96738 96743 | 1840023208 | [10 empty] | PuakoHI
Ignacio | Ignacio | CO | Colorado | 8067 | La Plata | 37.1181 | -107.6375 | 908 | 812 | polygon | FALSE | TRUE | America/Denver | 3 | 81137 | 1840021558 | [10 empty] | IgnacioCO
Keosauqua | Keosauqua | IA | Iowa | 19177 | Van Buren | 40.7347 | -91.9605 | 908 | 242 | polygon | FALSE | TRUE | America/Chicago | 3 | 52565 | 1840008306 | [10 empty] | KeosauquaIA
Osceola | Osceola | MO | Missouri | 29185 | St. Clair | 38.0458 | -93.6973 | 908 | 344 | polygon | FALSE | TRUE | America/Chicago | 3 | 64776 | 1840009843 | [10 empty] | OsceolaMO
Waynesburg | Waynesburg | OH | Ohio | 39151 | Stark | 40.6682 | -81.2598 | 908 | 710 | polygon | FALSE | TRUE | America/New_York | 3 | 44688 | 1840011919 | [10 empty] | WaynesburgOH
Temple | Temple | OK | Oklahoma | 40033 | Cotton | 34.273 | -98.2352 | 907 | 267 | polygon | FALSE | TRUE | America/Chicago | 3 | 73568 | 1840022851 | [10 empty] | TempleOK
Walhalla | Walhalla | ND | North Dakota | 38067 | Pembina | 48.9211 | -97.9176 | 907 | 338 | polygon | FALSE | TRUE | America/Chicago | 3 | 58282 | 1840001859 | [10 empty] | WalhallaND
Bayside Gardens | Bayside Gardens | OR | Oregon | 41057 | Tillamook | 45.7143 | -123.9166 | 907 | 353 | polygon | FALSE | FALSE | America/Los_Angeles | 3 | 97131 97130 | 1840034711 | [10 empty] | Bayside GardensOR
Pimaco Two | Pimaco Two | AZ | Arizona | 4019 | Pima | 31.9666 | -110.4664 | 907 | 77 | polygon | FALSE | FALSE | America/Phoenix | 3 | 85602 | 1840027975 | [10 empty] | Pimaco TwoAZ
Fieldale | Fieldale | VA | Virginia | 51089 | Henry | 36.7009 | -79.9424 | 907 | 225 | polygon | FALSE | FALSE | America/New_York | 3 | 24089 | 1840006550 | [10 empty] | FieldaleVA
Centerville | Centerville | TX | Texas | 48289 | Leon | 31.258 | -95.9797 | 907 | 205 | polygon | FALSE | TRUE | America/Chicago | 3 | 75833 | 1840019539 | [10 empty] | CentervilleTX
Celeste | Celeste | TX | Texas | 48231 | Hunt | 33.2897 | -96.1945 | 907 | 260 | polygon | FALSE | TRUE | America/Chicago | 3 | 75423 | 1840019391 | [10 empty] | CelesteTX
Dubach | Dubach | LA | Louisiana | 22061 | Lincoln | 32.702 | -92.6575 | 907 | 192 | polygon | FALSE | TRUE | America/Chicago | 3 | 71235 | 1840016967 | [10 empty] | DubachLA
Cedar Grove | Cedar Grove | WV | West Virginia | 54039 | Kanawha | 38.2223 | -81.4376 | 907 | 488 | polygon | FALSE | TRUE | America/New_York | 3 | 25039 | 1840006203 | [10 empty] | Cedar GroveWV
Springer | Springer | NM | New Mexico | 35007 | Colfax | 36.3623 | -104.5997 | 906 | 158 | polygon | FALSE | TRUE | America/Denver | 3 | 87747 | 1840022640 | [10 empty] | SpringerNM
East Brady | East Brady | PA | Pennsylvania | 42031 | Clarion | 40.9836 | -79.6131 | 906 | 432 | polygon | FALSE | TRUE | America/New_York | 3 | 16028 | 1840000740 | [10 empty] | East BradyPA
Howard | Howard | CO | Colorado | 8043 | Fremont | 38.4098 | -105.8424 | 906 | 20 | polygon | FALSE | FALSE | America/Denver | 3 | 81233 | 1840024645 | [10 empty] | HowardCO
East Bernstadt | East Bernstadt | KY | Kentucky | 21125 | Laurel | 37.1923 | -84.1209 | 906 | 165 | polygon | FALSE | FALSE | America/New_York | 3 | 40729 | 1840013022 | [10 empty] | East BernstadtKY
Slaughter | Slaughter | LA | Louisiana | 22037 | East Feliciana | 30.7219 | -91.1393 | 906 | 63 | polygon | FALSE | TRUE | America/Chicago | 3 | 70777 | 1840018213 | [10 empty] | SlaughterLA
Grand Coteau | Grand Coteau | LA | Louisiana | 22097 | St. Landry | 30.4202 | -92.0438 | 905 | 144 | polygon | FALSE | TRUE | America/Chicago | 3 | 70541 70512 70584 | 1840017173 | [10 empty] | Grand CoteauLA
Carpendale | Carpendale | WV | West Virginia | 54057 | Mineral | 39.6278 | -78.7896 | 905 | 266 | polygon | FALSE | TRUE | America/New_York | 3 | 26753 | 1840005724 | [10 empty] | CarpendaleWV
Arrington | Arrington | VA | Virginia | 51125 | Nelson | 37.6744 | -78.8929 | 905 | 33 | polygon | FALSE | FALSE | America/New_York | 3 | 22922 | 1840024712 | [10 empty] | ArringtonVA
Schoeneck | Schoeneck | PA | Pennsylvania | 42071 | Lancaster | 40.2453 | -76.1765 | 905 | 112 | polygon | FALSE | FALSE | America/New_York | 3 | 17578 17517 | 1840024345 | [10 empty] | SchoeneckPA
North Haverhill | North Haverhill | NH | New Hampshire | 33009 | Grafton | 44.0938 | -72.0272 | 905 | 114 | polygon | FALSE | FALSE | America/New_York | 3 | 3774 | 1840033204 | [10 empty] | North HaverhillNH
McGill | McGill | NV | Nevada | 32033 | White Pine | 39.402 | -114.777 | 905 | 321 | polygon | FALSE | FALSE | America/Los_Angeles | 3 | 89318 | 1840017531 | [10 empty] | McGillNV
Butte des Morts | Butte des Morts | WI | Wisconsin | 55139 | Winnebago | 44.1058 | -88.6564 | 904 | 282 | polygon | FALSE | FALSE | America/Chicago | 3 | 54927 54986 54904 | 1840025388 | [10 empty] | Butte des MortsWI
Cattaraugus | Cattaraugus | NY | New York | 36009 | Cattaraugus | 42.33 | -78.8671 | 904 | 312 | polygon | FALSE | TRUE | America/New_York | 3 | 14719 | 1840004598 | [10 empty] | CattaraugusNY
Haxtun | Haxtun | CO | Colorado | 8095 | Phillips | 40.6419 | -102.6298 | 904 | 586 | polygon | FALSE | TRUE | America/Denver | 3 | 80731 | 1840021393 | [10 empty] | HaxtunCO
Maxwell | Maxwell | IA | Iowa | 19169 | Story | 41.8914 | -93.3961 | 903 | 319 | polygon | FALSE | TRUE | America/Chicago | 3 | 50161 | 1840008123 | [10 empty] | MaxwellIA
Hopedale | Hopedale | OH | Ohio | 39067 | Harrison | 40.3265 | -80.8954 | 903 | 314 | polygon | FALSE | TRUE | America/New_York | 3 | 43976 | 1840012215 | [10 empty] | HopedaleOH
Piedmont | Piedmont | SD | South Dakota | 46093 | Meade | 44.2135 | -103.3715 | 903 | 264 | polygon | FALSE | TRUE | America/Denver | 3 | 57769 57709 | 1840022340 | [10 empty] | PiedmontSD
Monrovia | Monrovia | MD | Maryland | 24021 | Frederick | 39.3571 | -77.2753 | 903 | 155 | polygon | FALSE | FALSE | America/New_York | 3 | 21770 | 1840024453 | [10 empty] | MonroviaMD
Cooperstown | Cooperstown | ND | North Dakota | 38039 | Griggs | 47.445 | -98.1257 | 903 | 356 | polygon | FALSE | TRUE | America/Chicago | 3 | 58425 | 1840001905 | [10 empty] | CooperstownND
Camanche Village | Camanche Village | CA | California | 6005 | Amador | 38.2662 | -120.9866 | 903 | 64 | polygon | FALSE | FALSE | America/Los_Angeles | 3 | 95640 | 1840022501 | [10 empty] | Camanche VillageCA
Paraje | Paraje | NM | New Mexico | 35006 | Cibola | 35.0444 | -107.4681 | 903 | 62 | polygon | FALSE | FALSE | America/Denver | 3 | 87007 87038 | 1840019172 | [10 empty] | ParajeNM
Friendsville | Friendsville | TN | Tennessee | 47009 | Blount | 35.7563 | -84.1319 | 903 | 122 | polygon | FALSE | TRUE | America/New_York | 3 | 37737 | 1840013405 | [10 empty] | FriendsvilleTN
Rivesville | Rivesville | WV | West Virginia | 54049 | Marion | 39.5318 | -80.1207 | 903 | 664 | polygon | FALSE | TRUE | America/New_York | 3 | 26588 | 1840005737 | [10 empty] | RivesvilleWV
Far Hills | Far Hills | NJ | New Jersey | 34035 | Somerset | 40.6905 | -74.6257 | 903 | 71 | polygon | FALSE | TRUE | America/New_York | 3 | 7931 | 1840003611 | [10 empty] | Far HillsNJ
Inkom | Inkom | ID | Idaho | 16005 | Bannock | 42.7954 | -112.2446 | 902 | 358 | polygon | FALSE | TRUE | America/Boise | 3 | 83245 | 1840018669 | [10 empty] | InkomID
Milford Center | Milford Center | OH | Ohio | 39159 | Union | 40.1791 | -83.4381 | 902 | 852 | polygon | FALSE | TRUE | America/New_York | 3 | 43045 43040 | 1840012173 | [10 empty] | Milford CenterOH
Plandome Manor | Plandome Manor | NY | New York | 36059 | Nassau | 40.8146 | -73.6979 | 902 | 720 | polygon | FALSE | TRUE | America/New_York | 3 | 11030 | 1840033935 | [10 empty] | Plandome ManorNY
Woodbury | Woodbury | GA | Georgia | 13199 | Meriwether | 32.9848 | -84.5821 | 902 | 171 | polygon | FALSE | TRUE | America/New_York | 3 | 30293 | 1840015751 | [10 empty] | WoodburyGA
Womens Bay | Womens Bay | AK | Alaska | 2150 | Kodiak Island | 57.696 | -152.6276 | 902 | 7 | polygon | FALSE | FALSE | America/Anchorage | 3 | 99615 | 1840023689 | [10 empty] | Womens BayAK
Dyer | Dyer | AR | Arkansas | 5033 | Crawford | 35.4944 | -94.1388 | 902 | 118 | polygon | FALSE | TRUE | America/Chicago | 3 | 72921 72935 | 1840013421 | [10 empty] | DyerAR
Belmont | Belmont | NY | New York | 36003 | Allegany | 42.2226 | -78.0328 | 902 | 349 | polygon | FALSE | TRUE | America/New_York | 3 | 14813 | 1840004612 | [10 empty] | BelmontNY
Dighton | Dighton | KS | Kansas | 20101 | Lane | 38.481 | -100.4664 | 902 | 401 | polygon | FALSE | TRUE | America/Chicago | 3 | 67839 | 1840007477 | [10 empty] | DightonKS
Eton | Eton | GA | Georgia | 13213 | Murray | 34.8282 | -84.7656 | 902 | 276 | polygon | FALSE | TRUE | America/New_York | 3 | 30705 30724 | 1840013550 | [10 empty] | EtonGA
Brady | Brady | WA | Washington | 53027 | Grays Harbor | 47.0064 | -123.5321 | 902 | 56 | polygon | FALSE | FALSE | America/Los_Angeles | 3 | 98563 | 1840017357 | [10 empty] | BradyWA
Ray | Ray | ND | North Dakota | 38105 | Williams | 48.3416 | -103.1635 | 901 | 264 | polygon | FALSE | TRUE | America/Chicago | 3 | 58849 | 1840000057 | [10 empty] | RayND
Burlingame | Burlingame | KS | Kansas | 20139 | Osage | 38.7518 | -95.8349 | 901 | 393 | polygon | FALSE | TRUE | America/Chicago | 3 | 66413 | 1840007458 | [10 empty] | BurlingameKS
Lake Don Pedro | Lake Don Pedro | CA | California | 6043 | Mariposa | 37.6461 | -120.3367 | 901 | 27 | polygon | FALSE | TRUE | America/Los_Angeles | 3 | 95369 95329 | 1840042847 | [10 empty] | Lake Don PedroCA
Texhoma | Texhoma | OK | Oklahoma | 40139 | Texas | 36.5053 | -101.7876 | 901 | 555 | polygon | FALSE | TRUE | America/Chicago | 3 | 73949 | 1840074975 | [10 empty] | TexhomaOK
Stanaford | Stanaford | WV | West Virginia | 54081 | Raleigh | 37.8156 | -81.1492 | 901 | 182 | polygon | FALSE | FALSE | America/New_York | 3 | 25801 25860 25927 | 1840006349 | [10 empty] | StanafordWV
Stratford | Stratford | CA | California | 6031 | Kings | 36.1884 | -119.8224 | 901 | 509 | polygon | FALSE | FALSE | America/Los_Angeles | 3 | 93266 | 1840019055 | [10 empty] | StratfordCA
Bandera | Bandera | TX | Texas | 48019 | Bandera | 29.7253 | -99.074 | 900 | 292 | polygon | FALSE | TRUE | America/Chicago | 3 | 78003 | 1840019631 | [10 empty] | BanderaTX
Antelope | Antelope | SD | South Dakota | 46121 | Todd | 43.3087 | -100.6307 | 900 | 151 | polygon | FALSE | FALSE | America/Chicago | 3 | 57555 | 1840004261 | [10 empty] | AntelopeSD
Anita | Anita | IA | Iowa | 19029 | Cass | 41.4438 | -94.7658 | 900 | 195 | polygon | FALSE | TRUE | America/Chicago | 3 | 50020 | 1840007124 | [10 empty] | AnitaIA
Hardin | Hardin | IL | Illinois | 17013 | Calhoun | 39.1591 | -90.6248 | 900 | 163 | polygon | FALSE | TRUE | America/Chicago | 3 | 62047 | 1840012684 | [10 empty] | HardinIL
Glidden | Glidden | TX | Texas | 48089 | Colorado | 29.6975 | -96.5907 | 900 | 349 | polygon | FALSE | FALSE | America/Chicago | 3 | 78934 78943 | 1840026034 | [10 empty] | GliddenTX
Wisner | Wisner | LA | Louisiana | 22041 | Franklin | 31.9804 | -91.6552 | 900 | 436 | polygon | FALSE | TRUE | America/Chicago | 3 | 71378 | 1840017010 | [10 empty] | WisnerLA
Hide-A-Way Hills | Hide-A-Way Hills | OH | Ohio | 39073 | Hocking | 39.6551 | -82.466 | 900 | 133 | polygon | FALSE | FALSE | America/New_York | 3 | 43107 43155 | 1840026633 | [10 empty] | Hide-A-Way HillsOH
Santee | Santee | SC | South Carolina | 45075 | Orangeburg | 33.4801 | -80.4852 | 900 | 165 | polygon | FALSE | TRUE | America/New_York | 3 | 29142 | 1840018008 | [10 empty] | SanteeSC
Sandia | Sandia | TX | Texas | 48249 | Jim Wells | 28.0199 | -97.8701 | 900 | 359 | polygon | FALSE | FALSE | America/Chicago | 3 | 78383 | 1840019713 | [10 empty] | SandiaTX
Dennehotso | Dennehotso | AZ | Arizona | 4001 | Apache | 36.8209 | -109.879 | 900 | 34 | polygon | FALSE | FALSE | America/Denver | 3 | 86535 | 1840018995 | [10 empty] | DennehotsoAZ
Lake Mack-Forest Hills | Lake Mack-Forest Hills | FL | Florida | 12069 | Lake | 29.0006 | -81.4239 | 899 | 71 | polygon | FALSE | TRUE | America/New_York | 3 | 32720 32767 | 1840073860 | [10 empty] | Lake Mack-Forest HillsFL
Moulton | Moulton | TX | Texas | 48285 | Lavaca | 29.5722 | -97.1465 | 899 | 415 | polygon | FALSE | TRUE | America/Chicago | 3 | 77975 | 1840023158 | [10 empty] | MoultonTX
Augusta | Augusta | MI | Michigan | 26077 | Kalamazoo | 42.3378 | -85.3525 | 899 | 338 | polygon | FALSE | TRUE | America/Detroit | 3 | 49012 | 1840011209 | [10 empty] | AugustaMI
Lockwood | Lockwood | MO | Missouri | 29057 | Dade | 37.3867 | -93.9579 | 899 | 357 | polygon | FALSE | TRUE | America/Chicago | 3 | 65682 | 1840009895 | [10 empty] | LockwoodMO
Grundy | Grundy | VA | Virginia | 51027 | Buchanan | 37.2754 | -82.0988 | 899 | 69 | polygon | FALSE | TRUE | America/New_York | 3 | 24614 | 1840006429 | [10 empty] | GrundyVA
Gales Ferry | Gales Ferry | CT | Connecticut | 9011 | New London | 41.4212 | -72.0859 | 899 | 396 | polygon | FALSE | FALSE | America/New_York | 3 | 6335 | 1840026271 | [10 empty] | Gales FerryCT
Danville | Danville | IA | Iowa | 19057 | Des Moines | 40.86 | -91.3146 | 899 | 458 | polygon | FALSE | TRUE | America/Chicago | 3 | 52623 | 1840007165 | [10 empty] | DanvilleIA
Ceresco | Ceresco | NE | Nebraska | 31155 | Saunders | 41.058 | -96.6459 | 899 | 821 | polygon | FALSE | TRUE | America/Chicago | 3 | 68017 | 1840010274 | [10 empty] | CerescoNE
Chamita | Chamita | NM | New Mexico | 35039 | Rio Arriba | 36.0706 | -106.0974 | 899 | 90 | polygon | FALSE | FALSE | America/Denver | 3 | 87566 | 1840024825 | [10 empty] | ChamitaNM
New Baltimore | New Baltimore | OH | Ohio | 39061 | Hamilton | 39.2744 | -84.6705 | 899 | 252 | polygon | FALSE | FALSE | America/New_York | 3 | 45030 | 1840024518 | [10 empty] | New BaltimoreOH
Sugar Grove | Sugar Grove | VA | Virginia | 51173 | Smyth | 36.7689 | -81.4075 | 899 | 119 | polygon | FALSE | FALSE | America/New_York | 3 | 24375 | 1840006513 | [10 empty] | Sugar GroveVA
Dotsero | Dotsero | CO | Colorado | 8037 | Eagle | 39.6463 | -107.054 | 899 | 256 | polygon | FALSE | FALSE | America/Denver | 3 | 81637 | 1840024363 | [10 empty] | DotseroCO
Ossineke | Ossineke | MI | Michigan | 26007 | Alpena | 44.9072 | -83.4287 | 899 | 94 | polygon | FALSE | FALSE | America/Detroit | 3 | 49766 | 1840006574 | [10 empty] | OssinekeMI
Bear River City | Bear River City | UT | Utah | 49003 | Box Elder | 41.6124 | -112.125 | 898 | 192 | polygon | FALSE | TRUE | America/Denver | 3 | 84301 | 1840018701 | [10 empty] | Bear River CityUT
Roseville | Roseville | IL | Illinois | 17187 | Warren | 40.7307 | -90.6638 | 898 | 469 | polygon | FALSE | TRUE | America/Chicago | 3 | 61473 | 1840011800 | [10 empty] | RosevilleIL
Geraldine | Geraldine | AL | Alabama | 1049 | DeKalb | 34.3577 | -86.0037 | 898 | 88 | polygon | FALSE | TRUE | America/Chicago | 3 | 35974 | 1840004919 | [10 empty] | GeraldineAL
McRoberts | McRoberts | KY | Kentucky | 21133 | Letcher | 37.2132 | -82.6686 | 898 | 61 | polygon | FALSE | FALSE | America/New_York | 3 | 41835 | 1840013257 | [10 empty] | McRobertsKY
Goochland | Goochland | VA | Virginia | 51075 | Goochland | 37.6973 | -77.8944 | 898 | 77 | polygon | FALSE | FALSE | America/New_York | 3 | 23063 23014 | 1840026810 | [10 empty] | GoochlandVA
Seville | Seville | FL | Florida | 12127 | Volusia | 29.3364 | -81.5065 | 897 | 48 | polygon | FALSE | FALSE | America/New_York | 3 | 32190 | 1840025144 | [10 empty] | SevilleFL
Fort Sumner | Fort Sumner | NM | New Mexico | 35011 | De Baca | 34.479 | -104.2331 | 897 | 104 | polygon | FALSE | TRUE | America/Denver | 3 | 88119 | 1840022827 | [10 empty] | Fort SumnerNM
Kekoskee | Kekoskee | WI | Wisconsin | 55027 | Dodge | 43.5019 | -88.5863 | 897 | 10 | polygon | FALSE | TRUE | America/Chicago | 3 | 53032 53050 | 1840002735 | [10 empty] | KekoskeeWI
Norris Canyon | Norris Canyon | CA | California | 6013 | Contra Costa | 37.7454 | -121.9878 | 897 | 93 | polygon | FALSE | TRUE | America/Los_Angeles | 3 | 94583 | 1840038347 | [10 empty] | Norris CanyonCA
Glendale | Glendale | OR | Oregon | 41019 | Douglas | 42.7381 | -123.4294 | 897 | 875 | polygon | FALSE | TRUE | America/Los_Angeles | 3 | 97442 | 1840020031 | [10 empty] | GlendaleOR
Dorris | Dorris | CA | California | 6093 | Siskiyou | 41.9644 | -121.9205 | 897 | 493 | polygon | FALSE | TRUE | America/Los_Angeles | 3 | 96058 96023 | 1840018696 | [10 empty] | DorrisCA
Lower Brule | Lower Brule | SD | South Dakota | 46085 | Lyman | 44.0741 | -99.5837 | 897 | 952 | polygon | FALSE | FALSE | America/Chicago | 3 | 57548 | 1840004142 | [10 empty] | Lower BruleSD
Mikes | Mikes | TX | Texas | 48427 | Starr | 26.3147 | -98.6336 | 897 | 2644 | polygon | FALSE | TRUE | America/Chicago | 2 | 78582 | 1840041177 | [10 empty] | MikesTX
White Plains | White Plains | KY | Kentucky | 21107 | Hopkins | 37.1708 | -87.3801 | 897 | 106 | polygon | FALSE | TRUE | America/Chicago | 3 | 42464 | 1840015246 | [10 empty] | White PlainsKY
Athens | Athens | WV | West Virginia | 54055 | Mercer | 37.423 | -81.0148 | 897 | 879 | polygon | FALSE | TRUE | America/New_York | 3 | 24740 24712 | 1840006403 | [10 empty] | AthensWV
Brent | Brent | OK | Oklahoma | 40135 | Sequoyah | 35.364 | -94.788 | 896 | 30 | polygon | FALSE | FALSE | America/Chicago | 3 | 74955 74936 | 1840034627 | [10 empty] | BrentOK
West Swanzey | West Swanzey | NH | New Hampshire | 33005 | Cheshire | 42.8707 | -72.3225 | 896 | 134 | polygon | FALSE | FALSE | America/New_York | 3 | 03446 03469 | 1840003054 | [10 empty] | West SwanzeyNH
Upper Lake | Upper Lake | CA | California | 6033 | Lake | 39.1653 | -122.9052 | 896 | 205 | polygon | FALSE | FALSE | America/Los_Angeles | 3 | 95485 | 1840018805 | [10 empty] | Upper LakeCA
Lake Madison | Lake Madison | SD | South Dakota | 46079 | Lake | 43.9593 | -97.0209 | 895 | 73 | polygon | FALSE | TRUE | America/Chicago | 3 | 57075 57042 | 1840040554 | [10 empty] | Lake MadisonSD
Northwood | Northwood | ND | North Dakota | 38035 | Grand Forks | 47.7384 | -97.5707 | 895 | 285 | polygon | FALSE | TRUE | America/Chicago | 3 | 58267 | 1840000106 | [10 empty] | NorthwoodND
Seaman | Seaman | OH | Ohio | 39001 | Adams | 38.937 | -83.5754 | 895 | 323 | polygon | FALSE | TRUE | America/New_York | 3 | 45679 | 1840012772 | [10 empty] | SeamanOH
Reddell | Reddell | LA | Louisiana | 22039 | Evangeline | 30.6687 | -92.4268 | 895 | 90 | polygon | FALSE | FALSE | America/Chicago | 3 | 70580 70554 | 1840025992 | [10 empty] | ReddellLA
Sudan | Sudan | TX | Texas | 48279 | Lamb | 34.0663 | -102.5242 | 895 | 337 | polygon | FALSE | TRUE | America/Chicago | 3 | 79371 | 1840021917 | [10 empty] | SudanTX
Cottondale | Cottondale | FL | Florida | 12063 | Jackson | 30.7891 | -85.3643 | 895 | 105 | polygon | FALSE | TRUE | America/Chicago | 3 | 32431 32448 | 1840017150 | [10 empty] | CottondaleFL
Troy | Troy | ID | Idaho | 16057 | Latah | 46.738 | -116.7731 | 895 | 436 | polygon | FALSE | TRUE | America/Los_Angeles | 3 | 83871 | 1840021148 | [10 empty] | TroyID
Shepherd | Shepherd | MT | Montana | 30111 | Yellowstone | 45.9469 | -108.3463 | 895 | 155 | polygon | FALSE | FALSE | America/Denver | 3 | 59079 | 1840018494 | [10 empty] | ShepherdMT
Coulterville | Coulterville | IL | Illinois | 17157 | Randolph | 38.185 | -89.6046 | 895 | 617 | polygon | FALSE | TRUE | America/Chicago | 3 | 62237 | 1840012933 | [10 empty] | CoultervilleIL
Council | Council | ID | Idaho | 16003 | Adams | 44.7324 | -116.4374 | 894 | 327 | polygon | FALSE | TRUE | America/Boise | 3 | 83612 | 1840018584 | [10 empty] | CouncilID
Hubbard Lake | Hubbard Lake | MI | Michigan | 26001 | Alcona | 44.8108 | -83.5605 | 894 | 39 | polygon | FALSE | FALSE | America/Detroit | 3 | 49747 48762 | 1840133994 | [10 empty] | Hubbard LakeMI
Solana | Solana | FL | Florida | 12015 | Charlotte | 26.9388 | -82.0278 | 894 | 225 | polygon | FALSE | FALSE | America/New_York | 3 | 33950 | 1840014199 | [10 empty] | SolanaFL
Leakesville | Leakesville | MS | Mississippi | 28041 | Greene | 31.1545 | -88.558 | 894 | 218 | polygon | FALSE | TRUE | America/Chicago | 3 | 39451 | 1840017104 | [10 empty] | LeakesvilleMS
Odessa | Odessa | WA | Washington | 53043 | Lincoln | 47.3326 | -118.6894 | 894 | 424 | polygon | FALSE | TRUE | America/Los_Angeles | 3 | 99159 | 1840022295 | [10 empty] | OdessaWA
New Haven | New Haven | KY | Kentucky | 21179 | Nelson | 37.6591 | -85.5885 | 894 | 597 | polygon | FALSE | TRUE | America/New_York | 3 | 40051 | 1840014334 | [10 empty] | New HavenKY
Butler | Butler | OH | Ohio | 39139 | Richland | 40.5896 | -82.4211 | 894 | 318 | polygon | FALSE | TRUE | America/New_York | 3 | 44822 | 1840010345 | [10 empty] | ButlerOH
Rupert | Rupert | WV | West Virginia | 54025 | Greenbrier | 37.9649 | -80.687 | 894 | 449 | polygon | FALSE | TRUE | America/New_York | 3 | 25984 | 1840006291 | [10 empty] | RupertWV
Hagerman | Hagerman | ID | Idaho | 16047 | Gooding | 42.8163 | -114.8975 | 893 | 586 | polygon | FALSE | TRUE | America/Boise | 3 | 83332 | 1840020064 | [10 empty] | HagermanID
Empire City | Empire City | OK | Oklahoma | 40137 | Stephens | 34.4738 | -98.0562 | 893 | 32 | polygon | FALSE | TRUE | America/Chicago | 3 | 73529 73533 | 1840021887 | [10 empty] | Empire CityOK
Annville | Annville | KY | Kentucky | 21109 | Jackson | 37.3255 | -83.9622 | 893 | 43 | polygon | FALSE | FALSE | America/New_York | 3 | 40402 40486 | 1840013236 | [10 empty] | AnnvilleKY
Williamsdale | Williamsdale | OH | Ohio | 39017 | Butler | 39.4421 | -84.5298 | 893 | 1979 | polygon | FALSE | FALSE | America/New_York | 3 | 45011 | 1840034142 | [10 empty] | WilliamsdaleOH
Independence | Independence | VA | Virginia | 51077 | Grayson | 36.6254 | -81.1511 | 892 | 147 | polygon | FALSE | TRUE | America/New_York | 3 | 24348 | 1840006562 | [10 empty] | IndependenceVA
North Haven | North Haven | NY | New York | 36103 | Suffolk | 41.023 | -72.314 | 892 | 126 | polygon | FALSE | TRUE | America/New_York | 3 | 11963 | 1840005125 | [10 empty] | North HavenNY
La Grange | La Grange | MO | Missouri | 29111 | Lewis | 40.047 | -91.5023 | 892 | 221 | polygon | FALSE | TRUE | America/Chicago | 3 | 63448 | 1840008385 | [10 empty] | La GrangeMO
Bodega | Bodega | CA | California | 6097 | Sonoma | 38.3488 | -122.9712 | 892 | 118 | polygon | FALSE | FALSE | America/Los_Angeles | 3 | 94922 | 1840022486 | [10 empty] | BodegaCA
Garrett | Garrett | TX | Texas | 48139 | Ellis | 32.3681 | -96.6543 | 892 | 191 | polygon | FALSE | TRUE | America/Chicago | 3 | 75119 | 1840022085 | [10 empty] | GarrettTX
McKenna | McKenna | WA | Washington | 53053 | Pierce | 46.9365 | -122.55 | 892 | 316 | polygon | FALSE | FALSE | America/Los_Angeles | 3 | 98580 98558 | 1840023836 | [10 empty] | McKennaWA
Albany | Albany | OH | Ohio | 39009 | Athens | 39.2245 | -82.1977 | 891 | 260 | polygon | FALSE | TRUE | America/New_York | 3 | 45710 | 1840010639 | [10 empty] | AlbanyOH
Iron Ridge | Iron Ridge | WI | Wisconsin | 55027 | Dodge | 43.3982 | -88.532 | 891 | 512 | polygon | FALSE | TRUE | America/Chicago | 3 | 53035 | 1840002733 | [10 empty] | Iron RidgeWI
Pasadena Hills | Pasadena Hills | MO | Missouri | 29189 | St. Louis | 38.7082 | -90.2922 | 891 | 1623 | polygon | FALSE | TRUE | America/Chicago | 3 | 63121 | 1840009746 | [10 empty] | Pasadena HillsMO
Larchwood | Larchwood | IA | Iowa | 19119 | Lyon | 43.4545 | -96.4369 | 891 | 346 | polygon | FALSE | TRUE | America/Chicago | 3 | 51241 | 1840007974 | [10 empty] | LarchwoodIA
Neola | Neola | IA | Iowa | 19155 | Pottawattamie | 41.4498 | -95.6173 | 891 | 540 | polygon | FALSE | TRUE | America/Chicago | 3 | 51559 | 1840008231 | [10 empty] | NeolaIA
Ipswich | Ipswich | SD | South Dakota | 46045 | Edmunds | 45.4434 | -99.03 | 891 | 256 | polygon | FALSE | TRUE | America/Chicago | 3 | 57451 | 1840002093 | [10 empty] | IpswichSD
Ashton | Ashton | IL | Illinois | 17103 | Lee | 41.8682 | -89.2226 | 891 | 513 | polygon | FALSE | TRUE | America/Chicago | 3 | 61006 | 1840011426 | [10 empty] | AshtonIL
Wishek | Wishek | ND | North Dakota | 38051 | McIntosh | 46.2554 | -99.5546 | 891 | 239 | polygon | FALSE | TRUE | America/Chicago | 3 | 58495 | 1840001987 | [10 empty] | WishekND
Clinton | Clinton | WA | Washington | 53029 | Island | 47.9731 | -122.3577 | 891 | 339 | polygon | FALSE | FALSE | America/Los_Angeles | 3 | 98236 | 1840037632 | [10 empty] | ClintonWA
Memphis | Memphis | IN | Indiana | 18019 | Clark | 38.4892 | -85.7679 | 891 | 132 | polygon | FALSE | FALSE | America/Kentucky/Louisville | 3 | 47143 | 1840006208 | [10 empty] | MemphisIN
Randolph | Randolph | NE | Nebraska | 31027 | Cedar | 42.3775 | -97.3577 | 890 | 364 | polygon | FALSE | TRUE | America/Chicago | 3 | 68771 | 1840009092 | [10 empty] | RandolphNE
Whitewater | Whitewater | CA | California | 6065 | Riverside | 33.9356 | -116.6873 | 890 | 34 | polygon | FALSE | TRUE | America/Los_Angeles | 3 | 92282 | 1840028309 | [10 empty] | WhitewaterCA
Whitney Point | Whitney Point | NY | New York | 36007 | Broome | 42.3303 | -75.9679 | 890 | 329 | polygon | FALSE | TRUE | America/New_York | 3 | 13862 | 1840004661 | [10 empty] | Whitney PointNY
Elkhorn City | Elkhorn City | KY | Kentucky | 21195 | Pike | 37.3202 | -82.3522 | 890 | 44 | polygon | FALSE | TRUE | America/New_York | 3 | 41522 41513 | 1840013229 | [10 empty] | Elkhorn CityKY
Pinon | Pinon | AZ | Arizona | 4017 | Navajo | 36.0992 | -110.2209 | 889 | 52 | polygon | FALSE | FALSE | America/Denver | 3 | 86510 | 1840018964 | [10 empty] | PinonAZ
Rouzerville | Rouzerville | PA | Pennsylvania | 42055 | Franklin | 39.734 | -77.528 | 889 | 525 | polygon | FALSE | FALSE | America/New_York | 3 | 17250 17268 | 1840005496 | [10 empty] | RouzervillePA
Carthage | Carthage | IN | Indiana | 18139 | Rush | 39.7369 | -85.5715 | 889 | 607 | polygon | FALSE | TRUE | America/Indiana/Indianapolis | 3 | 46115 | 1840009554 | [10 empty] | CarthageIN
Morrill | Morrill | NE | Nebraska | 31157 | Scotts Bluff | 41.9641 | -103.9247 | 889 | 611 | polygon | FALSE | TRUE | America/Denver | 3 | 69358 | 1840011396 | [10 empty] | MorrillNE
Diablo Grande | Diablo Grande | CA | California | 6099 | Stanislaus | 37.4006 | -121.2699 | 889 | 67 | polygon | FALSE | TRUE | America/Los_Angeles | 3 | 95363 | 1840028423 | [10 empty] | Diablo GrandeCA
Pembroke | Pembroke | KY | Kentucky | 21047 | Christian | 36.7752 | -87.3579 | 889 | 310 | polygon | FALSE | TRUE | America/Chicago | 3 | 42266 | 1840014398 | [10 empty] | PembrokeKY
Curtis | Curtis | NE | Nebraska | 31063 | Frontier | 40.6335 | -100.5113 | 889 | 286 | polygon | FALSE | TRUE | America/Chicago | 3 | 69025 | 1840007213 | [10 empty] | CurtisNE
Lake Ketchum | Lake Ketchum | WA | Washington | 53061 | Snohomish | 48.282 | -122.348 | 889 | 165 | polygon | FALSE | FALSE | America/Los_Angeles | 3 | 98292 | 1840037852 | [10 empty] | Lake KetchumWA
Allenton | Allenton | WI | Wisconsin | 55131 | Washington | 43.4204 | -88.3443 | 889 | 237 | polygon | FALSE | FALSE | America/Chicago | 3 | 53002 | 1840024031 | [10 empty] | AllentonWI
Montandon | Montandon | PA | Pennsylvania | 42097 | Northumberland | 40.9654 | -76.8529 | 889 | 398 | polygon | FALSE | FALSE | America/New_York | 3 | 17850 17847 | 1840024205 | [10 empty] | MontandonPA
Viola | Viola | IL | Illinois | 17131 | Mercer | 41.2053 | -90.5863 | 888 | 409 | polygon | FALSE | TRUE | America/Chicago | 3 | 61486 | 1840011683 | [10 empty] | ViolaIL
Aguila | Aguila | AZ | Arizona | 4013 | Maricopa | 33.9376 | -113.1665 | 888 | 218 | polygon | FALSE | FALSE | America/Phoenix | 3 | 85320 | 1840022918 | [10 empty] | AguilaAZ
Lobelville | Lobelville | TN | Tennessee | 47135 | Perry | 35.7507 | -87.7958 | 888 | 91 | polygon | FALSE | TRUE | America/Chicago | 3 | 37097 | 1840015387 | [10 empty] | LobelvilleTN
Bowman | Bowman | SC | South Carolina | 45075 | Orangeburg | 33.3482 | -80.6844 | 888 | 286 | polygon | FALSE | TRUE | America/New_York | 3 | 29018 | 1840015693 | [10 empty] | BowmanSC
Shirley | Shirley | IN | Indiana | 18059 | Hancock | 39.8911 | -85.5801 | 888 | 973 | polygon | FALSE | TRUE | America/Indiana/Indianapolis | 3 | 47384 | 1840010567 | [10 empty] | ShirleyIN
Avella | Avella | PA | Pennsylvania | 42125 | Washington | 40.2737 | -80.4672 | 888 | 380 | polygon | FALSE | FALSE | America/New_York | 3 | 15312 | 1840024307 | [10 empty] | AvellaPA
Church Rock | Church Rock | NM | New Mexico | 35031 | McKinley | 35.5309 | -108.6234 | 887 | 148 | polygon | FALSE | FALSE | America/Denver | 3 | 87311 | 1840017762 | [10 empty] | Church RockNM
Sanford | Sanford | CO | Colorado | 8021 | Conejos | 37.2573 | -105.9007 | 887 | 234 | polygon | FALSE | TRUE | America/Denver | 3 | 81151 | 1840022567 | [10 empty] | SanfordCO
Plainview | Plainview | CA | California | 6107 | Tulare | 36.1423 | -119.1375 | 887 | 1107 | polygon | FALSE | FALSE | America/Los_Angeles | 3 | 93267 | 1840024876 | [10 empty] | PlainviewCA
Lebo | Lebo | KS | Kansas | 20031 | Coffey | 38.4157 | -95.8623 | 887 | 357 | polygon | FALSE | TRUE | America/Chicago | 3 | 66856 | 1840008657 | [10 empty] | LeboKS
Ivalee | Ivalee | AL | Alabama | 1055 | Etowah | 34.0372 | -86.1472 | 887 | 45 | polygon | FALSE | FALSE | America/Chicago | 3 | 35954 | 1840022890 | [10 empty] | IvaleeAL
Clarkson | Clarkson | KY | Kentucky | 21085 | Grayson | 37.4937 | -86.2259 | 886 | 321 | polygon | FALSE | TRUE | America/Chicago | 3 | 42754 42726 | 1840014365 | [10 empty] | ClarksonKY
Lake Tanglewood | Lake Tanglewood | TX | Texas | 48381 | Randall | 35.057 | -101.7816 | 886 | 304 | polygon | FALSE | TRUE | America/Chicago | 3 | 79015 79118 | 1840037025 | [10 empty] | Lake TanglewoodTX
North Tunica | North Tunica | MS | Mississippi | 28143 | Tunica | 34.7032 | -90.3796 | 886 | 591 | polygon | FALSE | FALSE | America/Chicago | 3 | 38676 | 1840013565 | [10 empty] | North TunicaMS
Bellemeade | Bellemeade | KY | Kentucky | 21111 | Jefferson | 38.251 | -85.591 | 886 | 1166 | polygon | FALSE | TRUE | America/New_York | 3 | 40223 40222 | 1840013208 | [10 empty] | BellemeadeKY
Parker Strip | Parker Strip | AZ | Arizona | 4012 | La Paz | 34.2803 | -114.1269 | 886 | 109 | polygon | FALSE | FALSE | America/Phoenix | 3 | 85344 | 1840019267 | [10 empty] | Parker StripAZ
Truesdale | Truesdale | MO | Missouri | 29219 | Warren | 38.8124 | -91.122 | 886 | 267 | polygon | FALSE | TRUE | America/Chicago | 3 | 63383 63380 | 1840010713 | [10 empty] | TruesdaleMO
Greenleaf | Greenleaf | ID | Idaho | 16027 | Canyon | 43.6753 | -116.821 | 886 | 444 | polygon | FALSE | TRUE | America/Boise | 3 | 83626 | 1840020038 | [10 empty] | GreenleafID
Fort Lawn | Fort Lawn | SC | South Carolina | 45023 | Chester | 34.7003 | -80.8991 | 886 | 245 | polygon | FALSE | TRUE | America/New_York | 3 | 29714 | 1840016570 | [10 empty] | Fort LawnSC
North Key Largo | North Key Largo | FL | Florida | 12087 | Monroe | 25.2574 | -80.3242 | 886 | 18 | polygon | FALSE | FALSE | America/New_York | 3 | 33037 | 1840029060 | [10 empty] | North Key LargoFL
Adairville | Adairville | KY | Kentucky | 21141 | Logan | 36.671 | -86.856 | 885 | 290 | polygon | FALSE | TRUE | America/Chicago | 3 | 42202 | 1840013269 | [10 empty] | AdairvilleKY
Hankinson | Hankinson | ND | North Dakota | 38077 | Richland | 46.0734 | -96.8916 | 885 | 183 | polygon | FALSE | TRUE | America/Chicago | 3 | 58041 | 1840000232 | [10 empty] | HankinsonND
Shelby | Shelby | AL | Alabama | 1117 | Shelby | 33.1068 | -86.5825 | 885 | 18 | polygon | FALSE | FALSE | America/Chicago | 3 | 35051 35143 | 1840022965 | [10 empty] | ShelbyAL
Mayville | Mayville | MI | Michigan | 26157 | Tuscola | 43.3363 | -83.352 | 885 | 317 | polygon | FALSE | TRUE | America/Detroit | 3 | 48744 | 1840010973 | [10 empty] | MayvilleMI
Seabeck | Seabeck | WA | Washington | 53035 | Kitsap | 47.6437 | -122.8219 | 885 | 102 | polygon | FALSE | FALSE | America/Los_Angeles | 3 | 98380 | 1840023799 | [10 empty] | SeabeckWA
Fuller Acres | Fuller Acres | CA | California | 6029 | Kern | 35.3023 | -118.9143 | 885 | 452 | polygon | FALSE | FALSE | America/Los_Angeles | 3 | 93307 | 1840026944 | [10 empty] | Fuller AcresCA
Grant | Grant | MI | Michigan | 26123 | Newaygo | 43.3348 | -85.8094 | 884 | 513 | polygon | FALSE | TRUE | America/Detroit | 3 | 49327 | 1840002681 | [10 empty] | GrantMI
North Perry | North Perry | OH | Ohio | 39085 | Lake | 41.8003 | -81.1241 | 884 | 87 | polygon | FALSE | TRUE | America/New_York | 3 | 44081 | 1840000541 | [10 empty] | North PerryOH
Gallatin Gateway | Gallatin Gateway | MT | Montana | 30031 | Gallatin | 45.5899 | -111.1953 | 884 | 58 | polygon | FALSE | FALSE | America/Denver | 3 | 59718 59730 | 1840023880 | [10 empty] | Gallatin GatewayMT
Simonton | Simonton | TX | Texas | 48157 | Fort Bend | 29.6824 | -95.991 | 884 | 145 | polygon | FALSE | TRUE | America/Chicago | 3 | 77485 77476 | 1840022215 | [10 empty] | SimontonTX
Bowmanstown | Bowmanstown | PA | Pennsylvania | 42025 | Carbon | 40.8019 | -75.6611 | 884 | 443 | polygon | FALSE | TRUE | America/New_York | 3 | 18030 18071 | 1840000929 | [10 empty] | BowmanstownPA
Port O'Connor | Port O'Connor | TX | Texas | 48057 | Calhoun | 28.4463 | -96.4205 | 884 | 85 | polygon | FALSE | FALSE | America/Chicago | 3 | 77982 | 1840026050 | [10 empty] | Port O'ConnorTX
Welcome | Welcome | LA | Louisiana | 22093 | St. James | 30.0474 | -90.8823 | 884 | 75 | polygon | FALSE | FALSE | America/Chicago | 3 | 70086 | 1840025132 | [10 empty] | WelcomeLA
LaMoure | LaMoure | ND | North Dakota | 38045 | LaMoure | 46.3574 | -98.2966 | 883 | 253 | polygon | FALSE | TRUE | America/Chicago | 3 | 58458 | 1840000219 | [10 empty] | LaMoureND
Medley | Medley | FL | Florida | 12086 | Miami-Dade | 25.8646 | -80.3516 | 883 | 67 | polygon | FALSE | TRUE | America/New_York | 3 | 33178 33166 33198 | 1840017274 | [10 empty] | MedleyFL
Central | Central | UT | Utah | 49053 | Washington | 37.415 | -113.6263 | 883 | 136 | polygon | FALSE | FALSE | America/Denver | 3 | 84722 | 1840026838 | [10 empty] | CentralUT
Utica | Utica | MS | Mississippi | 28049 | Hinds | 32.1061 | -90.6221 | 883 | 113 | polygon | FALSE | TRUE | America/Chicago | 3 | 39175 | 1840016993 | [10 empty] | UticaMS
Monroe | Monroe | IN | Indiana | 18001 | Adams | 40.7451 | -84.941 | 883 | 501 | polygon | FALSE | TRUE | America/Indiana/Indianapolis | 3 | 46772 | 1840009375 | [10 empty] | MonroeIN
Allenwood | Allenwood | NJ | New Jersey | 34025 | Monmouth | 40.1384 | -74.1032 | 883 | 195 | polygon | FALSE | FALSE | America/New_York | 3 | 07719 08720 08724 | 1840005438 | [10 empty] | AllenwoodNJ
Pleasureville | Pleasureville | KY | Kentucky | 21211 | Shelby | 38.3511 | -85.1121 | 883 | 704 | polygon | FALSE | TRUE | America/New_York | 3 | 40057 | 1840014282 | [10 empty] | PleasurevilleKY
Birchwood Village | Birchwood Village | MN | Minnesota | 27163 | Washington | 45.0598 | -92.9777 | 882 | 999 | polygon | FALSE | TRUE | America/Chicago | 3 | 55110 | 1840073791 | [10 empty] | Birchwood VillageMN
Elk Mound | Elk Mound | WI | Wisconsin | 55033 | Dunn | 44.8744 | -91.6863 | 882 | 149 | polygon | FALSE | TRUE | America/Chicago | 3 | 54739 | 1840002143 | [10 empty] | Elk MoundWI
Baroda | Baroda | MI | Michigan | 26021 | Berrien | 41.954 | -86.488 | 882 | 475 | polygon | FALSE | TRUE | America/Detroit | 3 | 49101 | 1840011223 | [10 empty] | BarodaMI
Elsinore | Elsinore | UT | Utah | 49041 | Sevier | 38.6834 | -112.1488 | 882 | 253 | polygon | FALSE | TRUE | America/Denver | 3 | 84724 | 1840021477 | [10 empty] | ElsinoreUT
Fair Bluff | Fair Bluff | NC | North Carolina | 37047 | Columbus | 34.3126 | -79.0333 | 881 | 144 | polygon | FALSE | TRUE | America/New_York | 3 | 28439 | 1840016664 | [10 empty] | Fair BluffNC
Kykotsmovi Village | Kykotsmovi Village | AZ | Arizona | 4017 | Navajo | 35.8576 | -110.6338 | 881 | 20 | polygon | FALSE | FALSE | America/Phoenix | 3 | 86039 86030 | 1840017660 | [10 empty] | Kykotsmovi VillageAZ
Tilden | Tilden | IL | Illinois | 17157 | Randolph | 38.2124 | -89.684 | 881 | 348 | polygon | FALSE | TRUE | America/Chicago | 3 | 62292 | 1840012941 | [10 empty] | TildenIL
Dixon | Dixon | KY | Kentucky | 21233 | Webster | 37.5132 | -87.6961 | 881 | 272 | polygon | FALSE | TRUE | America/Chicago | 3 | 42409 | 1840014360 | [10 empty] | DixonKY
Rimersburg | Rimersburg | PA | Pennsylvania | 42031 | Clarion | 41.0409 | -79.5024 | 881 | 935 | polygon | FALSE | TRUE | America/New_York | 3 | 16248 | 1840003460 | [10 empty] | RimersburgPA
Cimarron | Cimarron | NM | New Mexico | 35007 | Colfax | 36.5087 | -104.9115 | 881 | 169 | polygon | FALSE | TRUE | America/Denver | 3 | 87714 | 1840022642 | [10 empty] | CimarronNM
Teviston | Teviston | CA | California | 6107 | Tulare | 35.929 | -119.2783 | 881 | 156 | polygon | FALSE | TRUE | America/Los_Angeles | 3 | 93256 93219 | 1840042314 | [10 empty] | TevistonCA
Cassville | Cassville | WI | Wisconsin | 55043 | Grant | 42.7149 | -90.9888 | 881 | 328 | polygon | FALSE | TRUE | America/Chicago | 3 | 53806 | 1840002973 | [10 empty] | CassvilleWI
Indian Springs | Indian Springs | NV | Nevada | 32003 | Clark | 36.5719 | -115.7203 | 881 | 18 | polygon | FALSE | FALSE | America/Los_Angeles | 3 | 89124 89018 89070 | 1840017688 | [10 empty] | Indian SpringsNV
Fieldbrook | Fieldbrook | CA | California | 6023 | Humboldt | 40.9722 | -124.025 | 880 | 32 | polygon | FALSE | FALSE | America/Los_Angeles | 3 | 95519 | 1840025519 | [10 empty] | FieldbrookCA
Lilly | Lilly | PA | Pennsylvania | 42021 | Cambria | 40.4244 | -78.6202 | 880 | 675 | polygon | FALSE | TRUE | America/New_York | 3 | 15938 | 1840001117 | [10 empty] | LillyPA
Munds Park | Munds Park | AZ | Arizona | 4005 | Coconino | 34.9382 | -111.6318 | 880 | 15 | polygon | FALSE | FALSE | America/Phoenix | 3 | 86017 86336 | 1840018969 | [10 empty] | Munds ParkAZ
Arco | Arco | ID | Idaho | 16023 | Butte | 43.6316 | -113.3017 | 880 | 318 | polygon | FALSE | TRUE | America/Boise | 3 | 83213 | 1840018627 | [10 empty] | ArcoID
Galatia | Galatia | IL | Illinois | 17165 | Saline | 37.8414 | -88.6148 | 880 | 174 | polygon | FALSE | TRUE | America/Chicago | 3 | 62935 | 1840012974 | [10 empty] | GalatiaIL
Millheim | Millheim | PA | Pennsylvania | 42027 | Centre | 40.8936 | -77.4765 | 880 | 256 | polygon | FALSE | TRUE | America/New_York | 3 | 16854 | 1840000826 | [10 empty] | MillheimPA
North Edwards | North Edwards | CA | California | 6029 | Kern | 35.0474 | -117.8093 | 880 | 26 | polygon | FALSE | FALSE | America/Los_Angeles | 3 | 93523 | 1840019136 | [10 empty] | North EdwardsCA
Mi-Wuk Village | Mi-Wuk Village | CA | California | 6109 | Tuolumne | 38.057 | -120.179 | 880 | 122 | polygon | FALSE | FALSE | America/Los_Angeles | 3 | 95346 | 1840018879 | [10 empty] | Mi-Wuk VillageCA
Las Ochenta | Las Ochenta | PR | Puerto Rico | 72123 | Salinas | 17.9847 | -66.3173 | 880 | 638 | polygon | FALSE | FALSE | America/Puerto_Rico | 3 | 751 | 1630023629 | [10 empty] | Las OchentaPR
Rushville | Rushville | NE | Nebraska | 31161 | Sheridan | 42.7134 | -102.4665 | 879 | 295 | polygon | FALSE | TRUE | America/Denver | 3 | 69360 | 1840009069 | [10 empty] | RushvilleNE
Americus | Americus | KS | Kansas | 20111 | Lyon | 38.5066 | -96.2616 | 879 | 313 | polygon | FALSE | TRUE | America/Chicago | 3 | 66835 | 1840007470 | [10 empty] | AmericusKS
Blende | Blende | CO | Colorado | 8101 | Pueblo | 38.2469 | -104.5692 | 879 | 251 | polygon | FALSE | FALSE | America/Denver | 3 | 81006 | 1840024677 | [10 empty] | BlendeCO
Gardiner | Gardiner | MT | Montana | 30067 | Park | 45.057 | -110.7421 | 879 | 58 | polygon | FALSE | FALSE | America/Denver | 3 | 59030 | 1840017394 | [10 empty] | GardinerMT
Delton | Delton | MI | Michigan | 26015 | Barry | 42.4951 | -85.4117 | 879 | 153 | polygon | FALSE | FALSE | America/Detroit | 3 | 49046 | 1840024092 | [10 empty] | DeltonMI
Fouke | Fouke | AR | Arkansas | 5091 | Miller | 33.2622 | -93.8852 | 878 | 250 | polygon | FALSE | TRUE | America/Chicago | 3 | 71837 | 1840013752 | [10 empty] | FoukeAR
Magdalena | Magdalena | NM | New Mexico | 35053 | Socorro | 34.1095 | -107.2319 | 878 | 54 | polygon | FALSE | TRUE | America/Denver | 3 | 87825 | 1840022840 | [10 empty] | MagdalenaNM
Crescent | Crescent | LA | Louisiana | 22047 | Iberville | 30.2405 | -91.2864 | 878 | 203 | polygon | FALSE | FALSE | America/Chicago | 3 | 70764 | 1840026017 | [10 empty] | CrescentLA
Soda Bay | Soda Bay | CA | California | 6033 | Lake | 39.0024 | -122.7794 | 878 | 263 | polygon | FALSE | FALSE | America/Los_Angeles | 3 | 95451 | 1840024461 | [10 empty] | Soda BayCA
Oklahoma | Oklahoma | PA | Pennsylvania | 42033 | Clearfield | 41.11 | -78.7356 | 878 | 442 | polygon | FALSE | FALSE | America/New_York | 3 | 15801 | 1840147518 | [10 empty] | OklahomaPA
Kapp Heights | Kapp Heights | PA | Pennsylvania | 42097 | Northumberland | 40.8995 | -76.809 | 878 | 968 | polygon | FALSE | FALSE | America/New_York | 3 | 17857 | 1840035037 | [10 empty] | Kapp HeightsPA
Gibsland | Gibsland | LA | Louisiana | 22013 | Bienville | 32.5395 | -93.0541 | 878 | 128 | polygon | FALSE | TRUE | America/Chicago | 3 | 71028 | 1840016985 | [10 empty] | GibslandLA
Kirby | Kirby | AR | Arkansas | 5109 | Pike | 34.2556 | -93.6522 | 878 | 23 | polygon | FALSE | FALSE | America/Chicago | 3 | 71921 71950 | 1840025860 | [10 empty] | KirbyAR
Milltown | Milltown | WI | Wisconsin | 55095 | Polk | 45.5261 | -92.5015 | 877 | 186 | polygon | FALSE | TRUE | America/Chicago | 3 | 54858 | 1840002056 | [10 empty] | MilltownWI
Roachdale | Roachdale | IN | Indiana | 18133 | Putnam | 39.8491 | -86.8004 | 877 | 668 | polygon | FALSE | TRUE | America/Indiana/Indianapolis | 3 | 46172 | 1840010594 | [10 empty] | RoachdaleIN
Mountain Village | Mountain Village | AK | Alaska | 2158 | Kusilvak | 62.0911 | -163.7209 | 877 | 80 | polygon | FALSE | TRUE | America/Nome | 3 | 99632 | 1840023327 | [10 empty] | Mountain VillageAK
Argenta | Argenta | IL | Illinois | 17115 | Macon | 39.9855 | -88.8197 | 877 | 518 | polygon | FALSE | TRUE | America/Chicago | 3 | 62501 | 1840012424 | [10 empty] | ArgentaIL
Prairie City | Prairie City | OR | Oregon | 41023 | Grant | 44.4611 | -118.7094 | 876 | 341 | polygon | FALSE | TRUE | America/Los_Angeles | 3 | 97869 | 1840019983 | [10 empty] | Prairie CityOR
West Point | West Point | KY | Kentucky | 21093 | Hardin | 37.9851 | -85.9557 | 876 | 126 | polygon | FALSE | TRUE | America/New_York | 3 | 40177 | 1840015219 | [10 empty] | West PointKY
Quapaw | Quapaw | OK | Oklahoma | 40115 | Ottawa | 36.9581 | -94.7813 | 876 | 339 | polygon | FALSE | TRUE | America/Chicago | 3 | 74363 | 1840021617 | [10 empty] | QuapawOK
Mount Crested Butte | Mount Crested Butte | CO | Colorado | 8051 | Gunnison | 38.9081 | -106.9606 | 876 | 165 | polygon | FALSE | TRUE | America/Denver | 3 | 81225 | 1840022469 | [10 empty] | Mount Crested ButteCO
Durhamville | Durhamville | NY | New York | 36065 | Oneida | 43.1225 | -75.665 | 876 | 246 | polygon | FALSE | FALSE | America/New_York | 3 | 13054 | 1840026151 | [10 empty] | DurhamvilleNY
Galva | Galva | KS | Kansas | 20113 | McPherson | 38.3836 | -97.538 | 876 | 677 | polygon | FALSE | TRUE | America/Chicago | 3 | 67443 | 1840008634 | [10 empty] | GalvaKS
Cactus Forest | Cactus Forest | AZ | Arizona | 4021 | Pinal | 32.9578 | -111.317 | 876 | 123 | polygon | FALSE | FALSE | America/Phoenix | 3 | 85132 | 1840022982 | [10 empty] | Cactus ForestAZ
Wall | Wall | SD | South Dakota | 46103 | Pennington | 43.9914 | -102.2421 | 875 | 155 | polygon | FALSE | TRUE | America/Denver | 3 | 57790 | 1840002181 | [10 empty] | WallSD
Adair Village | Adair Village | OR | Oregon | 41003 | Benton | 44.6707 | -123.2159 | 874 | 767 | polygon | FALSE | TRUE | America/Los_Angeles | 3 | 97330 | 1840018610 | [10 empty] | Adair VillageOR
Patagonia | Patagonia | AZ | Arizona | 4023 | Santa Cruz | 31.5436 | -110.7477 | 874 | 262 | polygon | FALSE | TRUE | America/Phoenix | 3 | 85624 | 1840023118 | [10 empty] | PatagoniaAZ
Mosses | Mosses | AL | Alabama | 1085 | Lowndes | 32.1801 | -86.6888 | 874 | 71 | polygon | FALSE | TRUE | America/Chicago | 3 | 36040 | 1840017006 | [10 empty] | MossesAL
Dover | Dover | ID | Idaho | 16017 | Bonner | 48.2606 | -116.6098 | 874 | 106 | polygon | FALSE | TRUE | America/Los_Angeles | 3 | 83864 83825 | 1840018364 | [10 empty] | DoverID
Reid Hope King | Reid Hope King | TX | Texas | 48061 | Cameron | 25.9228 | -97.414 | 874 | 1193 | polygon | FALSE | FALSE | America/Chicago | 3 | 78521 | 1840037102 | [10 empty] | Reid Hope KingTX
Arcadia Lakes | Arcadia Lakes | SC | South Carolina | 45079 | Richland | 34.0536 | -80.9615 | 874 | 605 | polygon | FALSE | TRUE | America/New_York | 3 | 29223 29206 | 1840015597 | [10 empty] | Arcadia LakesSC
Brilliant | Brilliant | AL | Alabama | 1093 | Marion | 34.0256 | -87.7691 | 873 | 31 | polygon | FALSE | TRUE | America/Chicago | 3 | 35594 35548 | 1840015586 | [10 empty] | BrilliantAL
Garrison | Garrison | TX | Texas | 48347 | Nacogdoches | 31.8252 | -94.4932 | 873 | 287 | polygon | FALSE | TRUE | America/Chicago | 3 | 75946 | 1840020819 | [10 empty] | GarrisonTX
Benton | Benton | MO | Missouri | 29201 | Scott | 37.099 | -89.5624 | 873 | 530 | polygon | FALSE | TRUE | America/Chicago | 3 | 63736 | 1840007638 | [10 empty] | BentonMO
Lake Waukomis | Lake Waukomis | MO | Missouri | 29165 | Platte | 39.2309 | -94.6386 | 873 | 1146 | polygon | FALSE | TRUE | America/Chicago | 3 | 64151 | 1840008485 | [10 empty] | Lake WaukomisMO
Mountainair | Mountainair | NM | New Mexico | 35057 | Torrance | 34.5213 | -106.2394 | 873 | 213 | polygon | FALSE | TRUE | America/Denver | 3 | 87036 | 1840022806 | [10 empty] | MountainairNM
Wheatfield | Wheatfield | IN | Indiana | 18073 | Jasper | 41.1911 | -87.0528 | 873 | 585 | polygon | FALSE | TRUE | America/Chicago | 3 | 46392 | 1840010293 | [10 empty] | WheatfieldIN
Gaston | Gaston | IN | Indiana | 18035 | Delaware | 40.314 | -85.501 | 873 | 926 | polygon | FALSE | TRUE | America/Indiana/Indianapolis | 3 | 47342 | 1840010460 | [10 empty] | GastonIN
Leeds | Leeds | UT | Utah | 49053 | Washington | 37.2372 | -113.3471 | 873 | 53 | polygon | FALSE | TRUE | America/Denver | 3 | 84746 84737 | 1840021564 | [10 empty] | LeedsUT
North Bend | North Bend | OH | Ohio | 39061 | Hamilton | 39.1505 | -84.7404 | 873 | 308 | polygon | FALSE | TRUE | America/New_York | 3 | 45052 | 1840012702 | [10 empty] | North BendOH
Miles | Miles | TX | Texas | 48399 | Runnels | 31.6006 | -100.1853 | 872 | 197 | polygon | FALSE | TRUE | America/Chicago | 3 | 76861 | 1840020800 | [10 empty] | MilesTX
Denali Park | Denali Park | AK | Alaska | 2068 | Denali | 63.5909 | -148.7107 | 872 | 1 | polygon | FALSE | FALSE | America/Anchorage | 3 | 99755 | 1840023382 | [10 empty] | Denali ParkAK
Cleveland | Cleveland | NC | North Carolina | 37159 | Rowan | 35.7327 | -80.6814 | 872 | 202 | polygon | FALSE | TRUE | America/New_York | 3 | 27013 | 1840016265 | [10 empty] | ClevelandNC
Dugger | Dugger | IN | Indiana | 18153 | Sullivan | 39.0704 | -87.259 | 872 | 574 | polygon | FALSE | TRUE | America/Indiana/Indianapolis | 3 | 47848 | 1840009630 | [10 empty] | DuggerIN
Centerville | Centerville | SD | South Dakota | 46125 | Turner | 43.1165 | -96.9596 | 872 | 467 | polygon | FALSE | TRUE | America/Chicago | 3 | 57014 | 1840002854 | [10 empty] | CentervilleSD
Long Grove | Long Grove | IA | Iowa | 19163 | Scott | 41.6922 | -90.5803 | 872 | 291 | polygon | FALSE | TRUE | America/Chicago | 3 | 52756 | 1840009234 | [10 empty] | Long GroveIA
Savoy | Savoy | TX | Texas | 48147 | Fannin | 33.5999 | -96.3662 | 872 | 422 | polygon | FALSE | TRUE | America/Chicago | 3 | 75479 | 1840021972 | [10 empty] | SavoyTX
Dallas City | Dallas City | IL | Illinois | 17067 | Hancock | 40.6353 | -91.1645 | 872 | 141 | polygon | FALSE | TRUE | America/Chicago | 3 | 62330 | 1840007218 | [10 empty] | Dallas CityIL
Grand Ridge | Grand Ridge | FL | Florida | 12063 | Jackson | 30.7083 | -85.0207 | 872 | 77 | polygon | FALSE | TRUE | America/Chicago | 3 | 32442 | 1840017151 | [10 empty] | Grand RidgeFL
Benton | Benton | KS | Kansas | 20015 | Butler | 37.7881 | -97.1077 | 871 | 240 | polygon | FALSE | TRUE | America/Chicago | 3 | 67017 | 1840007547 | [10 empty] | BentonKS
Autaugaville | Autaugaville | AL | Alabama | 1001 | Autauga | 32.432 | -86.6579 | 871 | 42 | polygon | FALSE | TRUE | America/Chicago | 3 | 36003 | 1840015797 | [10 empty] | AutaugavilleAL
Houck | Houck | AZ | Arizona | 4001 | Apache | 35.2714 | -109.2236 | 871 | 7 | polygon | FALSE | FALSE | America/Denver | 3 | 86512 86506 | 1840017677 | [10 empty] | HouckAZ
Whitecone | Whitecone | AZ | Arizona | 4017 | Navajo | 35.6037 | -110.0791 | 871 | 7 | polygon | FALSE | TRUE | America/Denver | 3 | 86031 86034 | 1840027881 | [10 empty] | WhiteconeAZ
Farwell | Farwell | MI | Michigan | 26035 | Clare | 43.8363 | -84.8677 | 871 | 246 | polygon | FALSE | TRUE | America/Detroit | 3 | 48622 | 1840010954 | [10 empty] | FarwellMI
Funkstown | Funkstown | MD | Maryland | 24043 | Washington | 39.6088 | -77.7082 | 871 | 915 | polygon | FALSE | TRUE | America/New_York | 3 | 21734 21740 | 1840005609 | [10 empty] | FunkstownMD
Cashion | Cashion | OK | Oklahoma | 40073 | Kingfisher | 35.8039 | -97.6753 | 871 | 196 | polygon | FALSE | TRUE | America/Chicago | 3 | 73016 | 1840022688 | [10 empty] | CashionOK
Poulan | Poulan | GA | Georgia | 13321 | Worth | 31.5145 | -83.7898 | 870 | 200 | polygon | FALSE | TRUE | America/New_York | 3 | 31781 | 1840014941 | [10 empty] | PoulanGA
Montreat | Montreat | NC | North Carolina | 37021 | Buncombe | 35.6478 | -82.3001 | 870 | 123 | polygon | FALSE | TRUE | America/New_York | 3 | 28711 28757 | 1840016283 | [10 empty] | MontreatNC
Trinidad | Trinidad | TX | Texas | 48213 | Henderson | 32.1562 | -96.1054 | 870 | 22 | polygon | FALSE | TRUE | America/Chicago | 3 | 75163 | 1840022112 | [10 empty] | TrinidadTX
Rockaway Beach | Rockaway Beach | MO | Missouri | 29213 | Taney | 36.7019 | -93.1617 | 869 | 531 | polygon | FALSE | TRUE | America/Chicago | 3 | 65740 | 1840009945 | [10 empty] | Rockaway BeachMO
Deer Park | Deer Park | CA | California | 6055 | Napa | 38.536 | -122.4679 | 869 | 59 | polygon | FALSE | FALSE | America/Los_Angeles | 3 | 94508 94574 94576 | 1840028366 | [10 empty] | Deer ParkCA
Gloster | Gloster | MS | Mississippi | 28005 | Amite | 31.1951 | -91.0176 | 869 | 183 | polygon | FALSE | TRUE | America/Chicago | 3 | 39638 | 1840017115 | [10 empty] | GlosterMS
East Bank | East Bank | WV | West Virginia | 54039 | Kanawha | 38.2153 | -81.4442 | 869 | 696 | polygon | FALSE | TRUE | America/New_York | 3 | 25067 | 1840006192 | [10 empty] | East BankWV
St. Mary of the Woods | St. Mary of the Woods | IN | Indiana | 18167 | Vigo | 39.512 | -87.4628 | 868 | 262 | polygon | FALSE | TRUE | America/Indiana/Indianapolis | 3 | 47876 47885 | 1840030014 | [10 empty] | St. Mary of the WoodsIN
Orocovis | Orocovis | PR | Puerto Rico | 72107 | Orocovis | 18.2257 | -66.3916 | 868 | 2789 | polygon | FALSE | FALSE | America/Puerto_Rico | 2 | 720 | 1630035531 | [10 empty] | OrocovisPR
Linn Valley | Linn Valley | KS | Kansas | 20107 | Linn | 38.3758 | -94.712 | 868 | 113 | polygon | FALSE | TRUE | America/Chicago | 3 | 66040 | 1840030354 | [10 empty] | Linn ValleyKS
Walnut Springs | Walnut Springs | TX | Texas | 48035 | Bosque | 32.0562 | -97.7507 | 868 | 251 | polygon | FALSE | TRUE | America/Chicago | 3 | 76690 | 1840022124 | [10 empty] | Walnut SpringsTX
Airport Drive | Airport Drive | MO | Missouri | 29097 | Jasper | 37.1406 | -94.5162 | 868 | 167 | polygon | FALSE | TRUE | America/Chicago | 3 | 64870 64801 | 1840010879 | [10 empty] | Airport DriveMO
Victor | Victor | IA | Iowa | 19095 | Iowa | 41.7306 | -92.2947 | 868 | 709 | polygon | FALSE | TRUE | America/Chicago | 3 | 52347 | 1840010178 | [10 empty] | VictorIA
Tilghmanton | Tilghmanton | MD | Maryland | 24043 | Washington | 39.5286 | -77.7437 | 868 | 722 | polygon | FALSE | FALSE | America/New_York | 3 | 21713 | 1840024412 | [10 empty] | TilghmantonMD
Reeds Spring | Reeds Spring | MO | Missouri | 29209 | Stone | 36.7402 | -93.3797 | 867 | 223 | polygon | FALSE | TRUE | America/Chicago | 3 | 65737 | 1840009931 | [10 empty] | Reeds SpringMO
Superior | Superior | MT | Montana | 30061 | Mineral | 47.1935 | -114.892 | 867 | 350 | polygon | FALSE | TRUE | America/Denver | 3 | 59872 | 1840022305 | [10 empty] | SuperiorMT
Black Diamond | Black Diamond | FL | Florida | 12017 | Citrus | 28.9066 | -82.4946 | 867 | 84 | polygon | FALSE | FALSE | America/New_York | 3 | 34461 34465 | 1840028973 | [10 empty] | Black DiamondFL
Dresser | Dresser | WI | Wisconsin | 55095 | Polk | 45.3617 | -92.6344 | 866 | 174 | polygon | FALSE | TRUE | America/Chicago | 3 | 54024 54009 | 1840002054 | [10 empty] | DresserWI
Blue Hill | Blue Hill | NE | Nebraska | 31181 | Webster | 40.333 | -98.4482 | 866 | 452 | polygon | FALSE | TRUE | America/Chicago | 3 | 68930 | 1840007245 | [10 empty] | Blue HillNE
Hingham | Hingham | WI | Wisconsin | 55117 | Sheboygan | 43.6465 | -87.9151 | 866 | 124 | polygon | FALSE | FALSE | America/Chicago | 3 | 53093 53031 | 1840025424 | [10 empty] | HinghamWI
New Knoxville | New Knoxville | OH | Ohio | 39011 | Auglaize | 40.4943 | -84.3158 | 866 | 370 | polygon | FALSE | TRUE | America/New_York | 3 | 45871 | 1840012072 | [10 empty] | New KnoxvilleOH
Bajandas | Bajandas | PR | Puerto Rico | 72069 | Humacao | 18.1601 | -65.7831 | 866 | 517 | polygon | FALSE | FALSE | America/Puerto_Rico | 3 | 791 | 1630035616 | [10 empty] | BajandasPR
Inverness | Inverness | MS | Mississippi | 28133 | Sunflower | 33.3543 | -90.5913 | 866 | 232 | polygon | FALSE | TRUE | America/Chicago | 3 | 38753 | 1840016775 | [10 empty] | InvernessMS
Knik River | Knik River | AK | Alaska | 2170 | Matanuska-Susitna | 61.4606 | -148.9155 | 866 | 4 | polygon | FALSE | TRUE | America/Anchorage | 3 | 99645 | 1840075079 | [10 empty] | Knik RiverAK
Silkworth | Silkworth | PA | Pennsylvania | 42079 | Luzerne | 41.2698 | -76.0749 | 865 | 98 | polygon | FALSE | FALSE | America/New_York | 3 | 18621 | 1840026336 | [10 empty] | SilkworthPA
Matamoras | Matamoras | OH | Ohio | 39167 | Washington | 39.5204 | -81.0684 | 865 | 960 | polygon | FALSE | TRUE | America/New_York | 3 | 45767 | 1840073815 | [10 empty] | MatamorasOH
Grantsville | Grantsville | MD | Maryland | 24023 | Garrett | 39.6969 | -79.1528 | 865 | 322 | polygon | FALSE | TRUE | America/New_York | 3 | 21536 | 1840005629 | [10 empty] | GrantsvilleMD
Port Trevorton | Port Trevorton | PA | Pennsylvania | 42109 | Snyder | 40.6928 | -76.894 | 865 | 101 | polygon | FALSE | FALSE | America/New_York | 3 | 17864 | 1840005363 | [10 empty] | Port TrevortonPA
Morehouse | Morehouse | MO | Missouri | 29143 | New Madrid | 36.8463 | -89.6909 | 865 | 415 | polygon | FALSE | TRUE | America/Chicago | 3 | 63868 63801 | 1840008804 | [10 empty] | MorehouseMO
St. Stephen | St. Stephen | MN | Minnesota | 27145 | Stearns | 45.701 | -94.2742 | 865 | 89 | polygon | FALSE | TRUE | America/Chicago | 3 | 56375 | 1840008885 | [10 empty] | St. StephenMN
Dorchester | Dorchester | WI | Wisconsin | 55019 | Clark | 45.0025 | -90.3308 | 865 | 239 | polygon | FALSE | TRUE | America/Chicago | 3 | 54425 | 1840002253 | [10 empty] | DorchesterWI
Graniteville | Graniteville | VT | Vermont | 50023 | Washington | 44.1463 | -72.4817 | 865 | 195 | polygon | FALSE | FALSE | America/New_York | 3 | 5654 | 1840023973 | [10 empty] | GranitevilleVT
Tunica | Tunica | MS | Mississippi | 28143 | Tunica | 34.6881 | -90.381 | 864 | 502 | polygon | FALSE | TRUE | America/Chicago | 3 | 38676 | 1840016549 | [10 empty] | TunicaMS
Onamia | Onamia | MN | Minnesota | 27095 | Mille Lacs | 46.07 | -93.6676 | 864 | 351 | polygon | FALSE | TRUE | America/Chicago | 3 | 56359 | 1840008867 | [10 empty] | OnamiaMN
Fairview | Fairview | MT | Montana | 30083 | Richland | 47.852 | -104.051 | 864 | 416 | polygon | FALSE | TRUE | America/Denver | 3 | 59221 | 1840021086 | [10 empty] | FairviewMT
Marblehead | Marblehead | OH | Ohio | 39123 | Ottawa | 41.5223 | -82.7279 | 864 | 105 | polygon | FALSE | TRUE | America/New_York | 3 | 43440 | 1840011502 | [10 empty] | MarbleheadOH
Hamden | Hamden | OH | Ohio | 39163 | Vinton | 39.1591 | -82.5243 | 864 | 586 | polygon | FALSE | TRUE | America/New_York | 3 | 45634 | 1840012686 | [10 empty] | HamdenOH
Harwick | Harwick | PA | Pennsylvania | 42003 | Allegheny | 40.5562 | -79.8054 | 864 | 754 | polygon | FALSE | FALSE | America/New_York | 3 | 15049 | 1840026476 | [10 empty] | HarwickPA
Ventress | Ventress | LA | Louisiana | 22077 | Pointe Coupee | 30.6824 | -91.4248 | 864 | 164 | polygon | FALSE | FALSE | America/Chicago | 3 | 70783 | 1840025990 | [10 empty] | VentressLA
St. George Island | St. George Island | FL | Florida | 12037 | Franklin | 29.652 | -84.8881 | 863 | 70 | polygon | FALSE | FALSE | America/New_York | 3 | 32328 | 1840029111 | [10 empty] | St. George IslandFL
Sheffield | Sheffield | IL | Illinois | 17011 | Bureau | 41.3575 | -89.7372 | 863 | 467 | polygon | FALSE | TRUE | America/Chicago | 3 | 61361 | 1840011582 | [10 empty] | SheffieldIL
Rib Lake | Rib Lake | WI | Wisconsin | 55119 | Taylor | 45.3196 | -90.2031 | 863 | 191 | polygon | FALSE | TRUE | America/Chicago | 3 | 54470 | 1840001572 | [10 empty] | Rib LakeWI
Albany | Albany | IL | Illinois | 17195 | Whiteside | 41.7861 | -90.2164 | 863 | 311 | polygon | FALSE | TRUE | America/Chicago | 3 | 61230 | 1840010175 | [10 empty] | AlbanyIL
Stony Creek Mills | Stony Creek Mills | PA | Pennsylvania | 42011 | Berks | 40.3493 | -75.864 | 863 | 524 | polygon | FALSE | FALSE | America/New_York | 3 | 19606 | 1840026457 | [10 empty] | Stony Creek MillsPA
Elkville | Elkville | IL | Illinois | 17077 | Jackson | 37.91 | -89.2367 | 863 | 436 | polygon | FALSE | TRUE | America/Chicago | 3 | 62932 | 1840012965 | [10 empty] | ElkvilleIL
Cottonwood Falls | Cottonwood Falls | KS | Kansas | 20017 | Chase | 38.3684 | -96.5426 | 862 | 527 | polygon | FALSE | TRUE | America/Chicago | 3 | 66845 | 1840007497 | [10 empty] | Cottonwood FallsKS
Belmont | Belmont | WV | West Virginia | 54073 | Pleasants | 39.3786 | -81.2635 | 862 | 815 | polygon | FALSE | TRUE | America/New_York | 3 | 26134 | 1840005762 | [10 empty] | BelmontWV
Jennings | Jennings | FL | Florida | 12047 | Hamilton | 30.5968 | -83.107 | 862 | 125 | polygon | FALSE | TRUE | America/New_York | 3 | 32053 | 1840017188 | [10 empty] | JenningsFL
Decaturville | Decaturville | TN | Tennessee | 47039 | Decatur | 35.582 | -88.1195 | 862 | 201 | polygon | FALSE | TRUE | America/Chicago | 3 | 38329 | 1840016272 | [10 empty] | DecaturvilleTN
Folsom | Folsom | LA | Louisiana | 22103 | St. Tammany | 30.6304 | -90.1947 | 862 | 199 | polygon | FALSE | TRUE | America/Chicago | 3 | 70437 | 1840018223 | [10 empty] | FolsomLA
Darbydale | Darbydale | OH | Ohio | 39049 | Franklin | 39.8545 | -83.1795 | 862 | 334 | polygon | FALSE | FALSE | America/New_York | 3 | 43123 | 1840026572 | [10 empty] | DarbydaleOH
Darlington | Darlington | IN | Indiana | 18107 | Montgomery | 40.1073 | -86.7767 | 862 | 990 | polygon | FALSE | TRUE | America/Indiana/Indianapolis | 3 | 47940 47933 | 1840009460 | [10 empty] | DarlingtonIN
Scranton | Scranton | SC | South Carolina | 45041 | Florence | 33.9174 | -79.7441 | 862 | 420 | polygon | FALSE | TRUE | America/New_York | 3 | 29591 | 1840017961 | [10 empty] | ScrantonSC
Mannsville | Mannsville | OK | Oklahoma | 40069 | Johnston | 34.1858 | -96.8974 | 862 | 102 | polygon | FALSE | TRUE | America/Chicago | 3 | 73447 | 1840022847 | [10 empty] | MannsvilleOK
Fountain City | Fountain City | WI | Wisconsin | 55011 | Buffalo | 44.1201 | -91.697 | 861 | 75 | polygon | FALSE | TRUE | America/Chicago | 3 | 54629 | 1840002378 | [10 empty] | Fountain CityWI
Vineland | Vineland | MN | Minnesota | 27095 | Mille Lacs | 46.1832 | -93.7823 | 861 | 35 | polygon | FALSE | FALSE | America/Chicago | 3 | 56359 | 1840006673 | [10 empty] | VinelandMN
Attica | Attica | OH | Ohio | 39147 | Seneca | 41.0634 | -82.8873 | 861 | 498 | polygon | FALSE | TRUE | America/New_York | 3 | 44807 | 1840011717 | [10 empty] | AtticaOH
Lometa | Lometa | TX | Texas | 48281 | Lampasas | 31.2166 | -98.3925 | 861 | 395 | polygon | FALSE | TRUE | America/Chicago | 3 | 76853 | 1840020845 | [10 empty] | LometaTX
Dibble | Dibble | OK | Oklahoma | 40087 | McClain | 35.0152 | -97.6275 | 861 | 44 | polygon | FALSE | TRUE | America/Chicago | 3 | 73010 73031 | 1840021808 | [10 empty] | DibbleOK
East Mountain | East Mountain | TX | Texas | 48459 | Upshur | 32.6008 | -94.8528 | 861 | 157 | polygon | FALSE | TRUE | America/Chicago | 3 | 75604 75647 75645 | 1840020730 | [10 empty] | East MountainTX
Walnut Creek | Walnut Creek | NC | North Carolina | 37191 | Wayne | 35.305 | -77.8714 | 861 | 156 | polygon | FALSE | TRUE | America/New_York | 3 | 27534 | 1840017837 | [10 empty] | Walnut CreekNC
Midway | Midway | NM | New Mexico | 35005 | Chaves | 33.2958 | -104.4518 | 861 | 133 | polygon | FALSE | FALSE | America/Denver | 3 | 88203 88230 | 1840026984 | [10 empty] | MidwayNM
Edgewood | Edgewood | IA | Iowa | 19043 | Clayton | 42.6443 | -91.4017 | 861 | 391 | polygon | FALSE | TRUE | America/Chicago | 3 | 52042 | 1840008008 | [10 empty] | EdgewoodIA
Sciotodale | Sciotodale | OH | Ohio | 39145 | Scioto | 38.7539 | -82.8605 | 861 | 172 | polygon | FALSE | FALSE | America/New_York | 3 | 45662 | 1840006055 | [10 empty] | SciotodaleOH
Oriental | Oriental | NC | North Carolina | 37137 | Pamlico | 35.0359 | -76.6816 | 861 | 232 | polygon | FALSE | TRUE | America/New_York | 3 | 28571 | 1840016427 | [10 empty] | OrientalNC
Chain O' Lakes | Chain O' Lakes | WI | Wisconsin | 55135 | Waupaca | 44.3319 | -89.167 | 861 | 97 | polygon | FALSE | FALSE | America/Chicago | 3 | 54981 | 1840023954 | [10 empty] | Chain O' LakesWI
Wilbur | Wilbur | WA | Washington | 53043 | Lincoln | 47.7581 | -118.7118 | 861 | 252 | polygon | FALSE | TRUE | America/Los_Angeles | 3 | 99185 | 1840022296 | [10 empty] | WilburWA
Lake Panorama | Lake Panorama | IA | Iowa | 19077 | Guthrie | 41.7198 | -94.4025 | 860 | 50 | polygon | FALSE | FALSE | America/Chicago | 3 | 50277 50216 | 1840029702 | [10 empty] | Lake PanoramaIA
Burrton | Burrton | KS | Kansas | 20079 | Harvey | 38.0237 | -97.6715 | 860 | 374 | polygon | FALSE | TRUE | America/Chicago | 3 | 67020 | 1840007533 | [10 empty] | BurrtonKS
Brantleyville | Brantleyville | AL | Alabama | 1117 | Shelby | 33.2196 | -86.882 | 860 | 151 | polygon | FALSE | FALSE | America/Chicago | 3 | 35114 | 1840022963 | [10 empty] | BrantleyvilleAL
Lake Santee | Lake Santee | IN | Indiana | 18031 | Decatur | 39.4078 | -85.3066 | 860 | 134 | polygon | FALSE | TRUE | America/Indiana/Indianapolis | 3 | 47036 47240 | 1840042714 | [10 empty] | Lake SanteeIN
West Siloam Springs | West Siloam Springs | OK | Oklahoma | 40041 | Delaware | 36.1755 | -94.5941 | 859 | 94 | polygon | FALSE | TRUE | America/Chicago | 3 | 74338 74964 | 1840022650 | [10 empty] | West Siloam SpringsOK
Arlington | Arlington | SD | South Dakota | 46077 | Kingsbury | 44.3635 | -97.1338 | 859 | 193 | polygon | FALSE | TRUE | America/Chicago | 3 | 57212 | 1840002413 | [10 empty] | ArlingtonSD
Hi-Nella | Hi-Nella | NJ | New Jersey | 34007 | Camden | 39.8367 | -75.022 | 858 | 1488 | polygon | FALSE | TRUE | America/New_York | 3 | 8083 | 1840003780 | [10 empty] | Hi-NellaNJ
Taylortown | Taylortown | NC | North Carolina | 37125 | Moore | 35.2146 | -79.4915 | 858 | 250 | polygon | FALSE | TRUE | America/New_York | 3 | 28374 27376 | 1840016356 | [10 empty] | TaylortownNC
Newhall | Newhall | IA | Iowa | 19011 | Benton | 41.9932 | -91.9672 | 858 | 1098 | polygon | FALSE | TRUE | America/Chicago | 3 | 52315 | 1840008094 | [10 empty] | NewhallIA
Sodus Point | Sodus Point | NY | New York | 36117 | Wayne | 43.2641 | -76.9953 | 858 | 225 | polygon | FALSE | TRUE | America/New_York | 3 | 14555 | 1840004296 | [10 empty] | Sodus PointNY
Harrisville | Harrisville | PA | Pennsylvania | 42019 | Butler | 41.1365 | -80.0105 | 858 | 412 | polygon | FALSE | TRUE | America/New_York | 3 | 16038 | 1840000867 | [10 empty] | HarrisvillePA
Felicity | Felicity | OH | Ohio | 39025 | Clermont | 38.839 | -84.0985 | 858 | 1219 | polygon | FALSE | TRUE | America/New_York | 3 | 45120 | 1840012706 | [10 empty] | FelicityOH
Gladbrook | Gladbrook | IA | Iowa | 19171 | Tama | 42.1862 | -92.7151 | 858 | 474 | polygon | FALSE | TRUE | America/Chicago | 3 | 50635 | 1840008104 | [10 empty] | GladbrookIA
Bearden | Bearden | AR | Arkansas | 5103 | Ouachita | 33.7276 | -92.6187 | 858 | 205 | polygon | FALSE | TRUE | America/Chicago | 3 | 71720 | 1840013735 | [10 empty] | BeardenAR
Rocky Ridge | Rocky Ridge | UT | Utah | 49023 | Juab | 39.9197 | -111.8258 | 858 | 193 | polygon | FALSE | TRUE | America/Denver | 3 | 84645 | 1840021418 | [10 empty] | Rocky RidgeUT
Walker | Walker | CA | California | 6051 | Mono | 38.5341 | -119.4582 | 858 | 17 | polygon | FALSE | FALSE | America/Los_Angeles | 3 | 96107 | 1840024633 | [10 empty] | WalkerCA
Schleswig | Schleswig | IA | Iowa | 19047 | Crawford | 42.1607 | -95.4352 | 857 | 254 | polygon | FALSE | TRUE | America/Chicago | 3 | 51461 | 1840009166 | [10 empty] | SchleswigIA
Hyndman | Hyndman | PA | Pennsylvania | 42009 | Bedford | 39.8207 | -78.7214 | 857 | 646 | polygon | FALSE | TRUE | America/New_York | 3 | 15545 | 1840001400 | [10 empty] | HyndmanPA
Moreauville | Moreauville | LA | Louisiana | 22009 | Avoyelles | 31.0342 | -91.9818 | 857 | 109 | polygon | FALSE | TRUE | America/Chicago | 3 | 71355 | 1840018190 | [10 empty] | MoreauvilleLA
Lincoln | Lincoln | MT | Montana | 30049 | Lewis and Clark | 46.953 | -112.6693 | 857 | 18 | polygon | FALSE | FALSE | America/Denver | 3 | 59639 | 1840018405 | [10 empty] | LincolnMT
Deerfield | Deerfield | MI | Michigan | 26091 | Lenawee | 41.8901 | -83.7789 | 857 | 349 | polygon | FALSE | TRUE | America/Detroit | 3 | 49238 | 1840011373 | [10 empty] | DeerfieldMI
Grantwood Village | Grantwood Village | MO | Missouri | 29189 | St. Louis | 38.5509 | -90.3532 | 856 | 404 | polygon | FALSE | TRUE | America/Chicago | 3 | 63123 | 1840010737 | [10 empty] | Grantwood VillageMO
New Preston | New Preston | CT | Connecticut | 9005 | Litchfield | 41.6813 | -73.3523 | 856 | 45 | polygon | FALSE | FALSE | America/New_York | 3 | 6777 | 1840003259 | [10 empty] | New PrestonCT
Vista West | Vista West | WY | Wyoming | 56025 | Natrona | 42.8622 | -106.4363 | 856 | 69 | polygon | FALSE | FALSE | America/Denver | 3 | 82604 | 1840038444 | [10 empty] | Vista WestWY
Greers Ferry | Greers Ferry | AR | Arkansas | 5023 | Cleburne | 35.5674 | -92.1688 | 856 | 45 | polygon | FALSE | TRUE | America/Chicago | 3 | 72067 | 1840013424 | [10 empty] | Greers FerryAR
Hillside | Hillside | NY | New York | 36111 | Ulster | 41.9177 | -74.0336 | 856 | 398 | polygon | FALSE | FALSE | America/New_York | 3 | 12401 | 1840034036 | [10 empty] | HillsideNY
Paxton | Paxton | FL | Florida | 12131 | Walton | 30.9746 | -86.3099 | 856 | 88 | polygon | FALSE | TRUE | America/Chicago | 3 | 32567 32538 | 1840017165 | [10 empty] | PaxtonFL
Marion | Marion | MI | Michigan | 26133 | Osceola | 44.1006 | -85.1438 | 856 | 256 | polygon | FALSE | TRUE | America/Detroit | 3 | 49665 | 1840010952 | [10 empty] | MarionMI
Export | Export | PA | Pennsylvania | 42129 | Westmoreland | 40.417 | -79.6232 | 856 | 819 | polygon | FALSE | TRUE | America/New_York | 3 | 15632 | 1840001136 | [10 empty] | ExportPA
Primghar | Primghar | IA | Iowa | 19141 | O'Brien | 43.0864 | -95.6209 | 856 | 238 | polygon | FALSE | TRUE | America/Chicago | 3 | 51245 | 1840009049 | [10 empty] | PrimgharIA
Mendocino | Mendocino | CA | California | 6045 | Mendocino | 39.311 | -123.7908 | 855 | 146 | polygon | FALSE | FALSE | America/Los_Angeles | 3 | 95460 | 1840018782 | [10 empty] | MendocinoCA
Buffalo Center | Buffalo Center | IA | Iowa | 19189 | Winnebago | 43.3894 | -93.9428 | 855 | 306 | polygon | FALSE | TRUE | America/Chicago | 3 | 50424 | 1840006846 | [10 empty] | Buffalo CenterIA
West Winfield | West Winfield | NY | New York | 36043 | Herkimer | 42.8838 | -75.1914 | 855 | 362 | polygon | FALSE | TRUE | America/New_York | 3 | 13491 | 1840004154 | [10 empty] | West WinfieldNY
Merrill | Merrill | OR | Oregon | 41035 | Klamath | 42.026 | -121.6008 | 855 | 719 | polygon | FALSE | TRUE | America/Los_Angeles | 3 | 97633 | 1840020053 | [10 empty] | MerrillOR
Seiling | Seiling | OK | Oklahoma | 40043 | Dewey | 36.1548 | -98.9296 | 855 | 324 | polygon | FALSE | TRUE | America/Chicago | 3 | 73663 | 1840021688 | [10 empty] | SeilingOK
Indian Lake | Indian Lake | TX | Texas | 48061 | Cameron | 26.0877 | -97.5027 | 854 | 1533 | polygon | FALSE | TRUE | America/Chicago | 3 | 78566 | 1840022263 | [10 empty] | Indian LakeTX
Oakland | Oakland | IL | Illinois | 17029 | Coles | 39.6575 | -88.0276 | 854 | 417 | polygon | FALSE | TRUE | America/Chicago | 3 | 61943 | 1840008450 | [10 empty] | OaklandIL
La Fargeville | La Fargeville | NY | New York | 36045 | Jefferson | 44.196 | -75.9627 | 854 | 99 | polygon | FALSE | FALSE | America/New_York | 3 | 13656 | 1840004110 | [10 empty] | La FargevilleNY
Silverdale | Silverdale | PA | Pennsylvania | 42017 | Bucks | 40.3472 | -75.2719 | 854 | 797 | polygon | FALSE | TRUE | America/New_York | 3 | 18962 18944 | 1840001314 | [10 empty] | SilverdalePA
Plantation | Plantation | KY | Kentucky | 21111 | Jefferson | 38.2834 | -85.5936 | 854 | 1632 | polygon | FALSE | TRUE | America/New_York | 3 | 40242 | 1840014300 | [10 empty] | PlantationKY
Donnellson | Donnellson | IA | Iowa | 19111 | Lee | 40.6453 | -91.5641 | 854 | 259 | polygon | FALSE | TRUE | America/Chicago | 3 | 52625 | 1840007205 | [10 empty] | DonnellsonIA
McBee | McBee | SC | South Carolina | 45025 | Chesterfield | 34.467 | -80.2571 | 854 | 251 | polygon | FALSE | TRUE | America/New_York | 3 | 29101 | 1840016580 | [10 empty] | McBeeSC
Oljato-Monument Valley | Oljato-Monument Valley | UT | Utah | 49037 | San Juan | 37.0309 | -110.2512 | 854 | 11 | polygon | FALSE | TRUE | America/Denver | 3 | 84536 | 1840074515 | [10 empty] | Oljato-Monument ValleyUT
Woodmere | Woodmere | OH | Ohio | 39035 | Cuyahoga | 41.46 | -81.4798 | 853 | 985 | polygon | FALSE | TRUE | America/New_York | 3 | 44122 | 1840003421 | [10 empty] | WoodmereOH
Tangipahoa | Tangipahoa | LA | Louisiana | 22105 | Tangipahoa | 30.8758 | -90.5138 | 853 | 327 | polygon | FALSE | TRUE | America/Chicago | 3 | 70465 | 1840018209 | [10 empty] | TangipahoaLA
East Tulare Villa | East Tulare Villa | CA | California | 6107 | Tulare | 36.2035 | -119.2821 | 853 | 683 | polygon | FALSE | TRUE | America/Los_Angeles | 3 | 93274 | 1840042218 | [10 empty] | East Tulare VillaCA
Chester | Chester | MT | Montana | 30051 | Liberty | 48.5113 | -110.9663 | 853 | 676 | polygon | FALSE | TRUE | America/Denver | 3 | 59522 | 1840022278 | [10 empty] | ChesterMT
Dollar Bay | Dollar Bay | MI | Michigan | 26061 | Houghton | 47.1277 | -88.5085 | 853 | 83 | polygon | FALSE | FALSE | America/Detroit | 3 | 49922 49930 | 1840026078 | [10 empty] | Dollar BayMI
Rio | Rio | FL | Florida | 12085 | Martin | 27.2161 | -80.24 | 853 | 872 | polygon | FALSE | FALSE | America/New_York | 3 | 34957 | 1840014194 | [10 empty] | RioFL
Dewar | Dewar | OK | Oklahoma | 40111 | Okmulgee | 35.4583 | -95.9476 | 853 | 351 | polygon | FALSE | TRUE | America/Chicago | 3 | 74431 | 1840021714 | [10 empty] | DewarOK
Lake Arrowhead | Lake Arrowhead | WI | Wisconsin | 55001 | Adams | 44.203 | -89.8389 | 853 | 65 | polygon | FALSE | TRUE | America/Chicago | 3 | 54457 | 1840042463 | [10 empty] | Lake ArrowheadWI
Lasara | Lasara | TX | Texas | 48489 | Willacy | 26.4634 | -97.9088 | 853 | 227 | polygon | FALSE | FALSE | America/Chicago | 3 | 78580 78561 | 1840018323 | [10 empty] | LasaraTX
Brandon | Brandon | WI | Wisconsin | 55039 | Fond du Lac | 43.7352 | -88.7822 | 853 | 435 | polygon | FALSE | TRUE | America/Chicago | 3 | 53919 | 1840002601 | [10 empty] | BrandonWI
Annawan | Annawan | IL | Illinois | 17073 | Henry | 41.3958 | -89.8881 | 853 | 154 | polygon | FALSE | TRUE | America/Chicago | 3 | 61234 61344 | 1840010241 | [10 empty] | AnnawanIL
Wiley Ford | Wiley Ford | WV | West Virginia | 54057 | Mineral | 39.6151 | -78.7615 | 852 | 114 | polygon | FALSE | FALSE | America/New_York | 3 | 26767 26753 | 1840005722 | [10 empty] | Wiley FordWV
Pine Hill | Pine Hill | AL | Alabama | 1131 | Wilcox | 31.9858 | -87.5875 | 852 | 86 | polygon | FALSE | TRUE | America/Chicago | 3 | 36769 | 1840017026 | [10 empty] | Pine HillAL
Rockford | Rockford | TN | Tennessee | 47009 | Blount | 35.8328 | -83.9357 | 852 | 103 | polygon | FALSE | TRUE | America/New_York | 3 | 37853 37804 | 1840014517 | [10 empty] | RockfordTN
Newell | Newell | IA | Iowa | 19021 | Buena Vista | 42.6097 | -95.004 | 852 | 260 | polygon | FALSE | TRUE | America/Chicago | 3 | 50568 | 1840008023 | [10 empty] | NewellIA
Riegelsville | Riegelsville | PA | Pennsylvania | 42017 | Bucks | 40.5965 | -75.1987 | 852 | 326 | polygon | FALSE | TRUE | America/New_York | 3 | 18077 | 1840001312 | [10 empty] | RiegelsvillePA
Rocky Boy West | Rocky Boy West | MT | Montana | 30015 | Chouteau | 48.2971 | -109.9918 | 852 | 60 | polygon | FALSE | TRUE | America/Denver | 3 | 59521 | 1840042461 | [10 empty] | Rocky Boy WestMT
New Holland | New Holland | OH | Ohio | 39129 | Pickaway | 39.5544 | -83.2595 | 851 | 167 | polygon | FALSE | TRUE | America/New_York | 3 | 43145 | 1840012555 | [10 empty] | New HollandOH
White Swan | White Swan | WA | Washington | 53077 | Yakima | 46.3769 | -120.7382 | 851 | 123 | polygon | FALSE | FALSE | America/Los_Angeles | 3 | 98952 | 1840018464 | [10 empty] | White SwanWA
Rankin | Rankin | TX | Texas | 48461 | Upton | 31.2255 | -101.9393 | 851 | 311 | polygon | FALSE | TRUE | America/Chicago | 3 | 79778 | 1840020830 | [10 empty] | RankinTX
West Salem | West Salem | IL | Illinois | 17047 | Edwards | 38.5198 | -88.0092 | 851 | 210 | polygon | FALSE | TRUE | America/Chicago | 3 | 62476 | 1840012890 | [10 empty] | West SalemIL
Woodsville | Woodsville | NH | New Hampshire | 33009 | Grafton | 44.1452 | -72.0288 | 851 | 374 | polygon | FALSE | FALSE | America/New_York | 3 | 3785 | 1840002199 | [10 empty] | WoodsvilleNH
Alamo | Alamo | NM | New Mexico | 35053 | Socorro | 34.4184 | -107.5125 | 851 | 8 | polygon | FALSE | FALSE | America/Denver | 3 | 87825 | 1840017932 | [10 empty] | AlamoNM
St. Paul | St. Paul | VA | Virginia | 51195 | Wise | 36.9068 | -82.3162 | 851 | 237 | polygon | FALSE | TRUE | America/New_York | 3 | 24224 24283 | 1840006484 | [10 empty] | St. PaulVA
Longport | Longport | NJ | New Jersey | 34001 | Atlantic | 39.3136 | -74.5261 | 851 | 831 | polygon | FALSE | TRUE | America/New_York | 3 | 8403 | 1840003792 | [10 empty] | LongportNJ
Mendon | Mendon | MI | Michigan | 26149 | St. Joseph | 42.0089 | -85.4544 | 851 | 335 | polygon | FALSE | TRUE | America/Detroit | 3 | 49072 | 1840011384 | [10 empty] | MendonMI
Bunker Hill | Bunker Hill | IN | Indiana | 18103 | Miami | 40.6602 | -86.1015 | 851 | 845 | polygon | FALSE | TRUE | America/Indiana/Indianapolis | 3 | 46914 | 1840009364 | [10 empty] | Bunker HillIN
Blacklake | Blacklake | CA | California | 6079 | San Luis Obispo | 35.0497 | -120.5387 | 850 | 313 | polygon | FALSE | TRUE | America/Los_Angeles | 3 | 93444 | 1840075635 | [10 empty] | BlacklakeCA
Lenox | Lenox | GA | Georgia | 13075 | Cook | 31.2672 | -83.4673 | 850 | 205 | polygon | FALSE | TRUE | America/New_York | 3 | 31637 | 1840017112 | [10 empty] | LenoxGA
Indian Springs | Indian Springs | TX | Texas | 48373 | Polk | 30.6879 | -94.7449 | 850 | 179 | polygon | FALSE | FALSE | America/Chicago | 3 | 77351 | 1840025986 | [10 empty] | Indian SpringsTX
White Plains | White Plains | AL | Alabama | 1015 | Calhoun | 33.7603 | -85.688 | 850 | 25 | polygon | FALSE | FALSE | America/Chicago | 3 | 36207 | 1840022932 | [10 empty] | White PlainsAL
Mignon | Mignon | AL | Alabama | 1121 | Talladega | 33.1948 | -86.2651 | 850 | 163 | polygon | FALSE | FALSE | America/Chicago | 3 | 35150 | 1840027518 | [10 empty] | MignonAL
Sunol | Sunol | CA | California | 6001 | Alameda | 37.5894 | -121.8854 | 850 | 11 | polygon | FALSE | FALSE | America/Los_Angeles | 3 | 94586 | 1840018915 | [10 empty] | SunolCA
Mission | Mission | OR | Oregon | 41059 | Umatilla | 45.6586 | -118.6654 | 850 | 43 | polygon | FALSE | FALSE | America/Los_Angeles | 3 | 97801 | 1840018534 | [10 empty] | MissionOR
Spaulding | Spaulding | IL | Illinois | 17167 | Sangamon | 39.8662 | -89.545 | 849 | 436 | polygon | FALSE | TRUE | America/Chicago | 3 | 62561 | 1840012457 | [10 empty] | SpauldingIL
Winthrop | Winthrop | IA | Iowa | 19019 | Buchanan | 42.4708 | -91.7374 | 849 | 414 | polygon | FALSE | TRUE | America/Chicago | 3 | 50682 | 1840010097 | [10 empty] | WinthropIA
Gouldsboro | Gouldsboro | PA | Pennsylvania | 42127 | Wayne | 41.2428 | -75.4448 | 849 | 126 | polygon | FALSE | FALSE | America/New_York | 3 | 18424 | 1840026239 | [10 empty] | GouldsboroPA
Dunkerton | Dunkerton | IA | Iowa | 19013 | Black Hawk | 42.5679 | -92.1608 | 849 | 289 | polygon | FALSE | TRUE | America/Chicago | 3 | 50626 | 1840008061 | [10 empty] | DunkertonIA
Maywood Park | Maywood Park | OR | Oregon | 41051 | Multnomah | 45.5524 | -122.5617 | 849 | 1900 | polygon | FALSE | TRUE | America/Los_Angeles | 3 | 97220 | 1840019940 | [10 empty] | Maywood ParkOR
Inwood | Inwood | IA | Iowa | 19119 | Lyon | 43.3093 | -96.4351 | 849 | 245 | polygon | FALSE | TRUE | America/Chicago | 3 | 51240 | 1840007973 | [10 empty] | InwoodIA
Star | Star | NC | North Carolina | 37123 | Montgomery | 35.3992 | -79.7832 | 849 | 253 | polygon | FALSE | TRUE | America/New_York | 3 | 27356 | 1840016360 | [10 empty] | StarNC
Frederica | Frederica | DE | Delaware | 10001 | Kent | 39.008 | -75.4667 | 849 | 188 | polygon | FALSE | TRUE | America/New_York | 3 | 19946 | 1840005807 | [10 empty] | FredericaDE
Chappell | Chappell | NE | Nebraska | 31049 | Deuel | 41.0913 | -102.4699 | 849 | 466 | polygon | FALSE | TRUE | America/Denver | 3 | 69129 | 1840007141 | [10 empty] | ChappellNE
McLouth | McLouth | KS | Kansas | 20087 | Jefferson | 39.1961 | -95.2083 | 849 | 569 | polygon | FALSE | TRUE | America/Chicago | 3 | 66054 | 1840008504 | [10 empty] | McLouthKS
Mount Jewett | Mount Jewett | PA | Pennsylvania | 42083 | McKean | 41.7255 | -78.6444 | 849 | 140 | polygon | FALSE | TRUE | America/New_York | 3 | 16740 | 1840000527 | [10 empty] | Mount JewettPA
Log Lane Village | Log Lane Village | CO | Colorado | 8087 | Morgan | 40.2696 | -103.8287 | 849 | 1672 | polygon | FALSE | TRUE | America/Denver | 3 | 80705 | 1840021405 | [10 empty] | Log Lane VillageCO
Inman Mills | Inman Mills | SC | South Carolina | 45083 | Spartanburg | 35.041 | -82.1021 | 849 | 288 | polygon | FALSE | FALSE | America/New_York | 3 | 29349 | 1840013508 | [10 empty] | Inman MillsSC
Colcord | Colcord | OK | Oklahoma | 40041 | Delaware | 36.2647 | -94.692 | 849 | 134 | polygon | FALSE | TRUE | America/Chicago | 3 | 74338 | 1840022649 | [10 empty] | ColcordOK
South Wallins | South Wallins | KY | Kentucky | 21095 | Harlan | 36.8153 | -83.4044 | 849 | 52 | polygon | FALSE | FALSE | America/New_York | 3 | 40873 | 1840013278 | [10 empty] | South WallinsKY
Madisonville | Madisonville | LA | Louisiana | 22103 | St. Tammany | 30.4006 | -90.1656 | 848 | 130 | polygon | FALSE | TRUE | America/Chicago | 3 | 70447 | 1840017181 | [10 empty] | MadisonvilleLA
Talbotton | Talbotton | GA | Georgia | 13263 | Talbot | 32.6773 | -84.5406 | 848 | 105 | polygon | FALSE | TRUE | America/New_York | 3 | 31827 | 1840015780 | [10 empty] | TalbottonGA
Pentwater | Pentwater | MI | Michigan | 26127 | Oceana | 43.7793 | -86.4303 | 848 | 244 | polygon | FALSE | TRUE | America/Detroit | 3 | 49449 | 1840010958 | [10 empty] | PentwaterMI
Neffs | Neffs | OH | Ohio | 39013 | Belmont | 40.032 | -80.8171 | 848 | 82 | polygon | FALSE | FALSE | America/New_York | 3 | 43940 43906 | 1840005523 | [10 empty] | NeffsOH
Paw Paw | Paw Paw | IL | Illinois | 17103 | Lee | 41.6877 | -88.9799 | 848 | 572 | polygon | FALSE | TRUE | America/Chicago | 3 | 61353 | 1840011432 | [10 empty] | Paw PawIL
Naches | Naches | WA | Washington | 53077 | Yakima | 46.726 | -120.6911 | 847 | 383 | polygon | FALSE | TRUE | America/Los_Angeles | 3 | 98937 | 1840022318 | [10 empty] | NachesWA
Hailesboro | Hailesboro | NY | New York | 36089 | St. Lawrence | 44.3098 | -75.4357 | 847 | 69 | polygon | FALSE | FALSE | America/New_York | 3 | 13642 13645 | 1840025338 | [10 empty] | HailesboroNY
Stonington | Stonington | IL | Illinois | 17021 | Christian | 39.6385 | -89.1921 | 846 | 714 | polygon | FALSE | TRUE | America/Chicago | 3 | 62567 | 1840012550 | [10 empty] | StoningtonIL
Puxico | Puxico | MO | Missouri | 29207 | Stoddard | 36.9507 | -90.1587 | 846 | 490 | polygon | FALSE | TRUE | America/Chicago | 3 | 63960 | 1840009924 | [10 empty] | PuxicoMO
Bentleyville | Bentleyville | OH | Ohio | 39035 | Cuyahoga | 41.4122 | -81.4121 | 846 | 127 | polygon | FALSE | TRUE | America/New_York | 3 | 44022 | 1840003398 | [10 empty] | BentleyvilleOH
Gassaway | Gassaway | WV | West Virginia | 54007 | Braxton | 38.6702 | -80.7717 | 846 | 282 | polygon | FALSE | TRUE | America/New_York | 3 | 26624 | 1840006114 | [10 empty] | GassawayWV
Readlyn | Readlyn | IA | Iowa | 19017 | Bremer | 42.7038 | -92.2249 | 846 | 995 | polygon | FALSE | TRUE | America/Chicago | 3 | 50668 | 1840009090 | [10 empty] | ReadlynIA
Fordland | Fordland | MO | Missouri | 29225 | Webster | 37.1556 | -92.9416 | 846 | 295 | polygon | FALSE | TRUE | America/Chicago | 3 | 65652 | 1840008741 | [10 empty] | FordlandMO
Braymer | Braymer | MO | Missouri | 29025 | Caldwell | 39.5905 | -93.7961 | 846 | 552 | polygon | FALSE | TRUE | America/Chicago | 3 | 64624 | 1840005588 | [10 empty] | BraymerMO
Lilydale | Lilydale | MN | Minnesota | 27037 | Dakota | 44.9096 | -93.1301 | 846 | 587 | polygon | FALSE | TRUE | America/Chicago | 3 | 55118 | 1840008947 | [10 empty] | LilydaleMN
Cobb Island | Cobb Island | MD | Maryland | 24017 | Charles | 38.2646 | -76.8496 | 846 | 521 | polygon | FALSE | FALSE | America/New_York | 3 | 20625 20664 | 1840024647 | [10 empty] | Cobb IslandMD
Caspian | Caspian | MI | Michigan | 26071 | Iron | 46.0653 | -88.6266 | 845 | 228 | polygon | FALSE | TRUE | America/Menominee | 3 | 49915 49935 | 1840001969 | [10 empty] | CaspianMI
Maguayo | Maguayo | PR | Puerto Rico | 72079 | Lajas | 18.01 | -67.0855 | 845 | 1047 | polygon | FALSE | FALSE | America/Puerto_Rico | 3 | 667 | 1630035707 | [10 empty] | MaguayoPR
Sentinel | Sentinel | OK | Oklahoma | 40149 | Washita | 35.1571 | -99.1736 | 845 | 529 | polygon | FALSE | TRUE | America/Chicago | 3 | 73664 | 1840022762 | [10 empty] | SentinelOK
Crenshaw | Crenshaw | MS | Mississippi | 28119 | Quitman | 34.5047 | -90.1946 | 845 | 793 | polygon | FALSE | TRUE | America/Chicago | 3 | 38621 | 1840016645 | [10 empty] | CrenshawMS
Greenville | Greenville | GA | Georgia | 13199 | Meriwether | 33.0322 | -84.7162 | 845 | 139 | polygon | FALSE | TRUE | America/New_York | 3 | 30222 | 1840013782 | [10 empty] | GreenvilleGA
Valley View | Valley View | TX | Texas | 48097 | Cooke | 33.4892 | -97.1534 | 845 | 92 | polygon | FALSE | TRUE | America/Chicago | 3 | 76272 | 1840023042 | [10 empty] | Valley ViewTX
Ruston | Ruston | WA | Washington | 53053 | Pierce | 47.2981 | -122.5105 | 845 | 1276 | polygon | FALSE | TRUE | America/Los_Angeles | 3 | 98407 | 1840021132 | [10 empty] | RustonWA
Mazeppa | Mazeppa | MN | Minnesota | 27157 | Wabasha | 44.2737 | -92.5403 | 845 | 301 | polygon | FALSE | TRUE | America/Chicago | 3 | 55956 | 1840007899 | [10 empty] | MazeppaMN
Heidlersburg | Heidlersburg | PA | Pennsylvania | 42001 | Adams | 39.9504 | -77.1494 | 845 | 301 | polygon | FALSE | FALSE | America/New_York | 3 | 17304 17372 17325 | 1840026580 | [10 empty] | HeidlersburgPA
Huntland | Huntland | TN | Tennessee | 47051 | Franklin | 35.0579 | -86.2689 | 844 | 213 | polygon | FALSE | TRUE | America/Chicago | 3 | 37345 | 1840016419 | [10 empty] | HuntlandTN
Summerland | Summerland | CA | California | 6083 | Santa Barbara | 34.4255 | -119.5893 | 844 | 164 | polygon | FALSE | FALSE | America/Los_Angeles | 3 | 93013 93067 93108 | 1840019188 | [10 empty] | SummerlandCA
Isleton | Isleton | CA | California | 6067 | Sacramento | 38.1617 | -121.6051 | 844 | 741 | polygon | FALSE | TRUE | America/Los_Angeles | 3 | 95641 | 1840018849 | [10 empty] | IsletonCA
Lake Latonka | Lake Latonka | PA | Pennsylvania | 42085 | Mercer | 41.283 | -80.1831 | 844 | 138 | polygon | FALSE | FALSE | America/New_York | 3 | 16137 | 1840026315 | [10 empty] | Lake LatonkaPA
Hackett | Hackett | AR | Arkansas | 5131 | Sebastian | 35.1878 | -94.4106 | 844 | 226 | polygon | FALSE | TRUE | America/Chicago | 3 | 72937 | 1840013458 | [10 empty] | HackettAR
Elephant Head | Elephant Head | AZ | Arizona | 4019 | Pima | 31.7659 | -110.9921 | 844 | 43 | polygon | FALSE | TRUE | America/Phoenix | 3 | 85645 | 1840075344 | [10 empty] | Elephant HeadAZ
Happy Camp | Happy Camp | CA | California | 6093 | Siskiyou | 41.8104 | -123.3892 | 844 | 26 | polygon | FALSE | FALSE | America/Los_Angeles | 3 | 96039 96049 | 1840025508 | [10 empty] | Happy CampCA
Fincastle | Fincastle | KY | Kentucky | 21111 | Jefferson | 38.3082 | -85.5414 | 844 | 1529 | polygon | FALSE | TRUE | America/New_York | 3 | 40241 | 1840013201 | [10 empty] | FincastleKY
Bruno | Bruno | WV | West Virginia | 54045 | Logan | 37.688 | -81.8737 | 844 | 251 | polygon | FALSE | FALSE | America/New_York | 3 | 25611 | 1840038223 | [10 empty] | BrunoWV
Sanford | Sanford | MI | Michigan | 26111 | Midland | 43.6777 | -84.3803 | 844 | 256 | polygon | FALSE | TRUE | America/Detroit | 3 | 48657 | 1840010955 | [10 empty] | SanfordMI
Apple Valley | Apple Valley | UT | Utah | 49053 | Washington | 37.081 | -113.1034 | 844 | 8 | polygon | FALSE | TRUE | America/Denver | 3 | 84763 84737 | 1840021562 | [10 empty] | Apple ValleyUT
Rich Square | Rich Square | NC | North Carolina | 37131 | Northampton | 36.2739 | -77.2839 | 844 | 105 | polygon | FALSE | TRUE | America/New_York | 3 | 27869 | 1840017701 | [10 empty] | Rich SquareNC
Gratis | Gratis | OH | Ohio | 39135 | Preble | 39.6484 | -84.5286 | 843 | 337 | polygon | FALSE | TRUE | America/New_York | 3 | 45330 | 1840012493 | [10 empty] | GratisOH
Minor | Minor | AL | Alabama | 1073 | Jefferson | 33.5389 | -86.9402 | 843 | 464 | polygon | FALSE | FALSE | America/Chicago | 3 | 35224 | 1840013726 | [10 empty] | MinorAL
Forest Hill | Forest Hill | LA | Louisiana | 22079 | Rapides | 31.0478 | -92.5241 | 843 | 100 | polygon | FALSE | TRUE | America/Chicago | 3 | 71430 | 1840018179 | [10 empty] | Forest HillLA
Pellston | Pellston | MI | Michigan | 26047 | Emmet | 45.5519 | -84.783 | 843 | 166 | polygon | FALSE | TRUE | America/Detroit | 3 | 49769 | 1840013137 | [10 empty] | PellstonMI
Witt | Witt | IL | Illinois | 17135 | Montgomery | 39.2549 | -89.349 | 843 | 242 | polygon | FALSE | TRUE | America/Chicago | 3 | 62094 | 1840010645 | [10 empty] | WittIL
Burnside | Burnside | KY | Kentucky | 21199 | Pulaski | 37.0042 | -84.6489 | 843 | 85 | polygon | FALSE | TRUE | America/New_York | 3 | 42503 42519 42544 42518 | 1840013254 | [10 empty] | BurnsideKY
Cameron | Cameron | WV | West Virginia | 54051 | Marshall | 39.8279 | -80.5692 | 843 | 379 | polygon | FALSE | TRUE | America/New_York | 3 | 26033 | 1840005554 | [10 empty] | CameronWV
Betances | Betances | PR | Puerto Rico | 72023 | Cabo Rojo | 18.0296 | -67.1335 | 843 | 2572 | polygon | FALSE | FALSE | America/Puerto_Rico | 2 | 623 | 1630023606 | [10 empty] | BetancesPR
Osceola | Osceola | NE | Nebraska | 31143 | Polk | 41.1782 | -97.5498 | 843 | 353 | polygon | FALSE | TRUE | America/Chicago | 3 | 68651 | 1840009312 | [10 empty] | OsceolaNE
Paris | Paris | PA | Pennsylvania | 42125 | Washington | 40.4104 | -80.5067 | 842 | 153 | polygon | FALSE | FALSE | America/New_York | 3 | 15021 | 1840026503 | [10 empty] | ParisPA
Illiopolis | Illiopolis | IL | Illinois | 17167 | Sangamon | 39.8515 | -89.2475 | 842 | 745 | polygon | FALSE | TRUE | America/Chicago | 3 | 62539 | 1840012444 | [10 empty] | IlliopolisIL
Rutledge | Rutledge | GA | Georgia | 13211 | Morgan | 33.6263 | -83.6112 | 842 | 99 | polygon | FALSE | TRUE | America/New_York | 3 | 30663 | 1840014800 | [10 empty] | RutledgeGA
South Fork | South Fork | PA | Pennsylvania | 42021 | Cambria | 40.3636 | -78.7919 | 842 | 688 | polygon | FALSE | TRUE | America/New_York | 3 | 15956 | 1840001125 | [10 empty] | South ForkPA
Gayle Mill | Gayle Mill | SC | South Carolina | 45023 | Chester | 34.7023 | -81.2391 | 842 | 496 | polygon | FALSE | FALSE | America/New_York | 3 | 29706 | 1840035845 | [10 empty] | Gayle MillSC
Kenansville | Kenansville | NC | North Carolina | 37061 | Duplin | 34.9596 | -77.9661 | 841 | 153 | polygon | FALSE | TRUE | America/New_York | 3 | 28349 | 1840016466 | [10 empty] | KenansvilleNC
Seligman | Seligman | MO | Missouri | 29009 | Barry | 36.5232 | -93.9388 | 841 | 260 | polygon | FALSE | TRUE | America/Chicago | 3 | 65745 | 1840009934 | [10 empty] | SeligmanMO
Laurel Park | Laurel Park | VA | Virginia | 51089 | Henry | 36.6871 | -79.7872 | 841 | 249 | polygon | FALSE | FALSE | America/New_York | 3 | 24112 | 1840006556 | [10 empty] | Laurel ParkVA
Togiak | Togiak | AK | Alaska | 2070 | Dillingham | 59.0693 | -160.4727 | 841 | 7 | polygon | FALSE | TRUE | America/Anchorage | 3 | 99678 | 1840023276 | [10 empty] | TogiakAK
Lake Victoria | Lake Victoria | MI | Michigan | 26037 | Clinton | 42.9168 | -84.3749 | 841 | 394 | polygon | FALSE | TRUE | America/Detroit | 3 | 48848 | 1840039588 | [10 empty] | Lake VictoriaMI
Potrero | Potrero | CA | California | 6073 | San Diego | 32.6131 | -116.6068 | 841 | 103 | polygon | FALSE | FALSE | America/Los_Angeles | 3 | 91963 | 1840026995 | [10 empty] | PotreroCA
Eastover | Eastover | SC | South Carolina | 45079 | Richland | 33.8779 | -80.6949 | 841 | 267 | polygon | FALSE | TRUE | America/New_York | 3 | 29044 | 1840016716 | [10 empty] | EastoverSC
Crystal Springs | Crystal Springs | FL | Florida | 12101 | Pasco | 28.183 | -82.1539 | 841 | 57 | polygon | FALSE | FALSE | America/New_York | 3 | 33540 33524 | 1840014113 | [10 empty] | Crystal SpringsFL
Selawik | Selawik | AK | Alaska | 2188 | Northwest Arctic | 66.5988 | -159.9995 | 840 | 139 | polygon | FALSE | TRUE | America/Anchorage | 3 | 99770 | 1840023496 | [10 empty] | SelawikAK
Malott | Malott | WA | Washington | 53047 | Okanogan | 48.2919 | -119.6954 | 840 | 176 | polygon | FALSE | FALSE | America/Los_Angeles | 3 | 98840 98829 | 1840025236 | [10 empty] | MalottWA
Maben | Maben | MS | Mississippi | 28105 | Oktibbeha | 33.5544 | -89.0805 | 840 | 167 | polygon | FALSE | TRUE | America/Chicago | 3 | 39750 | 1840016843 | [10 empty] | MabenMS
Harmony | Harmony | PA | Pennsylvania | 42019 | Butler | 40.8015 | -80.125 | 840 | 819 | polygon | FALSE | TRUE | America/New_York | 3 | 16063 16037 | 1840000866 | [10 empty] | HarmonyPA
Dunkirk | Dunkirk | OH | Ohio | 39065 | Hardin | 40.788 | -83.6429 | 840 | 493 | polygon | FALSE | TRUE | America/New_York | 3 | 45836 | 1840011957 | [10 empty] | DunkirkOH
Morgan | Morgan | MN | Minnesota | 27127 | Redwood | 44.4158 | -94.9248 | 840 | 587 | polygon | FALSE | TRUE | America/Chicago | 3 | 56266 | 1840007872 | [10 empty] | MorganMN
Emily | Emily | MN | Minnesota | 27035 | Crow Wing | 46.7602 | -93.9665 | 840 | 10 | polygon | FALSE | TRUE | America/Chicago | 3 | 56447 | 1840007736 | [10 empty] | EmilyMN
Riegelwood | Riegelwood | NC | North Carolina | 37047 | Columbus | 34.3444 | -78.2198 | 840 | 105 | polygon | FALSE | FALSE | America/New_York | 3 | 28456 | 1840025859 | [10 empty] | RiegelwoodNC
South Weldon | South Weldon | NC | North Carolina | 37083 | Halifax | 36.4135 | -77.6024 | 840 | 744 | polygon | FALSE | FALSE | America/New_York | 3 | 27890 | 1840013310 | [10 empty] | South WeldonNC
Lumberport | Lumberport | WV | West Virginia | 54033 | Harrison | 39.3742 | -80.3484 | 840 | 644 | polygon | FALSE | TRUE | America/New_York | 3 | 26386 | 1840005773 | [10 empty] | LumberportWV
Armstrong | Armstrong | IA | Iowa | 19063 | Emmet | 43.3945 | -94.4834 | 840 | 370 | polygon | FALSE | TRUE | America/Chicago | 3 | 50514 | 1840006850 | [10 empty] | ArmstrongIA
Loreauville | Loreauville | LA | Louisiana | 22045 | Iberia | 30.0601 | -91.7378 | 840 | 727 | polygon | FALSE | TRUE | America/Chicago | 3 | 70552 | 1840018258 | [10 empty] | LoreauvilleLA
Alger | Alger | OH | Ohio | 39065 | Hardin | 40.7096 | -83.8441 | 839 | 1095 | polygon | FALSE | TRUE | America/New_York | 3 | 45812 | 1840010372 | [10 empty] | AlgerOH
Dobbins Heights | Dobbins Heights | NC | North Carolina | 37153 | Richmond | 34.9069 | -79.6933 | 839 | 367 | polygon | FALSE | TRUE | America/New_York | 3 | 28345 | 1840016474 | [10 empty] | Dobbins HeightsNC
Bloomsbury | Bloomsbury | NJ | New Jersey | 34019 | Hunterdon | 40.6537 | -75.084 | 839 | 347 | polygon | FALSE | TRUE | America/New_York | 3 | 8804 | 1840001037 | [10 empty] | BloomsburyNJ
Supreme | Supreme | LA | Louisiana | 22007 | Assumption | 29.8604 | -90.9955 | 839 | 95 | polygon | FALSE | FALSE | America/Chicago | 3 | 70390 | 1840014009 | [10 empty] | SupremeLA
McGregor | McGregor | IA | Iowa | 19043 | Clayton | 43.0247 | -91.182 | 838 | 248 | polygon | FALSE | TRUE | America/Chicago | 3 | 52157 | 1840008015 | [10 empty] | McGregorIA
Jonesville | Jonesville | SC | South Carolina | 45087 | Union | 34.8348 | -81.6811 | 838 | 318 | polygon | FALSE | TRUE | America/New_York | 3 | 29353 | 1840016542 | [10 empty] | JonesvilleSC
Teec Nos Pos | Teec Nos Pos | AZ | Arizona | 4001 | Apache | 36.9221 | -109.0753 | 838 | 22 | polygon | FALSE | FALSE | America/Denver | 3 | 86514 | 1840019007 | [10 empty] | Teec Nos PosAZ
Trezevant | Trezevant | TN | Tennessee | 47017 | Carroll | 36.011 | -88.6205 | 838 | 227 | polygon | FALSE | TRUE | America/Chicago | 3 | 38258 | 1840016183 | [10 empty] | TrezevantTN
Waverly | Waverly | MO | Missouri | 29107 | Lafayette | 39.2072 | -93.5186 | 838 | 256 | polygon | FALSE | TRUE | America/Chicago | 3 | 64096 | 1840010678 | [10 empty] | WaverlyMO
Elizabeth | Elizabeth | WV | West Virginia | 54105 | Wirt | 39.0617 | -81.3977 | 838 | 684 | polygon | FALSE | TRUE | America/New_York | 3 | 26143 | 1840005929 | [10 empty] | ElizabethWV
Snead | Snead | AL | Alabama | 1009 | Blount | 34.1162 | -86.3901 | 838 | 58 | polygon | FALSE | TRUE | America/Chicago | 3 | 35952 | 1840017964 | [10 empty] | SneadAL
Hooper | Hooper | NE | Nebraska | 31053 | Dodge | 41.6117 | -96.5487 | 838 | 479 | polygon | FALSE | TRUE | America/Chicago | 3 | 68031 | 1840007087 | [10 empty] | HooperNE
Enderlin | Enderlin | ND | North Dakota | 38073 | Ransom | 46.6215 | -97.5956 | 838 | 198 | polygon | FALSE | TRUE | America/Chicago | 3 | 58027 | 1840000225 | [10 empty] | EnderlinND
Hatfield | Hatfield | IN | Indiana | 18147 | Spencer | 37.903 | -87.2217 | 838 | 276 | polygon | FALSE | FALSE | America/Chicago | 3 | 47634 | 1840026784 | [10 empty] | HatfieldIN
Skyline | Skyline | AL | Alabama | 1071 | Jackson | 34.7987 | -86.1229 | 838 | 81 | polygon | FALSE | TRUE | America/Chicago | 3 | 35768 35776 | 1840017900 | [10 empty] | SkylineAL
Lake City | Lake City | MI | Michigan | 26113 | Missaukee | 44.3297 | -85.2085 | 837 | 308 | polygon | FALSE | TRUE | America/Detroit | 3 | 49651 | 1840002514 | [10 empty] | Lake CityMI
Wagener | Wagener | SC | South Carolina | 45003 | Aiken | 33.6521 | -81.3636 | 837 | 275 | polygon | FALSE | TRUE | America/New_York | 3 | 29164 | 1840016795 | [10 empty] | WagenerSC
O'Donnell | O'Donnell | TX | Texas | 48305 | Lynn | 32.9652 | -101.8309 | 837 | 375 | polygon | FALSE | TRUE | America/Chicago | 3 | 79351 | 1840020674 | [10 empty] | O'DonnellTX
Wallowa | Wallowa | OR | Oregon | 41063 | Wallowa | 45.5704 | -117.5286 | 837 | 528 | polygon | FALSE | TRUE | America/Los_Angeles | 3 | 97885 | 1840021197 | [10 empty] | WallowaOR
Ninilchik | Ninilchik | AK | Alaska | 2122 | Kenai Peninsula | 60.0745 | -151.3843 | 836 | 1 | polygon | FALSE | FALSE | America/Anchorage | 3 | 99639 | 1840023409 | [10 empty] | NinilchikAK
Crawford | Crawford | GA | Georgia | 13221 | Oglethorpe | 33.883 | -83.1552 | 836 | 277 | polygon | FALSE | TRUE | America/New_York | 3 | 30630 | 1840014763 | [10 empty] | CrawfordGA
Plainfield | Plainfield | WI | Wisconsin | 55137 | Waushara | 44.2175 | -89.4969 | 836 | 207 | polygon | FALSE | TRUE | America/Chicago | 3 | 54966 | 1840002240 | [10 empty] | PlainfieldWI
Rushford Village | Rushford Village | MN | Minnesota | 27045 | Fillmore | 43.8033 | -91.7915 | 836 | 9 | polygon | FALSE | TRUE | America/Chicago | 3 | 55962 55971 | 1840009015 | [10 empty] | Rushford VillageMN
Shalimar | Shalimar | FL | Florida | 12091 | Okaloosa | 30.4433 | -86.583 | 836 | 1118 | polygon | FALSE | TRUE | America/Chicago | 3 | 32579 | 1840018212 | [10 empty] | ShalimarFL
Roosevelt | Roosevelt | NJ | New Jersey | 34025 | Monmouth | 40.2212 | -74.4729 | 836 | 166 | polygon | FALSE | TRUE | America/New_York | 3 | 08555 08535 | 1840001359 | [10 empty] | RooseveltNJ
Otisville | Otisville | MI | Michigan | 26049 | Genesee | 43.1661 | -83.5247 | 835 | 365 | polygon | FALSE | TRUE | America/Detroit | 3 | 48463 | 1840011009 | [10 empty] | OtisvilleMI
Blooming Grove | Blooming Grove | TX | Texas | 48349 | Navarro | 32.0924 | -96.7173 | 835 | 375 | polygon | FALSE | TRUE | America/Chicago | 3 | 76626 | 1840022115 | [10 empty] | Blooming GroveTX
Aspermont | Aspermont | TX | Texas | 48433 | Stonewall | 33.1405 | -100.2253 | 835 | 156 | polygon | FALSE | TRUE | America/Chicago | 3 | 79502 | 1840020665 | [10 empty] | AspermontTX
Franklin | Franklin | ID | Idaho | 16041 | Franklin | 42.0124 | -111.8036 | 835 | 247 | polygon | FALSE | TRUE | America/Boise | 3 | 83237 | 1840020097 | [10 empty] | FranklinID
Casper Mountain | Casper Mountain | WY | Wyoming | 56025 | Natrona | 42.7448 | -106.3206 | 835 | 31 | polygon | FALSE | FALSE | America/Denver | 3 | 82601 | 1840038426 | [10 empty] | Casper MountainWY
Orient | Orient | NY | New York | 36103 | Suffolk | 41.1425 | -72.277 | 835 | 62 | polygon | FALSE | FALSE | America/New_York | 3 | 11957 | 1840005064 | [10 empty] | OrientNY
Lone Rock | Lone Rock | WI | Wisconsin | 55103 | Richland | 43.1857 | -90.2012 | 835 | 324 | polygon | FALSE | TRUE | America/Chicago | 3 | 53556 | 1840002819 | [10 empty] | Lone RockWI
Copperton | Copperton | UT | Utah | 49035 | Salt Lake | 40.566 | -112.098 | 835 | 1034 | polygon | FALSE | TRUE | America/Denver | 3 | 84006 | 1840024252 | [10 empty] | CoppertonUT
Harlem | Harlem | MT | Montana | 30005 | Blaine | 48.5318 | -108.7847 | 835 | 770 | polygon | FALSE | TRUE | America/Denver | 3 | 59526 | 1840019759 | [10 empty] | HarlemMT
Simsboro | Simsboro | LA | Louisiana | 22061 | Lincoln | 32.5323 | -92.7839 | 835 | 92 | polygon | FALSE | TRUE | America/Chicago | 3 | 71275 | 1840018085 | [10 empty] | SimsboroLA
Coalmont | Coalmont | TN | Tennessee | 47061 | Grundy | 35.3458 | -85.7113 | 834 | 53 | polygon | FALSE | TRUE | America/Chicago | 3 | 37313 | 1840014556 | [10 empty] | CoalmontTN
Alton | Alton | MO | Missouri | 29149 | Oregon | 36.6901 | -91.3947 | 834 | 205 | polygon | FALSE | TRUE | America/Chicago | 3 | 65606 | 1840007655 | [10 empty] | AltonMO
Aurora | Aurora | SD | South Dakota | 46011 | Brookings | 44.2826 | -96.6863 | 834 | 557 | polygon | FALSE | TRUE | America/Chicago | 3 | 57002 | 1840002509 | [10 empty] | AuroraSD
Middletown | Middletown | MI | Michigan | 26155 | Shiawassee | 42.9869 | -84.1445 | 834 | 686 | polygon | FALSE | FALSE | America/Detroit | 3 | 48867 | 1840004364 | [10 empty] | MiddletownMI
Beaver Meadows | Beaver Meadows | PA | Pennsylvania | 42025 | Carbon | 40.9299 | -75.9131 | 834 | 1247 | polygon | FALSE | TRUE | America/New_York | 3 | 18216 | 1840000928 | [10 empty] | Beaver MeadowsPA
Pond Creek | Pond Creek | OK | Oklahoma | 40053 | Grant | 36.6677 | -97.8029 | 834 | 377 | polygon | FALSE | TRUE | America/Chicago | 3 | 73766 | 1840020343 | [10 empty] | Pond CreekOK
Middleburg | Middleburg | VA | Virginia | 51107 | Loudoun | 38.9715 | -77.7429 | 834 | 311 | polygon | FALSE | TRUE | America/New_York | 3 | 20118 20117 | 1840005874 | [10 empty] | MiddleburgVA
Calhan | Calhan | CO | Colorado | 8041 | El Paso | 39.0345 | -104.2994 | 834 | 389 | polygon | FALSE | TRUE | America/Denver | 3 | 80808 | 1840022476 | [10 empty] | CalhanCO
Royal Center | Royal Center | IN | Indiana | 18017 | Cass | 40.8643 | -86.5001 | 834 | 564 | polygon | FALSE | TRUE | America/Indiana/Indianapolis | 3 | 46978 | 1840010361 | [10 empty] | Royal CenterIN
Gallant | Gallant | AL | Alabama | 1055 | Etowah | 34.0013 | -86.2304 | 833 | 22 | polygon | FALSE | FALSE | America/Chicago | 3 | 35972 | 1840022889 | [10 empty] | GallantAL
Hazleton | Hazleton | IA | Iowa | 19019 | Buchanan | 42.6178 | -91.9058 | 833 | 402 | polygon | FALSE | TRUE | America/Chicago | 3 | 50641 | 1840006945 | [10 empty] | HazletonIA
Glasgow | Glasgow | WV | West Virginia | 54039 | Kanawha | 38.2109 | -81.4218 | 833 | 690 | polygon | FALSE | TRUE | America/New_York | 3 | 25110 25086 | 1840006193 | [10 empty] | GlasgowWV
Newman | Newman | IL | Illinois | 17041 | Douglas | 39.797 | -87.9877 | 833 | 524 | polygon | FALSE | TRUE | America/Chicago | 3 | 61942 | 1840008437 | [10 empty] | NewmanIL
Warrenton | Warrenton | NC | North Carolina | 37185 | Warren | 36.3995 | -78.1575 | 833 | 298 | polygon | FALSE | TRUE | America/New_York | 3 | 27589 | 1840016037 | [10 empty] | WarrentonNC
Matinecock | Matinecock | NY | New York | 36059 | Nassau | 40.864 | -73.5817 | 833 | 121 | polygon | FALSE | TRUE | America/New_York | 3 | 11560 | 1840005308 | [10 empty] | MatinecockNY
Blackduck | Blackduck | MN | Minnesota | 27007 | Beltrami | 47.7263 | -94.5479 | 833 | 200 | polygon | FALSE | TRUE | America/Chicago | 3 | 56630 56647 | 1840006601 | [10 empty] | BlackduckMN
Penney Farms | Penney Farms | FL | Florida | 12019 | Clay | 29.9807 | -81.8108 | 833 | 219 | polygon | FALSE | TRUE | America/New_York | 3 | 32079 32043 | 1840017207 | [10 empty] | Penney FarmsFL
Malin | Malin | OR | Oregon | 41035 | Klamath | 42.0133 | -121.4098 | 832 | 643 | polygon | FALSE | TRUE | America/Los_Angeles | 3 | 97632 | 1840020052 | [10 empty] | MalinOR
Pawnee City | Pawnee City | NE | Nebraska | 31133 | Pawnee | 40.1106 | -96.1529 | 832 | 266 | polygon | FALSE | TRUE | America/Chicago | 3 | 68420 | 1840009454 | [10 empty] | Pawnee CityNE
Shoreham | Shoreham | MI | Michigan | 26021 | Berrien | 42.0604 | -86.5115 | 832 | 548 | polygon | FALSE | TRUE | America/Detroit | 3 | 49085 | 1840011229 | [10 empty] | ShorehamMI
Ellenboro | Ellenboro | NC | North Carolina | 37161 | Rutherford | 35.3309 | -81.7611 | 832 | 253 | polygon | FALSE | TRUE | America/New_York | 3 | 28040 | 1840016319 | [10 empty] | EllenboroNC
North Walpole | North Walpole | NH | New Hampshire | 33005 | Cheshire | 43.1469 | -72.4459 | 832 | 469 | polygon | FALSE | FALSE | America/New_York | 3 | 3609 | 1840026181 | [10 empty] | North WalpoleNH
Flushing | Flushing | OH | Ohio | 39013 | Belmont | 40.1481 | -81.0644 | 832 | 523 | polygon | FALSE | TRUE | America/New_York | 3 | 43977 | 1840012385 | [10 empty] | FlushingOH
Luthersville | Luthersville | GA | Georgia | 13199 | Meriwether | 33.2096 | -84.7442 | 831 | 101 | polygon | FALSE | TRUE | America/New_York | 3 | 30251 | 1840015748 | [10 empty] | LuthersvilleGA
Sully | Sully | IA | Iowa | 19099 | Jasper | 41.578 | -92.8467 | 831 | 548 | polygon | FALSE | TRUE | America/Chicago | 3 | 50251 | 1840009223 | [10 empty] | SullyIA
McCammon | McCammon | ID | Idaho | 16005 | Bannock | 42.6504 | -112.1901 | 831 | 143 | polygon | FALSE | TRUE | America/Boise | 3 | 83250 | 1840020070 | [10 empty] | McCammonID
Utica | Utica | NE | Nebraska | 31159 | Seward | 40.8953 | -97.3454 | 831 | 695 | polygon | FALSE | TRUE | America/Chicago | 3 | 68456 | 1840011843 | [10 empty] | UticaNE
Spring Hill | Spring Hill | PA | Pennsylvania | 42021 | Cambria | 40.3703 | -78.6691 | 831 | 307 | polygon | FALSE | FALSE | America/New_York | 3 | 15946 | 1840005381 | [10 empty] | Spring HillPA
Richland | Richland | MI | Michigan | 26077 | Kalamazoo | 42.3762 | -85.4553 | 831 | 316 | polygon | FALSE | TRUE | America/Detroit | 3 | 49083 | 1840011211 | [10 empty] | RichlandMI
Footville | Footville | WI | Wisconsin | 55105 | Rock | 42.6715 | -89.2084 | 831 | 285 | polygon | FALSE | TRUE | America/Chicago | 3 | 53537 53548 | 1840002470 | [10 empty] | FootvilleWI
Marrowstone | Marrowstone | WA | Washington | 53031 | Jefferson | 48.0568 | -122.6933 | 831 | 50 | polygon | FALSE | FALSE | America/Los_Angeles | 3 | 98358 | 1840037856 | [10 empty] | MarrowstoneWA
Chester Hill | Chester Hill | PA | Pennsylvania | 42033 | Clearfield | 40.8903 | -78.2293 | 831 | 722 | polygon | FALSE | TRUE | America/New_York | 3 | 16866 | 1840003489 | [10 empty] | Chester HillPA
Stoddard | Stoddard | WI | Wisconsin | 55123 | Vernon | 43.6625 | -91.218 | 830 | 502 | polygon | FALSE | TRUE | America/Chicago | 3 | 54658 | 1840002687 | [10 empty] | StoddardWI
Doniphan | Doniphan | NE | Nebraska | 31079 | Hall | 40.7742 | -98.3708 | 830 | 630 | polygon | FALSE | TRUE | America/Chicago | 3 | 68832 | 1840011826 | [10 empty] | DoniphanNE
Magazine | Magazine | AR | Arkansas | 5083 | Logan | 35.1534 | -93.8078 | 830 | 176 | polygon | FALSE | TRUE | America/Chicago | 3 | 72943 | 1840015450 | [10 empty] | MagazineAR
Lamboglia | Lamboglia | PR | Puerto Rico | 72109 | Patillas | 17.9846 | -65.9851 | 830 | 766 | polygon | FALSE | FALSE | America/Puerto_Rico | 3 | 723 | 1630023609 | [10 empty] | LambogliaPR
Chula Vista | Chula Vista | TX | Texas | 48507 | Zavala | 28.6563 | -99.8077 | 829 | 604 | polygon | FALSE | FALSE | America/Chicago | 3 | 78839 | 1840142314 | [10 empty] | Chula VistaTX
St. Joseph | St. Joseph | TN | Tennessee | 47099 | Lawrence | 35.033 | -87.5008 | 829 | 84 | polygon | FALSE | TRUE | America/Chicago | 3 | 38481 | 1840015441 | [10 empty] | St. JosephTN
New Union | New Union | AL | Alabama | 1055 | Etowah | 34.1422 | -86.2218 | 829 | 26 | polygon | FALSE | TRUE | America/Chicago | 3 | 35956 | 1840075158 | [10 empty] | New UnionAL
Harwood | Harwood | ND | North Dakota | 38017 | Cass | 46.9761 | -96.8802 | 829 | 267 | polygon | FALSE | TRUE | America/Chicago | 3 | 58042 | 1840000181 | [10 empty] | HarwoodND
Au Gres | Au Gres | MI | Michigan | 26011 | Arenac | 44.0431 | -83.6933 | 829 | 140 | polygon | FALSE | TRUE | America/Detroit | 3 | 48703 | 1840003950 | [10 empty] | Au GresMI
Fabrica | Fabrica | TX | Texas | 48323 | Maverick | 28.7446 | -100.4934 | 829 | 1025 | polygon | FALSE | TRUE | America/Chicago | 3 | 78852 | 1840042587 | [10 empty] | FabricaTX
Edmundson | Edmundson | MO | Missouri | 29189 | St. Louis | 38.7351 | -90.3657 | 829 | 1166 | polygon | FALSE | TRUE | America/Chicago | 3 | 63134 | 1840008580 | [10 empty] | EdmundsonMO
Tatum | Tatum | NM | New Mexico | 35025 | Lea | 33.2553 | -103.3112 | 829 | 201 | polygon | FALSE | TRUE | America/Denver | 3 | 88267 | 1840022962 | [10 empty] | TatumNM
Owensville | Owensville | OH | Ohio | 39025 | Clermont | 39.1242 | -84.1366 | 828 | 743 | polygon | FALSE | TRUE | America/New_York | 3 | 45160 45103 | 1840012711 | [10 empty] | OwensvilleOH
Brimfield | Brimfield | IL | Illinois | 17143 | Peoria | 40.8379 | -89.8827 | 828 | 389 | polygon | FALSE | TRUE | America/Chicago | 3 | 61517 | 1840010353 | [10 empty] | BrimfieldIL
La Fontaine | La Fontaine | IN | Indiana | 18169 | Wabash | 40.6739 | -85.7221 | 828 | 523 | polygon | FALSE | TRUE | America/Indiana/Indianapolis | 3 | 46940 | 1840009358 | [10 empty] | La FontaineIN
Dayton | Dayton | WY | Wyoming | 56033 | Sheridan | 44.8732 | -107.2624 | 828 | 597 | polygon | FALSE | TRUE | America/Denver | 3 | 82836 | 1840021244 | [10 empty] | DaytonWY
Onaway | Onaway | MI | Michigan | 26141 | Presque Isle | 45.3589 | -84.2274 | 828 | 196 | polygon | FALSE | TRUE | America/Detroit | 3 | 49765 | 1840002064 | [10 empty] | OnawayMI
Cheyenne Wells | Cheyenne Wells | CO | Colorado | 8017 | Cheyenne | 38.8192 | -102.3521 | 828 | 298 | polygon | FALSE | TRUE | America/Denver | 3 | 80810 | 1840022481 | [10 empty] | Cheyenne WellsCO
St. Ignatius | St. Ignatius | MT | Montana | 30047 | Lake | 47.3186 | -114.0956 | 828 | 599 | polygon | FALSE | TRUE | America/Denver | 3 | 59865 | 1840021092 | [10 empty] | St. IgnatiusMT
Winslow | Winslow | IN | Indiana | 18125 | Pike | 38.3827 | -87.2129 | 828 | 504 | polygon | FALSE | TRUE | America/Indiana/Petersburg | 3 | 47598 | 1840010793 | [10 empty] | WinslowIN
Pleasant Hills | Pleasant Hills | OH | Ohio | 39061 | Hamilton | 39.2365 | -84.5229 | 828 | 902 | polygon | FALSE | FALSE | America/New_York | 3 | 45231 | 1840034130 | [10 empty] | Pleasant HillsOH
Attica | Attica | MI | Michigan | 26087 | Lapeer | 43.0314 | -83.1607 | 828 | 66 | polygon | FALSE | FALSE | America/Detroit | 3 | 48412 | 1840025444 | [10 empty] | AtticaMI
Esmont | Esmont | VA | Virginia | 51003 | Albemarle | 37.8284 | -78.5959 | 828 | 87 | polygon | FALSE | FALSE | America/New_York | 3 | 22937 | 1840026774 | [10 empty] | EsmontVA
Crawford | Crawford | TX | Texas | 48309 | McLennan | 31.5385 | -97.4448 | 827 | 256 | polygon | FALSE | TRUE | America/Chicago | 3 | 76638 | 1840022143 | [10 empty] | CrawfordTX
Arena | Arena | WI | Wisconsin | 55049 | Iowa | 43.1636 | -89.9104 | 827 | 276 | polygon | FALSE | TRUE | America/Chicago | 3 | 53503 | 1840002953 | [10 empty] | ArenaWI
Sand Springs | Sand Springs | TX | Texas | 48227 | Howard | 32.2795 | -101.3496 | 827 | 124 | polygon | FALSE | FALSE | America/Chicago | 3 | 79720 79511 | 1840025912 | [10 empty] | Sand SpringsTX
Jacksons' Gap | Jacksons' Gap | AL | Alabama | 1123 | Tallapoosa | 32.8831 | -85.815 | 827 | 37 | polygon | FALSE | TRUE | America/Chicago | 3 | 36861 | 1840025222 | [10 empty] | Jacksons' GapAL
Baconton | Baconton | GA | Georgia | 13205 | Mitchell | 31.3804 | -84.1592 | 827 | 163 | polygon | FALSE | TRUE | America/New_York | 3 | 31716 | 1840013876 | [10 empty] | BacontonGA
Clay City | Clay City | IN | Indiana | 18021 | Clay | 39.277 | -87.1127 | 827 | 592 | polygon | FALSE | TRUE | America/Indiana/Indianapolis | 3 | 47841 | 1840009674 | [10 empty] | Clay CityIN
New Deal | New Deal | TX | Texas | 48303 | Lubbock | 33.7322 | -101.8436 | 827 | 138 | polygon | FALSE | TRUE | America/Chicago | 3 | 79350 79403 79415 | 1840022782 | [10 empty] | New DealTX
Pigeon Creek | Pigeon Creek | OH | Ohio | 39153 | Summit | 41.1101 | -81.6723 | 827 | 356 | polygon | FALSE | FALSE | America/New_York | 3 | 44321 | 1840034393 | [10 empty] | Pigeon CreekOH
Blue Ball | Blue Ball | PA | Pennsylvania | 42071 | Lancaster | 40.1157 | -76.0517 | 827 | 267 | polygon | FALSE | FALSE | America/New_York | 3 | 17557 17519 17506 | 1840026527 | [10 empty] | Blue BallPA
Coffeeville | Coffeeville | MS | Mississippi | 28161 | Yalobusha | 33.9765 | -89.6845 | 826 | 148 | polygon | FALSE | TRUE | America/Chicago | 3 | 38922 | 1840016732 | [10 empty] | CoffeevilleMS
Sarepta | Sarepta | LA | Louisiana | 22119 | Webster | 32.8963 | -93.4518 | 826 | 195 | polygon | FALSE | TRUE | America/Chicago | 3 | 71071 | 1840018060 | [10 empty] | SareptaLA
Smithfield | Smithfield | PA | Pennsylvania | 42051 | Fayette | 39.8023 | -79.8089 | 826 | 449 | polygon | FALSE | TRUE | America/New_York | 3 | 15478 | 1840000669 | [10 empty] | SmithfieldPA
Highland | Highland | WI | Wisconsin | 55049 | Iowa | 43.0475 | -90.3801 | 826 | 280 | polygon | FALSE | TRUE | America/Chicago | 3 | 53543 | 1840002955 | [10 empty] | HighlandWI
Brownsville | Brownsville | KY | Kentucky | 21061 | Edmonson | 37.1952 | -86.2691 | 826 | 122 | polygon | FALSE | TRUE | America/Chicago | 3 | 42210 | 1840013255 | [10 empty] | BrownsvilleKY
Island Pond | Island Pond | VT | Vermont | 50009 | Essex | 44.8125 | -71.8862 | 826 | 76 | polygon | FALSE | FALSE | America/New_York | 3 | 5846 | 1840002269 | [10 empty] | Island PondVT
New Berlin | New Berlin | PA | Pennsylvania | 42119 | Union | 40.8805 | -76.9842 | 826 | 822 | polygon | FALSE | TRUE | America/New_York | 3 | 17855 | 1840003533 | [10 empty] | New BerlinPA
Mortons Gap | Mortons Gap | KY | Kentucky | 21107 | Hopkins | 37.2403 | -87.4667 | 826 | 269 | polygon | FALSE | TRUE | America/Chicago | 3 | 42431 42440 42442 | 1840014368 | [10 empty] | Mortons GapKY
Brookport | Brookport | IL | Illinois | 17127 | Massac | 37.1261 | -88.6276 | 826 | 488 | polygon | FALSE | TRUE | America/Chicago | 3 | 62910 | 1840006448 | [10 empty] | BrookportIL
Holly Pond | Holly Pond | AL | Alabama | 1043 | Cullman | 34.1696 | -86.6125 | 826 | 71 | polygon | FALSE | TRUE | America/Chicago | 3 | 35055 35083 | 1840016698 | [10 empty] | Holly PondAL
Stephenson | Stephenson | MI | Michigan | 26109 | Menominee | 45.4137 | -87.6091 | 826 | 293 | polygon | FALSE | TRUE | America/Menominee | 3 | 49887 | 1840002007 | [10 empty] | StephensonMI
Eureka | Eureka | SD | South Dakota | 46089 | McPherson | 45.7707 | -99.6207 | 826 | 341 | polygon | FALSE | TRUE | America/Chicago | 3 | 57437 | 1840002024 | [10 empty] | EurekaSD
Crab Orchard | Crab Orchard | KY | Kentucky | 21137 | Lincoln | 37.4627 | -84.5067 | 825 | 182 | polygon | FALSE | TRUE | America/New_York | 3 | 40419 | 1840014362 | [10 empty] | Crab OrchardKY
Middlesex | Middlesex | NC | North Carolina | 37127 | Nash | 35.7893 | -78.2047 | 825 | 304 | polygon | FALSE | TRUE | America/New_York | 3 | 27557 | 1840016162 | [10 empty] | MiddlesexNC
Hopedale | Hopedale | IL | Illinois | 17179 | Tazewell | 40.4233 | -89.4214 | 825 | 361 | polygon | FALSE | TRUE | America/Chicago | 3 | 61747 | 1840011986 | [10 empty] | HopedaleIL
Elrod | Elrod | NC | North Carolina | 37155 | Robeson | 34.6072 | -79.2307 | 825 | 59 | polygon | FALSE | FALSE | America/New_York | 3 | 28383 | 1840013085 | [10 empty] | ElrodNC
Mesita | Mesita | NM | New Mexico | 35006 | Cibola | 35.0134 | -107.3296 | 825 | 29 | polygon | FALSE | FALSE | America/Denver | 3 | 87026 | 1840019170 | [10 empty] | MesitaNM
San Felipe | San Felipe | TX | Texas | 48015 | Austin | 29.7965 | -96.1051 | 825 | 38 | polygon | FALSE | TRUE | America/Chicago | 3 | 77474 77473 | 1840023151 | [10 empty] | San FelipeTX
Dakota City | Dakota City | IA | Iowa | 19091 | Humboldt | 42.7229 | -94.1977 | 825 | 431 | polygon | FALSE | TRUE | America/Chicago | 3 | 50548 50529 | 1840000399 | [10 empty] | Dakota CityIA
St. Clair | St. Clair | MN | Minnesota | 27013 | Blue Earth | 44.0838 | -93.8601 | 824 | 477 | polygon | FALSE | TRUE | America/Chicago | 3 | 56001 56080 | 1840008979 | [10 empty] | St. ClairMN
Norris | Norris | SC | South Carolina | 45077 | Pickens | 34.7661 | -82.7525 | 824 | 168 | polygon | FALSE | TRUE | America/New_York | 3 | 29630 29667 29657 | 1840016495 | [10 empty] | NorrisSC
Pittsville | Pittsville | WI | Wisconsin | 55141 | Wood | 44.439 | -90.1301 | 824 | 159 | polygon | FALSE | TRUE | America/Chicago | 3 | 54466 | 1840002339 | [10 empty] | PittsvilleWI
Greenville | Greenville | FL | Florida | 12079 | Madison | 30.4667 | -83.6352 | 824 | 241 | polygon | FALSE | TRUE | America/New_York | 3 | 32331 | 1840017187 | [10 empty] | GreenvilleFL
Magnolia Springs | Magnolia Springs | AL | Alabama | 1003 | Baldwin | 30.4003 | -87.7748 | 823 | 353 | polygon | FALSE | TRUE | America/Chicago | 3 | 36535 36555 | 1840017124 | [10 empty] | Magnolia SpringsAL
Juniata | Juniata | NE | Nebraska | 31001 | Adams | 40.5903 | -98.5069 | 823 | 476 | polygon | FALSE | TRUE | America/Chicago | 3 | 68955 | 1840012037 | [10 empty] | JuniataNE
Occidental | Occidental | CA | California | 6097 | Sonoma | 38.4004 | -122.9349 | 823 | 63 | polygon | FALSE | FALSE | America/Los_Angeles | 3 | 95472 95465 | 1840018837 | [10 empty] | OccidentalCA
Beckville | Beckville | TX | Texas | 48365 | Panola | 32.2436 | -94.4561 | 823 | 261 | polygon | FALSE | TRUE | America/Chicago | 3 | 75631 | 1840019498 | [10 empty] | BeckvilleTX
Notasulga | Notasulga | AL | Alabama | 1087 | Macon | 32.5569 | -85.6695 | 823 | 23 | polygon | FALSE | TRUE | America/Chicago | 3 | 36866 | 1840016981 | [10 empty] | NotasulgaAL
Fort Loudon | Fort Loudon | PA | Pennsylvania | 42055 | Franklin | 39.9219 | -77.9073 | 822 | 74 | polygon | FALSE | FALSE | America/New_York | 3 | 17224 | 1840026529 | [10 empty] | Fort LoudonPA
Langley | Langley | OK | Oklahoma | 40097 | Mayes | 36.4707 | -95.0539 | 822 | 204 | polygon | FALSE | TRUE | America/Chicago | 3 | 74350 | 1840021662 | [10 empty] | LangleyOK
Veyo | Veyo | UT | Utah | 49053 | Washington | 37.3375 | -113.693 | 822 | 153 | polygon | FALSE | FALSE | America/Denver | 3 | 84782 | 1840026840 | [10 empty] | VeyoUT
Roy | Roy | WA | Washington | 53053 | Pierce | 46.997 | -122.5423 | 822 | 656 | polygon | FALSE | TRUE | America/Los_Angeles | 3 | 98580 | 1840019856 | [10 empty] | RoyWA
Brookfield | Brookfield | NJ | New Jersey | 34041 | Warren | 40.8184 | -75.0613 | 822 | 1466 | polygon | FALSE | TRUE | America/New_York | 3 | 7823 | 1840033464 | [10 empty] | BrookfieldNJ
Rockford | Rockford | IA | Iowa | 19067 | Floyd | 43.0524 | -92.9477 | 822 | 502 | polygon | FALSE | TRUE | America/Chicago | 3 | 50468 | 1840009061 | [10 empty] | RockfordIA
Bellefonte | Bellefonte | KY | Kentucky | 21089 | Greenup | 38.4949 | -82.6911 | 822 | 360 | polygon | FALSE | TRUE | America/New_York | 3 | 41101 | 1840013184 | [10 empty] | BellefonteKY
Garibaldi | Garibaldi | OR | Oregon | 41057 | Tillamook | 45.5607 | -123.9111 | 822 | 321 | polygon | FALSE | TRUE | America/Los_Angeles | 3 | 97118 | 1840019926 | [10 empty] | GaribaldiOR
Russellville | Russellville | MO | Missouri | 29051 | Cole | 38.5128 | -92.4384 | 822 | 397 | polygon | FALSE | TRUE | America/Chicago | 3 | 65074 | 1840009797 | [10 empty] | RussellvilleMO
Polkville | Polkville | MS | Mississippi | 28129 | Smith | 32.1909 | -89.696 | 821 | 18 | polygon | FALSE | TRUE | America/Chicago | 3 | 39117 | 1840018132 | [10 empty] | PolkvilleMS
Lake Andes | Lake Andes | SD | South Dakota | 46023 | Charles Mix | 43.1559 | -98.5362 | 821 | 424 | polygon | FALSE | TRUE | America/Chicago | 3 | 57356 | 1840002852 | [10 empty] | Lake AndesSD
Hazelton | Hazelton | ID | Idaho | 16053 | Jerome | 42.5952 | -114.1366 | 821 | 881 | polygon | FALSE | TRUE | America/Boise | 3 | 83335 | 1840020086 | [10 empty] | HazeltonID
Gray Court | Gray Court | SC | South Carolina | 45059 | Laurens | 34.6078 | -82.1144 | 821 | 171 | polygon | FALSE | TRUE | America/New_York | 3 | 29645 | 1840016594 | [10 empty] | Gray CourtSC
Rising Star | Rising Star | TX | Texas | 48133 | Eastland | 32.0976 | -98.9665 | 821 | 183 | polygon | FALSE | TRUE | America/Chicago | 3 | 76471 | 1840022096 | [10 empty] | Rising StarTX
Cowiche | Cowiche | WA | Washington | 53077 | Yakima | 46.6729 | -120.7154 | 821 | 606 | polygon | FALSE | FALSE | America/Los_Angeles | 3 | 98923 | 1840023852 | [10 empty] | CowicheWA
Mossyrock | Mossyrock | WA | Washington | 53041 | Lewis | 46.5305 | -122.4887 | 820 | 460 | polygon | FALSE | TRUE | America/Los_Angeles | 3 | 98564 | 1840019883 | [10 empty] | MossyrockWA
Arlington | Arlington | WI | Wisconsin | 55021 | Columbia | 43.335 | -89.3725 | 820 | 307 | polygon | FALSE | TRUE | America/Chicago | 3 | 53911 | 1840002702 | [10 empty] | ArlingtonWI
Santa Clara Pueblo | Santa Clara Pueblo | NM | New Mexico | 35039 | Rio Arriba | 35.9726 | -106.0927 | 820 | 156 | polygon | FALSE | FALSE | America/Denver | 3 | 87532 | 1840018986 | [10 empty] | Santa Clara PuebloNM
Rockwood | Rockwood | PA | Pennsylvania | 42111 | Somerset | 39.9157 | -79.1574 | 820 | 947 | polygon | FALSE | TRUE | America/New_York | 3 | 15557 | 1840003744 | [10 empty] | RockwoodPA
Pomona | Pomona | KS | Kansas | 20059 | Franklin | 38.6099 | -95.4523 | 820 | 400 | polygon | FALSE | TRUE | America/Chicago | 3 | 66076 | 1840009637 | [10 empty] | PomonaKS
Colo | Colo | IA | Iowa | 19169 | Story | 42.0145 | -93.3186 | 820 | 297 | polygon | FALSE | TRUE | America/Chicago | 3 | 50056 | 1840007018 | [10 empty] | ColoIA
Emmonak | Emmonak | AK | Alaska | 2158 | Kusilvak | 62.7762 | -164.5157 | 819 | 63 | polygon | FALSE | TRUE | America/Nome | 3 | 99581 | 1840023323 | [10 empty] | EmmonakAK
Fertile | Fertile | MN | Minnesota | 27119 | Polk | 47.5339 | -96.2893 | 818 | 152 | polygon | FALSE | TRUE | America/Chicago | 3 | 56540 | 1840007702 | [10 empty] | FertileMN
Belle Center | Belle Center | OH | Ohio | 39091 | Logan | 40.509 | -83.7453 | 818 | 454 | polygon | FALSE | TRUE | America/New_York | 3 | 43310 | 1840012149 | [10 empty] | Belle CenterOH
Claysville | Claysville | PA | Pennsylvania | 42125 | Washington | 40.1199 | -80.4131 | 818 | 1020 | polygon | FALSE | TRUE | America/New_York | 3 | 15323 | 1840003646 | [10 empty] | ClaysvillePA
East Camden | East Camden | AR | Arkansas | 5103 | Ouachita | 33.6082 | -92.7436 | 818 | 458 | polygon | FALSE | TRUE | America/Chicago | 3 | 71701 | 1840016808 | [10 empty] | East CamdenAR
Penryn | Penryn | CA | California | 6061 | Placer | 38.8478 | -121.1699 | 818 | 172 | polygon | FALSE | FALSE | America/Los_Angeles | 3 | 95663 95650 | 1840026667 | [10 empty] | PenrynCA
Potomac Park | Potomac Park | MD | Maryland | 24001 | Allegany | 39.6124 | -78.8082 | 818 | 818 | polygon | FALSE | FALSE | America/New_York | 3 | 21502 | 1840024433 | [10 empty] | Potomac ParkMD
Purple Sage | Purple Sage | WY | Wyoming | 56037 | Sweetwater | 41.5515 | -109.3199 | 818 | 959 | polygon | FALSE | FALSE | America/Denver | 3 | 82901 | 1840038435 | [10 empty] | Purple SageWY
Waynesfield | Waynesfield | OH | Ohio | 39011 | Auglaize | 40.6024 | -83.9739 | 817 | 475 | polygon | FALSE | TRUE | America/New_York | 3 | 45896 | 1840012074 | [10 empty] | WaynesfieldOH
La Jara | La Jara | CO | Colorado | 8021 | Conejos | 37.2735 | -105.9598 | 817 | 773 | polygon | FALSE | TRUE | America/Denver | 3 | 81140 | 1840021578 | [10 empty] | La JaraCO
Greenville | Greenville | CA | California | 6063 | Plumas | 40.1336 | -120.9454 | 817 | 39 | polygon | FALSE | FALSE | America/Los_Angeles | 3 | 95947 | 1840017519 | [10 empty] | GreenvilleCA
Crowell | Crowell | TX | Texas | 48155 | Foard | 33.9839 | -99.7241 | 817 | 167 | polygon | FALSE | TRUE | America/Chicago | 3 | 79227 | 1840019276 | [10 empty] | CrowellTX
Newton | Newton | UT | Utah | 49005 | Cache | 41.8611 | -111.9906 | 817 | 367 | polygon | FALSE | TRUE | America/Denver | 3 | 84327 | 1840022375 | [10 empty] | NewtonUT
Candor | Candor | NC | North Carolina | 37123 | Montgomery | 35.2964 | -79.7324 | 817 | 155 | polygon | FALSE | TRUE | America/New_York | 3 | 27229 27209 | 1840015436 | [10 empty] | CandorNC
Humphrey | Humphrey | NE | Nebraska | 31141 | Platte | 41.6884 | -97.485 | 817 | 636 | polygon | FALSE | TRUE | America/Chicago | 3 | 68642 | 1840007086 | [10 empty] | HumphreyNE
Weidman | Weidman | MI | Michigan | 26073 | Isabella | 43.7014 | -84.9745 | 817 | 55 | polygon | FALSE | FALSE | America/Detroit | 3 | 48893 | 1840006844 | [10 empty] | WeidmanMI
Lafitte | Lafitte | LA | Louisiana | 22051 | Jefferson | 29.6957 | -90.0995 | 816 | 65 | polygon | FALSE | FALSE | America/Chicago | 3 | 70067 | 1840013992 | [10 empty] | LafitteLA
Redfield | Redfield | IA | Iowa | 19049 | Dallas | 41.5904 | -94.1963 | 816 | 231 | polygon | FALSE | TRUE | America/Chicago | 3 | 50233 | 1840009212 | [10 empty] | RedfieldIA
Avoca | Avoca | IN | Indiana | 18093 | Lawrence | 38.9172 | -86.5557 | 816 | 150 | polygon | FALSE | FALSE | America/Indiana/Indianapolis | 3 | 47420 47421 47462 | 1840026705 | [10 empty] | AvocaIN
Killona | Killona | LA | Louisiana | 22089 | St. Charles | 29.9985 | -90.4851 | 816 | 395 | polygon | FALSE | FALSE | America/Chicago | 3 | 70057 | 1840013979 | [10 empty] | KillonaLA
Woods Hole | Woods Hole | MA | Massachusetts | 25001 | Barnstable | 41.5303 | -70.6614 | 816 | 147 | polygon | FALSE | FALSE | America/New_York | 3 | 02543 02540 | 1840003247 | [10 empty] | Woods HoleMA
Mankato | Mankato | KS | Kansas | 20089 | Jewell | 39.7871 | -98.2083 | 816 | 323 | polygon | FALSE | TRUE | America/Chicago | 3 | 66956 | 1840009499 | [10 empty] | MankatoKS
Syracuse | Syracuse | OH | Ohio | 39105 | Meigs | 38.9984 | -81.9686 | 816 | 339 | polygon | FALSE | TRUE | America/New_York | 3 | 45779 45771 | 1840012750 | [10 empty] | SyracuseOH
Friedensburg | Friedensburg | PA | Pennsylvania | 42107 | Schuylkill | 40.607 | -76.2291 | 816 | 199 | polygon | FALSE | FALSE | America/New_York | 3 | 17972 17933 | 1840005214 | [10 empty] | FriedensburgPA
Juno Ridge | Juno Ridge | FL | Florida | 12099 | Palm Beach | 26.8491 | -80.062 | 815 | 2115 | polygon | FALSE | FALSE | America/New_York | 2 | 33408 | 1840028987 | [10 empty] | Juno RidgeFL
Castalia | Castalia | OH | Ohio | 39043 | Erie | 41.4011 | -82.808 | 815 | 301 | polygon | FALSE | TRUE | America/New_York | 3 | 44824 | 1840010235 | [10 empty] | CastaliaOH
Afton | Afton | IA | Iowa | 19175 | Union | 41.0276 | -94.1954 | 815 | 318 | polygon | FALSE | TRUE | America/Chicago | 3 | 50830 | 1840007159 | [10 empty] | AftonIA
Wilson | Wilson | AR | Arkansas | 5093 | Mississippi | 35.5661 | -90.043 | 815 | 300 | polygon | FALSE | TRUE | America/Chicago | 3 | 72395 | 1840015367 | [10 empty] | WilsonAR
Red Butte | Red Butte | WY | Wyoming | 56025 | Natrona | 42.8051 | -106.4339 | 815 | 716 | polygon | FALSE | FALSE | America/Denver | 3 | 82604 | 1840018658 | [10 empty] | Red ButteWY
Lime Lake | Lime Lake | NY | New York | 36009 | Cattaraugus | 42.4327 | -78.4808 | 815 | 132 | polygon | FALSE | FALSE | America/New_York | 3 | 14042 14101 | 1840024096 | [10 empty] | Lime LakeNY
Silver Lake | Silver Lake | MN | Minnesota | 27085 | McLeod | 44.9042 | -94.1984 | 814 | 776 | polygon | FALSE | TRUE | America/Chicago | 3 | 55381 | 1840008942 | [10 empty] | Silver LakeMN
Brunswick | Brunswick | MO | Missouri | 29041 | Chariton | 39.4257 | -93.1266 | 814 | 261 | polygon | FALSE | TRUE | America/Chicago | 3 | 65236 | 1840007322 | [10 empty] | BrunswickMO
Potlatch | Potlatch | ID | Idaho | 16057 | Latah | 46.9235 | -116.8976 | 814 | 742 | polygon | FALSE | TRUE | America/Los_Angeles | 3 | 83855 | 1840019870 | [10 empty] | PotlatchID
Rural Valley | Rural Valley | PA | Pennsylvania | 42005 | Armstrong | 40.7991 | -79.315 | 814 | 148 | polygon | FALSE | TRUE | America/New_York | 3 | 16222 16249 | 1840000879 | [10 empty] | Rural ValleyPA
Downs | Downs | KS | Kansas | 20141 | Osborne | 39.5045 | -98.5472 | 814 | 280 | polygon | FALSE | TRUE | America/Chicago | 3 | 67437 | 1840008472 | [10 empty] | DownsKS
Sycamore | Sycamore | OH | Ohio | 39175 | Wyandot | 40.9517 | -83.1709 | 814 | 493 | polygon | FALSE | TRUE | America/New_York | 3 | 44882 | 1840011889 | [10 empty] | SycamoreOH
Atlas | Atlas | PA | Pennsylvania | 42097 | Northumberland | 40.7974 | -76.4288 | 814 | 1255 | polygon | FALSE | FALSE | America/New_York | 3 | 17851 | 1840034851 | [10 empty] | AtlasPA
Epps | Epps | LA | Louisiana | 22123 | West Carroll | 32.6038 | -91.4814 | 813 | 325 | polygon | FALSE | TRUE | America/Chicago | 3 | 71237 | 1840018077 | [10 empty] | EppsLA
Pioneer Junction | Pioneer Junction | MT | Montana | 30053 | Lincoln | 48.3157 | -115.5182 | 813 | 89 | polygon | FALSE | FALSE | America/Denver | 3 | 59923 | 1840023746 | [10 empty] | Pioneer JunctionMT
Park City | Park City | MT | Montana | 30095 | Stillwater | 45.6292 | -108.9214 | 813 | 328 | polygon | FALSE | FALSE | America/Denver | 3 | 59063 | 1840018514 | [10 empty] | Park CityMT
Shickshinny | Shickshinny | PA | Pennsylvania | 42079 | Luzerne | 41.1535 | -76.15 | 813 | 694 | polygon | FALSE | TRUE | America/New_York | 3 | 18655 | 1840000769 | [10 empty] | ShickshinnyPA
Jetmore | Jetmore | KS | Kansas | 20083 | Hodgeman | 38.0304 | -99.9101 | 813 | 74 | polygon | FALSE | TRUE | America/Chicago | 3 | 67854 | 1840008670 | [10 empty] | JetmoreKS
Ringwood | Ringwood | IL | Illinois | 17111 | McHenry | 42.3973 | -88.3038 | 813 | 80 | polygon | FALSE | TRUE | America/Chicago | 3 | 60072 | 1840011139 | [10 empty] | RingwoodIL
Oakley | Oakley | ID | Idaho | 16031 | Cassia | 42.2415 | -113.8825 | 812 | 67 | polygon | FALSE | TRUE | America/Boise | 3 | 83346 | 1840020089 | [10 empty] | OakleyID
Ridge Farm | Ridge Farm | IL | Illinois | 17183 | Vermilion | 39.8957 | -87.652 | 812 | 102 | polygon | FALSE | TRUE | America/Chicago | 3 | 61870 | 1840012183 | [10 empty] | Ridge FarmIL
Pleasantville | Pleasantville | PA | Pennsylvania | 42121 | Venango | 41.5935 | -79.5808 | 812 | 329 | polygon | FALSE | TRUE | America/New_York | 3 | 16341 | 1840003427 | [10 empty] | PleasantvillePA
Peconic | Peconic | NY | New York | 36103 | Suffolk | 41.0381 | -72.4608 | 812 | 92 | polygon | FALSE | FALSE | America/New_York | 3 | 11971 11958 | 1840005065 | [10 empty] | PeconicNY
Van Buren | Van Buren | IN | Indiana | 18053 | Grant | 40.6157 | -85.5039 | 812 | 536 | polygon | FALSE | TRUE | America/Indiana/Indianapolis | 3 | 46991 | 1840010399 | [10 empty] | Van BurenIN
Gurley | Gurley | AL | Alabama | 1089 | Madison | 34.7072 | -86.3768 | 812 | 88 | polygon | FALSE | TRUE | America/Chicago | 3 | 35748 | 1840016519 | [10 empty] | GurleyAL
Adair | Adair | OK | Oklahoma | 40097 | Mayes | 36.4366 | -95.2727 | 811 | 62 | polygon | FALSE | TRUE | America/Chicago | 3 | 74330 | 1840021659 | [10 empty] | AdairOK
La Veta | La Veta | CO | Colorado | 8055 | Huerfano | 37.5085 | -105.0086 | 811 | 229 | polygon | FALSE | TRUE | America/Denver | 3 | 81055 | 1840021536 | [10 empty] | La VetaCO
Altheimer | Altheimer | AR | Arkansas | 5069 | Jefferson | 34.3242 | -91.8481 | 811 | 152 | polygon | FALSE | TRUE | America/Chicago | 3 | 72004 | 1840013615 | [10 empty] | AltheimerAR
Argyle | Argyle | WI | Wisconsin | 55065 | Lafayette | 42.7014 | -89.8657 | 811 | 501 | polygon | FALSE | TRUE | America/Chicago | 3 | 53504 | 1840002496 | [10 empty] | ArgyleWI
Loch Lloyd | Loch Lloyd | MO | Missouri | 29037 | Cass | 38.831 | -94.5978 | 811 | 178 | polygon | FALSE | TRUE | America/Chicago | 3 | 64012 | 1840032257 | [10 empty] | Loch LloydMO
Selma | Selma | IN | Indiana | 18035 | Delaware | 40.189 | -85.2753 | 811 | 349 | polygon | FALSE | TRUE | America/Indiana/Indianapolis | 3 | 47383 47302 | 1840010462 | [10 empty] | SelmaIN
Oreana | Oreana | IL | Illinois | 17115 | Macon | 39.9378 | -88.8685 | 811 | 669 | polygon | FALSE | TRUE | America/Chicago | 3 | 62554 | 1840012431 | [10 empty] | OreanaIL
Morgandale | Morgandale | OH | Ohio | 39155 | Trumbull | 41.267 | -80.7958 | 811 | 117 | polygon | FALSE | FALSE | America/New_York | 3 | 44483 | 1840024150 | [10 empty] | MorgandaleOH
Milltown | Milltown | IN | Indiana | 18025 | Crawford | 38.3421 | -86.2755 | 810 | 234 | polygon | FALSE | TRUE | America/Kentucky/Louisville | 3 | 47145 47115 | 1840009819 | [10 empty] | MilltownIN
Hamel | Hamel | IL | Illinois | 17119 | Madison | 38.8894 | -89.8425 | 810 | 262 | polygon | FALSE | TRUE | America/Chicago | 3 | 62046 62097 | 1840012791 | [10 empty] | HamelIL
Mulga | Mulga | AL | Alabama | 1073 | Jefferson | 33.5534 | -86.9735 | 810 | 487 | polygon | FALSE | TRUE | America/Chicago | 3 | 35005 35118 | 1840016802 | [10 empty] | MulgaAL
Riverside | Riverside | UT | Utah | 49003 | Box Elder | 41.8106 | -112.1403 | 810 | 46 | polygon | FALSE | FALSE | America/Denver | 3 | 84311 84312 84334 | 1840018700 | [10 empty] | RiversideUT
Stone Harbor | Stone Harbor | NJ | New Jersey | 34009 | Cape May | 39.0437 | -74.7687 | 810 | 220 | polygon | FALSE | TRUE | America/New_York | 3 | 8247 | 1840001599 | [10 empty] | Stone HarborNJ
Woods Bay | Woods Bay | MT | Montana | 30047 | Lake | 48.0083 | -114.0613 | 810 | 230 | polygon | FALSE | FALSE | America/Denver | 3 | 59911 | 1840018397 | [10 empty] | Woods BayMT
Mountain City | Mountain City | TX | Texas | 48209 | Hays | 30.0392 | -97.8915 | 810 | 595 | polygon | FALSE | TRUE | America/Chicago | 3 | 78610 78640 | 1840020905 | [10 empty] | Mountain CityTX
Annabella | Annabella | UT | Utah | 49041 | Sevier | 38.7059 | -112.0586 | 810 | 444 | polygon | FALSE | TRUE | America/Denver | 3 | 84701 84711 | 1840021476 | [10 empty] | AnnabellaUT
Humboldt | Humboldt | NE | Nebraska | 31147 | Richardson | 40.1658 | -95.9443 | 810 | 234 | polygon | FALSE | TRUE | America/Chicago | 3 | 68376 | 1840007256 | [10 empty] | HumboldtNE
East Newnan | East Newnan | GA | Georgia | 13077 | Coweta | 33.3461 | -84.7763 | 810 | 110 | polygon | FALSE | FALSE | America/New_York | 3 | 30263 | 1840013097 | [10 empty] | East NewnanGA
Edon | Edon | OH | Ohio | 39171 | Williams | 41.5562 | -84.7693 | 810 | 284 | polygon | FALSE | TRUE | America/New_York | 3 | 43518 | 1840011521 | [10 empty] | EdonOH
Benton | Benton | PA | Pennsylvania | 42037 | Columbia | 41.1955 | -76.3847 | 810 | 523 | polygon | FALSE | TRUE | America/New_York | 3 | 17814 | 1840003483 | [10 empty] | BentonPA
Juncal | Juncal | PR | Puerto Rico | 72131 | San SebastiÃ¡n | 18.3132 | -66.9188 | 809 | 1562 | polygon | FALSE | FALSE | America/Puerto_Rico | 3 | 685 | 1630035692 | [10 empty] | JuncalPR
Fifth Ward | Fifth Ward | LA | Louisiana | 22009 | Avoyelles | 31.1207 | -92.1584 | 809 | 60 | polygon | FALSE | FALSE | America/Chicago | 3 | 71351 | 1840025977 | [10 empty] | Fifth WardLA
Tranquillity | Tranquillity | CA | California | 6019 | Fresno | 36.648 | -120.2525 | 809 | 505 | polygon | FALSE | FALSE | America/Los_Angeles | 3 | 93668 | 1840018943 | [10 empty] | TranquillityCA
Highfield-Cascade | Highfield-Cascade | MD | Maryland | 24043 | Washington | 39.7136 | -77.4947 | 809 | 180 | polygon | FALSE | TRUE | America/New_York | 3 | 21719 | 1840073261 | [10 empty] | Highfield-CascadeMD
Camden | Camden | NC | North Carolina | 37029 | Camden | 36.325 | -76.17 | 809 | 197 | polygon | FALSE | FALSE | America/New_York | 3 | 27921 | 1840024899 | [10 empty] | CamdenNC
Carson | Carson | IA | Iowa | 19155 | Pottawattamie | 41.2357 | -95.4198 | 809 | 476 | polygon | FALSE | TRUE | America/Chicago | 3 | 51525 | 1840007119 | [10 empty] | CarsonIA
Hilshire Village | Hilshire Village | TX | Texas | 48201 | Harris | 29.7908 | -95.4885 | 808 | 1166 | polygon | FALSE | TRUE | America/Chicago | 3 | 77055 | 1840020924 | [10 empty] | Hilshire VillageTX
Henning | Henning | MN | Minnesota | 27111 | Otter Tail | 46.3233 | -95.4424 | 808 | 93 | polygon | FALSE | TRUE | America/Chicago | 3 | 56551 | 1840006654 | [10 empty] | HenningMN
Hilltop | Hilltop | WV | West Virginia | 54019 | Fayette | 37.9392 | -81.1527 | 808 | 476 | polygon | FALSE | FALSE | America/New_York | 3 | 25901 25855 | 1840038140 | [10 empty] | HilltopWV
Hartrandt | Hartrandt | WY | Wyoming | 56025 | Natrona | 42.8836 | -106.3492 | 808 | 199 | polygon | FALSE | FALSE | America/Denver | 3 | 82601 | 1840038429 | [10 empty] | HartrandtWY
Parksley | Parksley | VA | Virginia | 51001 | Accomack | 37.7862 | -75.6538 | 808 | 506 | polygon | FALSE | TRUE | America/New_York | 3 | 23421 | 1840006329 | [10 empty] | ParksleyVA
Bowman | Bowman | GA | Georgia | 13105 | Elbert | 34.2051 | -83.0309 | 808 | 100 | polygon | FALSE | TRUE | America/New_York | 3 | 30624 | 1840013652 | [10 empty] | BowmanGA
El Rito | El Rito | NM | New Mexico | 35039 | Rio Arriba | 36.338 | -106.1844 | 808 | 75 | polygon | FALSE | FALSE | America/Denver | 3 | 87530 | 1840024831 | [10 empty] | El RitoNM
Garber | Garber | OK | Oklahoma | 40047 | Garfield | 36.4365 | -97.581 | 807 | 622 | polygon | FALSE | TRUE | America/Chicago | 3 | 73738 | 1840020374 | [10 empty] | GarberOK
Lyons | Lyons | MI | Michigan | 26067 | Ionia | 42.9834 | -84.9456 | 807 | 255 | polygon | FALSE | TRUE | America/Detroit | 3 | 48851 | 1840011019 | [10 empty] | LyonsMI
Davenport | Davenport | OK | Oklahoma | 40081 | Lincoln | 35.7093 | -96.7643 | 807 | 304 | polygon | FALSE | TRUE | America/Chicago | 3 | 74026 | 1840021711 | [10 empty] | DavenportOK
Sewickley Heights | Sewickley Heights | PA | Pennsylvania | 42003 | Allegheny | 40.5594 | -80.1528 | 807 | 42 | polygon | FALSE | TRUE | America/New_York | 3 | 15143 | 1840001260 | [10 empty] | Sewickley HeightsPA
Marengo | Marengo | IN | Indiana | 18025 | Crawford | 38.3714 | -86.3444 | 807 | 402 | polygon | FALSE | TRUE | America/Indiana/Marengo | 3 | 47140 | 1840009818 | [10 empty] | MarengoIN
Waverly Hall | Waverly Hall | GA | Georgia | 13145 | Harris | 32.6837 | -84.7378 | 807 | 93 | polygon | FALSE | TRUE | America/New_York | 3 | 31831 | 1840016960 | [10 empty] | Waverly HallGA
Mora | Mora | NM | New Mexico | 35033 | Mora | 35.9634 | -105.3313 | 807 | 38 | polygon | FALSE | FALSE | America/Denver | 3 | 87732 | 1840026931 | [10 empty] | MoraNM
Vaughn | Vaughn | MT | Montana | 30013 | Cascade | 47.5524 | -111.5608 | 807 | 87 | polygon | FALSE | FALSE | America/Denver | 3 | 59404 59487 59403 | 1840018430 | [10 empty] | VaughnMT
Pineville | Pineville | MO | Missouri | 29119 | McDonald | 36.5755 | -94.3916 | 807 | 94 | polygon | FALSE | TRUE | America/Chicago | 3 | 64854 64856 64831 | 1840009946 | [10 empty] | PinevilleMO
Walnut Grove | Walnut Grove | MN | Minnesota | 27127 | Redwood | 44.225 | -95.4692 | 806 | 285 | polygon | FALSE | TRUE | America/Chicago | 3 | 56180 | 1840010017 | [10 empty] | Walnut GroveMN
Hollow Creek | Hollow Creek | KY | Kentucky | 21111 | Jefferson | 38.1527 | -85.6243 | 806 | 1344 | polygon | FALSE | TRUE | America/New_York | 3 | 40228 | 1840014306 | [10 empty] | Hollow CreekKY
Martin Lake | Martin Lake | MN | Minnesota | 27003 | Anoka | 45.3825 | -93.0885 | 806 | 225 | polygon | FALSE | FALSE | America/Chicago | 3 | 55079 | 1840025306 | [10 empty] | Martin LakeMN
Soudersburg | Soudersburg | PA | Pennsylvania | 42071 | Lancaster | 40.0151 | -76.1529 | 806 | 273 | polygon | FALSE | FALSE | America/New_York | 3 | 17572 17529 | 1840035200 | [10 empty] | SoudersburgPA
Faith | Faith | NC | North Carolina | 37159 | Rowan | 35.59 | -80.4581 | 806 | 289 | polygon | FALSE | TRUE | America/New_York | 3 | 28146 28041 | 1840016267 | [10 empty] | FaithNC
Burr Oak | Burr Oak | MI | Michigan | 26149 | St. Joseph | 41.8472 | -85.3212 | 806 | 309 | polygon | FALSE | TRUE | America/Detroit | 3 | 49030 | 1840010157 | [10 empty] | Burr OakMI
Correctionville | Correctionville | IA | Iowa | 19193 | Woodbury | 42.4774 | -95.783 | 806 | 517 | polygon | FALSE | TRUE | America/Chicago | 3 | 51016 | 1840006948 | [10 empty] | CorrectionvilleIA
Colver | Colver | PA | Pennsylvania | 42021 | Cambria | 40.5426 | -78.7891 | 806 | 246 | polygon | FALSE | FALSE | America/New_York | 3 | 15927 | 1840005379 | [10 empty] | ColverPA
South Webster | South Webster | OH | Ohio | 39145 | Scioto | 38.817 | -82.7282 | 805 | 236 | polygon | FALSE | TRUE | America/New_York | 3 | 45682 | 1840012788 | [10 empty] | South WebsterOH
Joaquin | Joaquin | TX | Texas | 48419 | Shelby | 31.9659 | -94.0504 | 805 | 132 | polygon | FALSE | TRUE | America/Chicago | 3 | 75954 | 1840019530 | [10 empty] | JoaquinTX
Aguanga | Aguanga | CA | California | 6065 | Riverside | 33.4522 | -116.8555 | 805 | 22 | polygon | FALSE | FALSE | America/Los_Angeles | 3 | 92536 | 1840022904 | [10 empty] | AguangaCA
Dollar Point | Dollar Point | CA | California | 6061 | Placer | 39.1905 | -120.1089 | 805 | 190 | polygon | FALSE | FALSE | America/Los_Angeles | 3 | 96145 | 1840018814 | [10 empty] | Dollar PointCA
Limestone | Limestone | OK | Oklahoma | 40131 | Rogers | 36.3143 | -95.7477 | 805 | 98 | polygon | FALSE | FALSE | America/Chicago | 3 | 74055 74019 | 1840034643 | [10 empty] | LimestoneOK
Junction City | Junction City | OH | Ohio | 39127 | Perry | 39.7218 | -82.2997 | 805 | 483 | polygon | FALSE | TRUE | America/New_York | 3 | 43748 | 1840012477 | [10 empty] | Junction CityOH
Wellington | Wellington | MO | Missouri | 29107 | Lafayette | 39.1383 | -93.9861 | 805 | 285 | polygon | FALSE | TRUE | America/Chicago | 3 | 64097 | 1840010679 | [10 empty] | WellingtonMO
Harrison | Harrison | IL | Illinois | 17077 | Jackson | 37.7982 | -89.3361 | 805 | 151 | polygon | FALSE | FALSE | America/Chicago | 3 | 62966 | 1840025713 | [10 empty] | HarrisonIL
Earlville | Earlville | NY | New York | 36053 | Madison | 42.7401 | -75.5436 | 805 | 287 | polygon | FALSE | TRUE | America/New_York | 3 | 13332 | 1840004363 | [10 empty] | EarlvilleNY
Lakes of the North | Lakes of the North | MI | Michigan | 26009 | Antrim | 44.9361 | -84.8845 | 805 | 18 | polygon | FALSE | FALSE | America/Detroit | 3 | 49730 49659 | 1840138223 | [10 empty] | Lakes of the NorthMI
Pahoa | Pahoa | HI | Hawaii | 15001 | Hawaii | 19.4961 | -154.9454 | 805 | 142 | polygon | FALSE | FALSE | Pacific/Honolulu | 3 | 96778 | 1840029538 | [10 empty] | PahoaHI
Davidsville | Davidsville | PA | Pennsylvania | 42111 | Somerset | 40.2348 | -78.9356 | 805 | 134 | polygon | FALSE | FALSE | America/New_York | 3 | 15928 | 1840005497 | [10 empty] | DavidsvillePA
Scotland | Scotland | SD | South Dakota | 46009 | Bon Homme | 43.1481 | -97.7199 | 804 | 346 | polygon | FALSE | TRUE | America/Chicago | 3 | 57059 | 1840003063 | [10 empty] | ScotlandSD
Livingston | Livingston | IL | Illinois | 17119 | Madison | 38.9682 | -89.7642 | 804 | 291 | polygon | FALSE | TRUE | America/Chicago | 3 | 62058 | 1840012793 | [10 empty] | LivingstonIL
Orrick | Orrick | MO | Missouri | 29177 | Ray | 39.2133 | -94.1254 | 804 | 232 | polygon | FALSE | TRUE | America/Chicago | 3 | 64077 | 1840009599 | [10 empty] | OrrickMO
Menan | Menan | ID | Idaho | 16051 | Jefferson | 43.7218 | -111.9925 | 804 | 300 | polygon | FALSE | TRUE | America/Boise | 3 | 83434 | 1840020023 | [10 empty] | MenanID
Beatty | Beatty | NV | Nevada | 32023 | Nye | 36.9352 | -116.7025 | 804 | 1 | polygon | FALSE | FALSE | America/Los_Angeles | 3 | 89003 | 1840017561 | [10 empty] | BeattyNV
Lewisburg | Lewisburg | KY | Kentucky | 21141 | Logan | 36.9872 | -86.9502 | 804 | 267 | polygon | FALSE | TRUE | America/Chicago | 3 | 42256 | 1840014402 | [10 empty] | LewisburgKY
Mountainaire | Mountainaire | AZ | Arizona | 4005 | Coconino | 35.0921 | -111.6493 | 804 | 30 | polygon | FALSE | FALSE | America/Phoenix | 3 | 86001 | 1840018968 | [10 empty] | MountainaireAZ
Hills | Hills | IA | Iowa | 19103 | Johnson | 41.5569 | -91.536 | 804 | 411 | polygon | FALSE | TRUE | America/Chicago | 3 | 52240 52327 52235 | 1840007077 | [10 empty] | HillsIA
Carolina | Carolina | RI | Rhode Island | 44009 | Washington | 41.4625 | -71.6585 | 803 | 125 | polygon | FALSE | FALSE | America/New_York | 3 | 02812 02813 | 1840026289 | [10 empty] | CarolinaRI
Saltsburg | Saltsburg | PA | Pennsylvania | 42063 | Indiana | 40.4848 | -79.448 | 803 | 1498 | polygon | FALSE | TRUE | America/New_York | 3 | 15681 | 1840002788 | [10 empty] | SaltsburgPA
Resaca | Resaca | GA | Georgia | 13129 | Gordon | 34.5789 | -84.944 | 803 | 112 | polygon | FALSE | TRUE | America/New_York | 3 | 30735 30701 | 1840017930 | [10 empty] | ResacaGA
Key Colony Beach | Key Colony Beach | FL | Florida | 12087 | Monroe | 24.7233 | -81.0215 | 803 | 704 | polygon | FALSE | TRUE | America/New_York | 3 | 33051 | 1840015160 | [10 empty] | Key Colony BeachFL
West Middlesex | West Middlesex | PA | Pennsylvania | 42085 | Mercer | 41.1742 | -80.4557 | 803 | 366 | polygon | FALSE | TRUE | America/New_York | 3 | 16159 | 1840003445 | [10 empty] | West MiddlesexPA
Arapaho | Arapaho | OK | Oklahoma | 40039 | Custer | 35.5779 | -98.9593 | 803 | 443 | polygon | FALSE | TRUE | America/Chicago | 3 | 73620 | 1840021726 | [10 empty] | ArapahoOK
San Ildefonso Pueblo | San Ildefonso Pueblo | NM | New Mexico | 35049 | Santa Fe | 35.8955 | -106.1225 | 803 | 70 | polygon | FALSE | FALSE | America/Denver | 3 | 87506 | 1840033706 | [10 empty] | San Ildefonso PuebloNM
Parker | Parker | PA | Pennsylvania | 42005 | Armstrong | 41.0907 | -79.6846 | 802 | 323 | polygon | FALSE | TRUE | America/New_York | 3 | 16049 | 1840003523 | [10 empty] | ParkerPA
Bethany | Bethany | WV | West Virginia | 54009 | Brooke | 40.2053 | -80.5629 | 802 | 422 | polygon | FALSE | TRUE | America/New_York | 3 | 26032 | 1840005479 | [10 empty] | BethanyWV
Piedmont | Piedmont | WV | West Virginia | 54057 | Mineral | 39.4778 | -79.0466 | 802 | 812 | polygon | FALSE | TRUE | America/New_York | 3 | 26750 | 1840005726 | [10 empty] | PiedmontWV
Stamping Ground | Stamping Ground | KY | Kentucky | 21209 | Scott | 38.2697 | -84.6831 | 802 | 526 | polygon | FALSE | TRUE | America/New_York | 3 | 40379 | 1840015190 | [10 empty] | Stamping GroundKY
Morse | Morse | LA | Louisiana | 22001 | Acadia | 30.1221 | -92.4985 | 802 | 221 | polygon | FALSE | TRUE | America/Chicago | 3 | 70559 | 1840018242 | [10 empty] | MorseLA
Flordell Hills | Flordell Hills | MO | Missouri | 29189 | St. Louis | 38.7174 | -90.2648 | 802 | 2526 | polygon | FALSE | TRUE | America/Chicago | 2 | 63136 | 1840008585 | [10 empty] | Flordell HillsMO
Shrewsbury | Shrewsbury | WV | West Virginia | 54039 | Kanawha | 38.2079 | -81.4675 | 802 | 1075 | polygon | FALSE | FALSE | America/New_York | 3 | 25015 | 1840025661 | [10 empty] | ShrewsburyWV
Paragon Estates | Paragon Estates | CO | Colorado | 8013 | Boulder | 39.9802 | -105.1812 | 802 | 184 | polygon | FALSE | FALSE | America/Denver | 3 | 80303 | 1840028442 | [10 empty] | Paragon EstatesCO
Hubbard | Hubbard | IA | Iowa | 19083 | Hardin | 42.3055 | -93.3019 | 801 | 182 | polygon | FALSE | TRUE | America/Chicago | 3 | 50122 | 1840006962 | [10 empty] | HubbardIA
Metolius | Metolius | OR | Oregon | 41031 | Jefferson | 44.5875 | -121.176 | 801 | 646 | polygon | FALSE | TRUE | America/Los_Angeles | 3 | 97741 | 1840019988 | [10 empty] | MetoliusOR
Mount Hope | Mount Hope | KS | Kansas | 20173 | Sedgwick | 37.8735 | -97.6619 | 801 | 210 | polygon | FALSE | TRUE | America/Chicago | 3 | 67108 | 1840008706 | [10 empty] | Mount HopeKS
Sonoita | Sonoita | AZ | Arizona | 4023 | Santa Cruz | 31.6645 | -110.6426 | 801 | 29 | polygon | FALSE | FALSE | America/Phoenix | 3 | 85637 | 1840019536 | [10 empty] | SonoitaAZ
Dawson | Dawson | TX | Texas | 48349 | Navarro | 31.8941 | -96.7151 | 801 | 173 | polygon | FALSE | TRUE | America/Chicago | 3 | 76639 | 1840022116 | [10 empty] | DawsonTX
Dauphin | Dauphin | PA | Pennsylvania | 42043 | Dauphin | 40.3684 | -76.9296 | 801 | 722 | polygon | FALSE | TRUE | America/New_York | 3 | 17018 | 1840001284 | [10 empty] | DauphinPA
Flint Creek | Flint Creek | OK | Oklahoma | 40041 | Delaware | 36.1765 | -94.7436 | 801 | 48 | polygon | FALSE | FALSE | America/Chicago | 3 | 74338 74347 | 1840034638 | [10 empty] | Flint CreekOK
Wiconsico | Wiconsico | PA | Pennsylvania | 42043 | Dauphin | 40.5742 | -76.6773 | 801 | 283 | polygon | FALSE | TRUE | America/New_York | 3 | 17097 | 1840035322 | [10 empty] | WiconsicoPA
Granite | Granite | UT | Utah | 49035 | Salt Lake | 40.5711 | -111.7959 | 801 | 257 | polygon | FALSE | FALSE | America/Denver | 3 | 84092 | 1840037156 | [10 empty] | GraniteUT
Ogden | Ogden | IL | Illinois | 17019 | Champaign | 40.115 | -87.9563 | 800 | 527 | polygon | FALSE | TRUE | America/Chicago | 3 | 61859 | 1840012233 | [10 empty] | OgdenIL
Deer Trail | Deer Trail | CO | Colorado | 8005 | Arapahoe | 39.6157 | -104.0435 | 800 | 273 | polygon | FALSE | TRUE | America/Denver | 3 | 80105 | 1840021441 | [10 empty] | Deer TrailCO
Kansas | Kansas | OK | Oklahoma | 40041 | Delaware | 36.2058 | -94.789 | 800 | 166 | polygon | FALSE | TRUE | America/Chicago | 3 | 74347 | 1840021641 | [10 empty] | KansasOK
Pineland | Pineland | TX | Texas | 48403 | Sabine | 31.2467 | -93.9744 | 800 | 150 | polygon | FALSE | TRUE | America/Chicago | 3 | 75968 | 1840020832 | [10 empty] | PinelandTX
Lakeville | Lakeville | NY | New York | 36051 | Livingston | 42.8367 | -77.7032 | 800 | 462 | polygon | FALSE | FALSE | America/New_York | 3 | 14480 | 1840024076 | [10 empty] | LakevilleNY
Diamond City | Diamond City | AR | Arkansas | 5009 | Boone | 36.4575 | -92.9129 | 800 | 109 | polygon | FALSE | TRUE | America/Chicago | 3 | 72630 72644 | 1840014450 | [10 empty] | Diamond CityAR
Grassflat | Grassflat | PA | Pennsylvania | 42033 | Clearfield | 41.0031 | -78.1113 | 800 | 273 | polygon | FALSE | FALSE | America/New_York | 3 | 16839 | 1840026356 | [10 empty] | GrassflatPA
Freelandville | Freelandville | IN | Indiana | 18083 | Knox | 38.8653 | -87.3102 | 800 | 55 | polygon | FALSE | FALSE | America/Indiana/Vincennes | 3 | 47512 47535 | 1840024605 | [10 empty] | FreelandvilleIN
East Sparta | East Sparta | OH | Ohio | 39151 | Stark | 40.6635 | -81.3643 | 799 | 169 | polygon | FALSE | TRUE | America/New_York | 3 | 44626 | 1840011914 | [10 empty] | East SpartaOH
Lyons | Lyons | NE | Nebraska | 31021 | Burt | 41.936 | -96.4717 | 799 | 451 | polygon | FALSE | TRUE | America/Chicago | 3 | 68038 | 1840009193 | [10 empty] | LyonsNE
Rutledge | Rutledge | PA | Pennsylvania | 42045 | Delaware | 39.901 | -75.3274 | 799 | 2157 | polygon | FALSE | TRUE | America/New_York | 2 | 19070 | 1840000710 | [10 empty] | RutledgePA
Scribner | Scribner | NE | Nebraska | 31053 | Dodge | 41.665 | -96.6653 | 799 | 482 | polygon | FALSE | TRUE | America/Chicago | 3 | 68057 | 1840000567 | [10 empty] | ScribnerNE
Vassar | Vassar | KS | Kansas | 20139 | Osage | 38.6495 | -95.6114 | 799 | 63 | polygon | FALSE | FALSE | America/Chicago | 3 | 66543 | 1840026715 | [10 empty] | VassarKS
West Union | West Union | WV | West Virginia | 54017 | Doddridge | 39.2963 | -80.7751 | 799 | 856 | polygon | FALSE | TRUE | America/New_York | 3 | 26456 | 1840005780 | [10 empty] | West UnionWV
Tekoa | Tekoa | WA | Washington | 53075 | Whitman | 47.2247 | -117.0732 | 799 | 251 | polygon | FALSE | TRUE | America/Los_Angeles | 3 | 99033 | 1840021135 | [10 empty] | TekoaWA
Tecumseh | Tecumseh | IN | Indiana | 18167 | Vigo | 39.5658 | -87.4327 | 799 | 122 | polygon | FALSE | FALSE | America/Indiana/Indianapolis | 3 | 47885 | 1840026642 | [10 empty] | TecumsehIN
Cumby | Cumby | TX | Texas | 48223 | Hopkins | 33.1354 | -95.8399 | 798 | 304 | polygon | FALSE | TRUE | America/Chicago | 3 | 75433 | 1840019405 | [10 empty] | CumbyTX
Escalante | Escalante | UT | Utah | 49017 | Garfield | 37.7649 | -111.6 | 798 | 92 | polygon | FALSE | TRUE | America/Denver | 3 | 84726 | 1840020271 | [10 empty] | EscalanteUT
Lakeville | Lakeville | IN | Indiana | 18141 | St. Joseph | 41.5288 | -86.2745 | 798 | 488 | polygon | FALSE | TRUE | America/Indiana/Indianapolis | 3 | 46536 | 1840009242 | [10 empty] | LakevilleIN
Smiths Grove | Smiths Grove | KY | Kentucky | 21227 | Warren | 37.0503 | -86.2083 | 798 | 395 | polygon | FALSE | TRUE | America/Chicago | 3 | 42171 | 1840015261 | [10 empty] | Smiths GroveKY
Walthill | Walthill | NE | Nebraska | 31173 | Thurston | 42.1489 | -96.4929 | 798 | 720 | polygon | FALSE | TRUE | America/Chicago | 3 | 68067 | 1840011222 | [10 empty] | WalthillNE
Kimball | Kimball | MN | Minnesota | 27145 | Stearns | 45.3143 | -94.3008 | 798 | 203 | polygon | FALSE | TRUE | America/Chicago | 3 | 55353 | 1840007784 | [10 empty] | KimballMN
Darby | Darby | MT | Montana | 30081 | Ravalli | 46.0234 | -114.179 | 798 | 505 | polygon | FALSE | TRUE | America/Denver | 3 | 59829 | 1840021172 | [10 empty] | DarbyMT
Ferrelview | Ferrelview | MO | Missouri | 29165 | Platte | 39.3143 | -94.6654 | 798 | 2692 | polygon | FALSE | TRUE | America/Chicago | 2 | 64163 | 1840012630 | [10 empty] | FerrelviewMO
Isle | Isle | MN | Minnesota | 27095 | Mille Lacs | 46.1398 | -93.4597 | 798 | 121 | polygon | FALSE | TRUE | America/Chicago | 3 | 56342 56386 | 1840007762 | [10 empty] | IsleMN
East Orosi | East Orosi | CA | California | 6107 | Tulare | 36.5481 | -119.2599 | 798 | 1242 | polygon | FALSE | FALSE | America/Los_Angeles | 3 | 93647 | 1840019033 | [10 empty] | East OrosiCA
Van Buren | Van Buren | MO | Missouri | 29035 | Carter | 37.0082 | -91.0113 | 798 | 154 | polygon | FALSE | TRUE | America/Chicago | 3 | 63965 | 1840010884 | [10 empty] | Van BurenMO
Gobles | Gobles | MI | Michigan | 26159 | Van Buren | 42.3617 | -85.8774 | 798 | 298 | polygon | FALSE | TRUE | America/Detroit | 3 | 49055 | 1840003180 | [10 empty] | GoblesMI
Elmwood | Elmwood | WI | Wisconsin | 55093 | Pierce | 44.7799 | -92.1491 | 797 | 203 | polygon | FALSE | TRUE | America/Chicago | 3 | 54740 | 1840002284 | [10 empty] | ElmwoodWI
Francesville | Francesville | IN | Indiana | 18131 | Pulaski | 40.9853 | -86.8834 | 797 | 1013 | polygon | FALSE | TRUE | America/Indiana/Winamac | 3 | 47946 | 1840010310 | [10 empty] | FrancesvilleIN
Bromley | Bromley | KY | Kentucky | 21117 | Kenton | 39.0801 | -84.5629 | 797 | 820 | polygon | FALSE | TRUE | America/New_York | 3 | 41017 41016 | 1840013172 | [10 empty] | BromleyKY
Prospect | Prospect | NC | North Carolina | 37155 | Robeson | 34.7358 | -79.2251 | 797 | 78 | polygon | FALSE | FALSE | America/New_York | 3 | 28372 28364 | 1840033013 | [10 empty] | ProspectNC
Gosport | Gosport | IN | Indiana | 18119 | Owen | 39.3507 | -86.6665 | 797 | 819 | polygon | FALSE | TRUE | America/Indiana/Indianapolis | 3 | 47433 | 1840010654 | [10 empty] | GosportIN
Hollins | Hollins | AL | Alabama | 1027 | Clay | 33.1213 | -86.129 | 797 | 25 | polygon | FALSE | FALSE | America/Chicago | 3 | 35072 | 1840022973 | [10 empty] | HollinsAL
Sunrise Beach Village | Sunrise Beach Village | TX | Texas | 48299 | Llano | 30.5862 | -98.4187 | 796 | 182 | polygon | FALSE | TRUE | America/Chicago | 3 | 78643 | 1840022164 | [10 empty] | Sunrise Beach VillageTX
Cambridge | Cambridge | IA | Iowa | 19169 | Story | 41.9001 | -93.536 | 796 | 230 | polygon | FALSE | TRUE | America/Chicago | 3 | 50046 | 1840007016 | [10 empty] | CambridgeIA
Brasher Falls | Brasher Falls | NY | New York | 36089 | St. Lawrence | 44.8096 | -74.7789 | 796 | 187 | polygon | FALSE | FALSE | America/New_York | 3 | 13613 | 1840023928 | [10 empty] | Brasher FallsNY
Morning Sun | Morning Sun | IA | Iowa | 19115 | Louisa | 41.0942 | -91.2506 | 796 | 394 | polygon | FALSE | TRUE | America/Chicago | 3 | 52640 | 1840008248 | [10 empty] | Morning SunIA
Grazierville | Grazierville | PA | Pennsylvania | 42013 | Blair | 40.6576 | -78.2707 | 795 | 279 | polygon | FALSE | FALSE | America/New_York | 3 | 16686 | 1840026415 | [10 empty] | GraziervillePA
Culbertson | Culbertson | MT | Montana | 30085 | Roosevelt | 48.1447 | -104.5183 | 795 | 299 | polygon | FALSE | TRUE | America/Denver | 3 | 59218 | 1840021072 | [10 empty] | CulbertsonMT
Cedar Point | Cedar Point | TX | Texas | 48373 | Polk | 30.7975 | -95.0749 | 795 | 339 | polygon | FALSE | TRUE | America/Chicago | 3 | 77351 | 1840042533 | [10 empty] | Cedar PointTX
McLean | McLean | IL | Illinois | 17113 | McLean | 40.3136 | -89.1687 | 795 | 260 | polygon | FALSE | TRUE | America/Chicago | 3 | 61754 | 1840011980 | [10 empty] | McLeanIL
Perdido | Perdido | AL | Alabama | 1003 | Baldwin | 31.0033 | -87.6324 | 795 | 27 | polygon | FALSE | FALSE | America/Chicago | 3 | 36562 | 1840027534 | [10 empty] | PerdidoAL
Lakewood Park | Lakewood Park | TN | Tennessee | 47031 | Coffee | 35.6482 | -86.1357 | 795 | 53 | polygon | FALSE | TRUE | America/Chicago | 3 | 37018 | 1840040577 | [10 empty] | Lakewood ParkTN
Graettinger | Graettinger | IA | Iowa | 19147 | Palo Alto | 43.2371 | -94.7504 | 795 | 398 | polygon | FALSE | TRUE | America/Chicago | 3 | 51342 | 1840007991 | [10 empty] | GraettingerIA
Mackinaw City | Mackinaw City | MI | Michigan | 26031 | Cheboygan | 45.7752 | -84.7477 | 795 | 89 | polygon | FALSE | TRUE | America/Detroit | 3 | 49701 | 1840031727 | [10 empty] | Mackinaw CityMI
Moose Creek | Moose Creek | AK | Alaska | 2090 | Fairbanks North Star | 64.714 | -147.1639 | 795 | 199 | polygon | FALSE | FALSE | America/Anchorage | 3 | 99705 | 1840023569 | [10 empty] | Moose CreekAK
Bear Rocks | Bear Rocks | PA | Pennsylvania | 42051 | Fayette | 40.1265 | -79.4651 | 794 | 115 | polygon | FALSE | FALSE | America/New_York | 3 | 15610 | 1840026567 | [10 empty] | Bear RocksPA
Zayante | Zayante | CA | California | 6087 | Santa Cruz | 37.0889 | -122.0414 | 794 | 112 | polygon | FALSE | FALSE | America/Los_Angeles | 3 | 95018 | 1840024798 | [10 empty] | ZayanteCA
Eden | Eden | UT | Utah | 49057 | Weber | 41.3022 | -111.8086 | 794 | 72 | polygon | FALSE | FALSE | America/Denver | 3 | 84310 | 1840024158 | [10 empty] | EdenUT
Chevy Chase Section Three | Chevy Chase Section Three | MD | Maryland | 24031 | Montgomery | 38.9793 | -77.0742 | 794 | 2626 | polygon | FALSE | TRUE | America/New_York | 2 | 20815 | 1840031469 | [10 empty] | Chevy Chase Section ThreeMD
Wedowee | Wedowee | AL | Alabama | 1111 | Randolph | 33.3077 | -85.4864 | 794 | 87 | polygon | FALSE | TRUE | America/Chicago | 3 | 36278 | 1840005602 | [10 empty] | WedoweeAL
Melbourne | Melbourne | IA | Iowa | 19127 | Marshall | 41.9416 | -93.1027 | 794 | 542 | polygon | FALSE | TRUE | America/Chicago | 3 | 50162 | 1840008113 | [10 empty] | MelbourneIA
Piney Point | Piney Point | MD | Maryland | 24037 | St. Mary's | 38.1483 | -76.5201 | 794 | 200 | polygon | FALSE | FALSE | America/New_York | 3 | 20674 20690 | 1840026744 | [10 empty] | Piney PointMD
Goshen | Goshen | OH | Ohio | 39025 | Clermont | 39.2325 | -84.1532 | 793 | 165 | polygon | FALSE | FALSE | America/New_York | 3 | 45122 | 1840034113 | [10 empty] | GoshenOH
Raymond | Raymond | IA | Iowa | 19013 | Black Hawk | 42.4694 | -92.2296 | 793 | 187 | polygon | FALSE | TRUE | America/Chicago | 3 | 50667 | 1840009105 | [10 empty] | RaymondIA
Morrisdale | Morrisdale | PA | Pennsylvania | 42033 | Clearfield | 40.9484 | -78.2278 | 793 | 181 | polygon | FALSE | FALSE | America/New_York | 3 | 16858 | 1840026359 | [10 empty] | MorrisdalePA
Manila | Manila | CA | California | 6023 | Humboldt | 40.8513 | -124.1631 | 793 | 439 | polygon | FALSE | FALSE | America/Los_Angeles | 3 | 95521 | 1840026323 | [10 empty] | ManilaCA
Roscoe | Roscoe | PA | Pennsylvania | 42125 | Washington | 40.0782 | -79.8641 | 793 | 1682 | polygon | FALSE | TRUE | America/New_York | 3 | 15477 | 1840003664 | [10 empty] | RoscoePA
Lake Park | Lake Park | MN | Minnesota | 27005 | Becker | 46.8839 | -96.0988 | 793 | 309 | polygon | FALSE | TRUE | America/Chicago | 3 | 56554 | 1840007727 | [10 empty] | Lake ParkMN
Cairo | Cairo | NE | Nebraska | 31079 | Hall | 41.0046 | -98.6007 | 792 | 320 | polygon | FALSE | TRUE | America/Chicago | 3 | 68824 | 1840010330 | [10 empty] | CairoNE
Athol | Athol | ID | Idaho | 16055 | Kootenai | 47.9451 | -116.7062 | 792 | 343 | polygon | FALSE | TRUE | America/Los_Angeles | 3 | 83801 | 1840018401 | [10 empty] | AtholID
Okoboji | Okoboji | IA | Iowa | 19059 | Dickinson | 43.3909 | -95.139 | 792 | 174 | polygon | FALSE | TRUE | America/Chicago | 3 | 51355 | 1840007959 | [10 empty] | OkobojiIA
Wells | Wells | TX | Texas | 48073 | Cherokee | 31.4916 | -94.9473 | 792 | 159 | polygon | FALSE | TRUE | America/Chicago | 3 | 75976 75925 | 1840023106 | [10 empty] | WellsTX
Wadsworth | Wadsworth | NV | Nevada | 32031 | Washoe | 39.6322 | -119.2901 | 792 | 82 | polygon | FALSE | FALSE | America/Los_Angeles | 3 | 89442 | 1840018710 | [10 empty] | WadsworthNV
Clyde | Clyde | CA | California | 6013 | Contra Costa | 38.0253 | -122.0278 | 792 | 2133 | polygon | FALSE | FALSE | America/Los_Angeles | 2 | 94520 | 1840017607 | [10 empty] | ClydeCA
Oxford | Oxford | IA | Iowa | 19103 | Johnson | 41.7228 | -91.7911 | 792 | 330 | polygon | FALSE | TRUE | America/Chicago | 3 | 52322 | 1840009231 | [10 empty] | OxfordIA
Emerson | Emerson | NE | Nebraska | 31051 | Dixon | 42.2782 | -96.7265 | 792 | 645 | polygon | FALSE | TRUE | America/Chicago | 3 | 68733 | 1840011096 | [10 empty] | EmersonNE
Arkport | Arkport | NY | New York | 36101 | Steuben | 42.3926 | -77.6955 | 791 | 439 | polygon | FALSE | TRUE | America/New_York | 3 | 14807 | 1840004557 | [10 empty] | ArkportNY
Hoonah | Hoonah | AK | Alaska | 2105 | Hoonah-Angoon | 58.1118 | -135.4246 | 791 | 52 | polygon | FALSE | TRUE | America/Juneau | 3 | 99829 | 1840023314 | [10 empty] | HoonahAK
New Salem | New Salem | PA | Pennsylvania | 42133 | York | 39.9037 | -76.7912 | 791 | 646 | polygon | FALSE | TRUE | America/New_York | 3 | 17408 17371 | 1840001458 | [10 empty] | New SalemPA
Grant City | Grant City | MO | Missouri | 29227 | Worth | 40.4858 | -94.4135 | 791 | 229 | polygon | FALSE | TRUE | America/Chicago | 3 | 64456 | 1840010424 | [10 empty] | Grant CityMO
Pleasant Plains | Pleasant Plains | IL | Illinois | 17167 | Sangamon | 39.8747 | -89.9183 | 791 | 228 | polygon | FALSE | TRUE | America/Chicago | 3 | 62677 | 1840012453 | [10 empty] | Pleasant PlainsIL
Blanchardville | Blanchardville | WI | Wisconsin | 55065 | Lafayette | 42.8095 | -89.8606 | 791 | 634 | polygon | FALSE | TRUE | America/Chicago | 3 | 53516 | 1840003097 | [10 empty] | BlanchardvilleWI
Los Olivos | Los Olivos | CA | California | 6083 | Santa Barbara | 34.6647 | -120.118 | 791 | 124 | polygon | FALSE | FALSE | America/Los_Angeles | 3 | 93441 | 1840024983 | [10 empty] | Los OlivosCA
Benkelman | Benkelman | NE | Nebraska | 31057 | Dundy | 40.0517 | -101.5354 | 790 | 380 | polygon | FALSE | TRUE | America/Denver | 3 | 69021 | 1840007246 | [10 empty] | BenkelmanNE
Smithfield | Smithfield | OH | Ohio | 39081 | Jefferson | 40.2715 | -80.7772 | 790 | 322 | polygon | FALSE | FALSE | America/New_York | 3 | 43948 43943 | 1840012128 | [10 empty] | SmithfieldOH
Hilltop Lakes | Hilltop Lakes | TX | Texas | 48289 | Leon | 31.0755 | -96.1914 | 790 | 35 | polygon | FALSE | FALSE | America/Chicago | 3 | 77871 | 1840025965 | [10 empty] | Hilltop LakesTX
Adams | Adams | MN | Minnesota | 27099 | Mower | 43.5654 | -92.719 | 790 | 304 | polygon | FALSE | TRUE | America/Chicago | 3 | 55909 | 1840006829 | [10 empty] | AdamsMN
Walker | Walker | IA | Iowa | 19113 | Linn | 42.2873 | -91.7809 | 789 | 402 | polygon | FALSE | TRUE | America/Chicago | 3 | 52352 | 1840010126 | [10 empty] | WalkerIA
Buras | Buras | LA | Louisiana | 22075 | Plaquemines | 29.3528 | -89.5248 | 789 | 132 | polygon | FALSE | FALSE | America/Chicago | 3 | 70041 | 1840027026 | [10 empty] | BurasLA
Spencer | Spencer | OH | Ohio | 39103 | Medina | 41.0991 | -82.1231 | 789 | 308 | polygon | FALSE | TRUE | America/New_York | 3 | 44275 44258 | 1840011715 | [10 empty] | SpencerOH
Minatare | Minatare | NE | Nebraska | 31157 | Scotts Bluff | 41.8112 | -103.5019 | 789 | 801 | polygon | FALSE | TRUE | America/Denver | 3 | 69356 | 1840008140 | [10 empty] | MinatareNE
Interlaken | Interlaken | NJ | New Jersey | 34025 | Monmouth | 40.235 | -74.0166 | 789 | 919 | polygon | FALSE | TRUE | America/New_York | 3 | 7712 | 1840003689 | [10 empty] | InterlakenNJ
Howe | Howe | OK | Oklahoma | 40079 | Le Flore | 34.95 | -94.6408 | 789 | 184 | polygon | FALSE | TRUE | America/Chicago | 3 | 74940 | 1840021799 | [10 empty] | HoweOK
Campbellsburg | Campbellsburg | KY | Kentucky | 21103 | Henry | 38.522 | -85.2195 | 789 | 230 | polygon | FALSE | TRUE | America/New_York | 3 | 40011 | 1840013188 | [10 empty] | CampbellsburgKY
Vass | Vass | NC | North Carolina | 37125 | Moore | 35.2534 | -79.2845 | 789 | 94 | polygon | FALSE | TRUE | America/New_York | 3 | 28394 | 1840016357 | [10 empty] | VassNC
Stronghurst | Stronghurst | IL | Illinois | 17071 | Henderson | 40.7463 | -90.9094 | 789 | 348 | polygon | FALSE | TRUE | America/Chicago | 3 | 61480 | 1840011797 | [10 empty] | StronghurstIL
Shoals | Shoals | IN | Indiana | 18101 | Martin | 38.6669 | -86.7938 | 789 | 167 | polygon | FALSE | TRUE | America/Indiana/Vincennes | 3 | 47581 | 1840010732 | [10 empty] | ShoalsIN
East Freedom | East Freedom | PA | Pennsylvania | 42013 | Blair | 40.3573 | -78.4366 | 789 | 181 | polygon | FALSE | FALSE | America/New_York | 3 | 16637 | 1840026417 | [10 empty] | East FreedomPA
Chocowinity | Chocowinity | NC | North Carolina | 37013 | Beaufort | 35.5148 | -77.1017 | 788 | 302 | polygon | FALSE | TRUE | America/New_York | 3 | 27817 | 1840016302 | [10 empty] | ChocowinityNC
Duncan | Duncan | AZ | Arizona | 4011 | Greenlee | 32.7344 | -109.0972 | 788 | 141 | polygon | FALSE | TRUE | America/Phoenix | 3 | 85534 | 1840021986 | [10 empty] | DuncanAZ
Wonewoc | Wonewoc | WI | Wisconsin | 55057 | Juneau | 43.6531 | -90.2239 | 788 | 272 | polygon | FALSE | TRUE | America/Chicago | 3 | 53968 | 1840002225 | [10 empty] | WonewocWI
Wye | Wye | MT | Montana | 30063 | Missoula | 46.9523 | -114.1331 | 788 | 104 | polygon | FALSE | FALSE | America/Denver | 3 | 59808 | 1840032843 | [10 empty] | WyeMT
Wilton Center | Wilton Center | CT | Connecticut | 9001 | Fairfield | 41.188 | -73.4298 | 788 | 1103 | polygon | FALSE | TRUE | America/New_York | 3 | 6897 | 1840043233 | [10 empty] | Wilton CenterCT
Gary | Gary | WV | West Virginia | 54047 | McDowell | 37.362 | -81.5408 | 788 | 361 | polygon | FALSE | TRUE | America/New_York | 3 | 24888 24836 | 1840006419 | [10 empty] | GaryWV
Guy | Guy | AR | Arkansas | 5045 | Faulkner | 35.3272 | -92.3366 | 788 | 45 | polygon | FALSE | TRUE | America/Chicago | 3 | 72058 72061 | 1840016416 | [10 empty] | GuyAR
North Irwin | North Irwin | PA | Pennsylvania | 42129 | Westmoreland | 40.3389 | -79.7115 | 787 | 1502 | polygon | FALSE | TRUE | America/New_York | 3 | 15642 | 1840001154 | [10 empty] | North IrwinPA
Morningside | Morningside | NM | New Mexico | 35015 | Eddy | 32.861 | -104.3971 | 787 | 3237 | polygon | FALSE | TRUE | America/Denver | 2 | 88210 | 1840040157 | [10 empty] | MorningsideNM
Clarkfield | Clarkfield | MN | Minnesota | 27173 | Yellow Medicine | 44.7907 | -95.8077 | 787 | 282 | polygon | FALSE | TRUE | America/Chicago | 3 | 56223 | 1840006762 | [10 empty] | ClarkfieldMN
Coon Valley | Coon Valley | WI | Wisconsin | 55123 | Vernon | 43.7024 | -91.0112 | 787 | 272 | polygon | FALSE | TRUE | America/Chicago | 3 | 54623 | 1840002694 | [10 empty] | Coon ValleyWI
Fern Forest | Fern Forest | HI | Hawaii | 15001 | Hawaii | 19.4648 | -155.1324 | 787 | 24 | polygon | FALSE | FALSE | Pacific/Honolulu | 3 | 96771 | 1840029571 | [10 empty] | Fern ForestHI
Klawock | Klawock | AK | Alaska | 2198 | Prince of Wales-Hyder | 55.5556 | -133.0868 | 787 | 446 | polygon | FALSE | TRUE | America/Sitka | 3 | 99925 | 1840023523 | [10 empty] | KlawockAK
Winnebago | Winnebago | NE | Nebraska | 31173 | Thurston | 42.2361 | -96.4719 | 787 | 1502 | polygon | FALSE | TRUE | America/Chicago | 3 | 68071 | 1840011220 | [10 empty] | WinnebagoNE
Springport | Springport | MI | Michigan | 26075 | Jackson | 42.3783 | -84.6965 | 787 | 241 | polygon | FALSE | TRUE | America/Detroit | 3 | 49284 | 1840011199 | [10 empty] | SpringportMI
Turbeville | Turbeville | SC | South Carolina | 45027 | Clarendon | 33.8896 | -80.0161 | 787 | 226 | polygon | FALSE | TRUE | America/New_York | 3 | 29162 | 1840016788 | [10 empty] | TurbevilleSC
Horseshoe Bend | Horseshoe Bend | ID | Idaho | 16015 | Boise | 43.9165 | -116.1997 | 787 | 279 | polygon | FALSE | TRUE | America/Boise | 3 | 83629 | 1840020005 | [10 empty] | Horseshoe BendID
Stephens | Stephens | AR | Arkansas | 5103 | Ouachita | 33.4221 | -93.067 | 787 | 110 | polygon | FALSE | TRUE | America/Chicago | 3 | 71764 | 1840015675 | [10 empty] | StephensAR
Fairplay | Fairplay | CO | Colorado | 8093 | Park | 39.2245 | -105.9965 | 787 | 264 | polygon | FALSE | TRUE | America/Denver | 3 | 80440 | 1840021455 | [10 empty] | FairplayCO
Lake Camelot | Lake Camelot | WI | Wisconsin | 55001 | Adams | 44.2147 | -89.7623 | 787 | 80 | polygon | FALSE | TRUE | America/Chicago | 3 | 54457 | 1840042464 | [10 empty] | Lake CamelotWI
Belle Terre | Belle Terre | NY | New York | 36103 | Suffolk | 40.9607 | -73.0672 | 786 | 342 | polygon | FALSE | TRUE | America/New_York | 3 | 11777 | 1840005143 | [10 empty] | Belle TerreNY
Dammeron Valley | Dammeron Valley | UT | Utah | 49053 | Washington | 37.3042 | -113.6658 | 786 | 62 | polygon | FALSE | FALSE | America/Denver | 3 | 84783 | 1840037254 | [10 empty] | Dammeron ValleyUT
Littlerock | Littlerock | CA | California | 6037 | Los Angeles | 34.5232 | -117.9809 | 786 | 164 | polygon | FALSE | FALSE | America/Los_Angeles | 3 | 93543 | 1840019204 | [10 empty] | LittlerockCA
Wataga | Wataga | IL | Illinois | 17095 | Knox | 41.0253 | -90.2755 | 786 | 366 | polygon | FALSE | TRUE | America/Chicago | 3 | 61488 | 1840011770 | [10 empty] | WatagaIL
Hurst | Hurst | IL | Illinois | 17199 | Williamson | 37.8349 | -89.1443 | 786 | 342 | polygon | FALSE | TRUE | America/Chicago | 3 | 62949 62924 | 1840007577 | [10 empty] | HurstIL
Clayton | Clayton | OK | Oklahoma | 40127 | Pushmataha | 34.5857 | -95.3561 | 786 | 176 | polygon | FALSE | TRUE | America/Chicago | 3 | 74536 | 1840022834 | [10 empty] | ClaytonOK
Northwest | Northwest | NC | North Carolina | 37019 | Brunswick | 34.3149 | -78.1453 | 785 | 43 | polygon | FALSE | TRUE | America/New_York | 3 | 28451 28456 | 1840014706 | [10 empty] | NorthwestNC
Canon | Canon | GA | Georgia | 13147 | Hart | 34.3455 | -83.1107 | 785 | 97 | polygon | FALSE | TRUE | America/New_York | 3 | 30520 | 1840014689 | [10 empty] | CanonGA
Ubly | Ubly | MI | Michigan | 26063 | Huron | 43.7082 | -82.9356 | 785 | 230 | polygon | FALSE | TRUE | America/Detroit | 3 | 48475 | 1840013154 | [10 empty] | UblyMI
Willow Valley | Willow Valley | AZ | Arizona | 4015 | Mohave | 34.9296 | -114.6159 | 785 | 61 | polygon | FALSE | FALSE | America/Phoenix | 3 | 86440 | 1840019747 | [10 empty] | Willow ValleyAZ
Brinnon | Brinnon | WA | Washington | 53031 | Jefferson | 47.6689 | -122.9249 | 784 | 31 | polygon | FALSE | FALSE | America/Los_Angeles | 3 | 98320 | 1840017329 | [10 empty] | BrinnonWA
Enterprise | Enterprise | KS | Kansas | 20041 | Dickinson | 38.9029 | -97.1162 | 784 | 451 | polygon | FALSE | TRUE | America/Chicago | 3 | 67441 | 1840008556 | [10 empty] | EnterpriseKS
Grapeview | Grapeview | WA | Washington | 53045 | Mason | 47.3316 | -122.8413 | 784 | 82 | polygon | FALSE | FALSE | America/Los_Angeles | 3 | 98524 98546 | 1840037554 | [10 empty] | GrapeviewWA
Carrolltown | Carrolltown | PA | Pennsylvania | 42021 | Cambria | 40.6048 | -78.7072 | 784 | 437 | polygon | FALSE | TRUE | America/New_York | 3 | 15722 | 1840001102 | [10 empty] | CarrolltownPA
Bovey | Bovey | MN | Minnesota | 27061 | Itasca | 47.2962 | -93.4036 | 784 | 132 | polygon | FALSE | TRUE | America/Chicago | 3 | 55786 55709 | 1840006613 | [10 empty] | BoveyMN
Seven Mile | Seven Mile | OH | Ohio | 39017 | Butler | 39.4859 | -84.5522 | 784 | 418 | polygon | FALSE | TRUE | America/New_York | 3 | 45062 45011 | 1840012609 | [10 empty] | Seven MileOH
Yachats | Yachats | OR | Oregon | 41041 | Lincoln | 44.3126 | -124.1022 | 784 | 332 | polygon | FALSE | TRUE | America/Los_Angeles | 3 | 97498 | 1840021236 | [10 empty] | YachatsOR
Spearville | Spearville | KS | Kansas | 20057 | Ford | 37.8481 | -99.7548 | 784 | 482 | polygon | FALSE | TRUE | America/Chicago | 3 | 67876 | 1840009868 | [10 empty] | SpearvilleKS
Hayneville | Hayneville | AL | Alabama | 1085 | Lowndes | 32.1822 | -86.5787 | 784 | 162 | polygon | FALSE | TRUE | America/Chicago | 3 | 36040 | 1840003774 | [10 empty] | HaynevilleAL
Tierra Amarilla | Tierra Amarilla | NM | New Mexico | 35039 | Rio Arriba | 36.7061 | -106.5599 | 784 | 112 | polygon | FALSE | FALSE | America/Denver | 3 | 87575 | 1840024843 | [10 empty] | Tierra AmarillaNM
Aulander | Aulander | NC | North Carolina | 37015 | Bertie | 36.228 | -77.1136 | 783 | 204 | polygon | FALSE | TRUE | America/New_York | 3 | 27805 | 1840015333 | [10 empty] | AulanderNC
Woodhull | Woodhull | IL | Illinois | 17073 | Henry | 41.1784 | -90.3221 | 783 | 342 | polygon | FALSE | TRUE | America/Chicago | 3 | 61490 | 1840011588 | [10 empty] | WoodhullIL
Mountain Pine | Mountain Pine | AR | Arkansas | 5051 | Garland | 34.5693 | -93.1726 | 783 | 182 | polygon | FALSE | TRUE | America/Chicago | 3 | 71956 | 1840014669 | [10 empty] | Mountain PineAR
Knippa | Knippa | TX | Texas | 48463 | Uvalde | 29.3076 | -99.6329 | 783 | 59 | polygon | FALSE | FALSE | America/Chicago | 3 | 78870 | 1840022576 | [10 empty] | KnippaTX
Fultonville | Fultonville | NY | New York | 36057 | Montgomery | 42.9463 | -74.3704 | 783 | 633 | polygon | FALSE | TRUE | America/New_York | 3 | 12072 | 1840004403 | [10 empty] | FultonvilleNY
Newborn | Newborn | GA | Georgia | 13217 | Newton | 33.5163 | -83.6959 | 783 | 189 | polygon | FALSE | TRUE | America/New_York | 3 | 30056 | 1840016816 | [10 empty] | NewbornGA
Climax | Climax | MI | Michigan | 26077 | Kalamazoo | 42.2383 | -85.336 | 783 | 286 | polygon | FALSE | TRUE | America/Detroit | 3 | 49034 | 1840011210 | [10 empty] | ClimaxMI
Alhambra Valley | Alhambra Valley | CA | California | 6013 | Contra Costa | 37.9665 | -122.132 | 783 | 225 | polygon | FALSE | TRUE | America/Los_Angeles | 3 | 94553 | 1840075603 | [10 empty] | Alhambra ValleyCA
Pearl City | Pearl City | IL | Illinois | 17177 | Stephenson | 42.2668 | -89.8271 | 783 | 471 | polygon | FALSE | TRUE | America/Chicago | 3 | 61062 | 1840011118 | [10 empty] | Pearl CityIL
Anacoco | Anacoco | LA | Louisiana | 22115 | Vernon | 31.2545 | -93.344 | 783 | 98 | polygon | FALSE | TRUE | America/Chicago | 3 | 71403 | 1840018185 | [10 empty] | AnacocoLA
Gila Crossing | Gila Crossing | AZ | Arizona | 4013 | Maricopa | 33.273 | -112.1627 | 783 | 347 | polygon | FALSE | FALSE | America/Phoenix | 3 | 85339 | 1840025866 | [10 empty] | Gila CrossingAZ
Byrdstown | Byrdstown | TN | Tennessee | 47137 | Pickett | 36.5737 | -85.1342 | 783 | 203 | polygon | FALSE | TRUE | America/Chicago | 3 | 38549 | 1840015275 | [10 empty] | ByrdstownTN
Mountain Road | Mountain Road | VA | Virginia | 51083 | Halifax | 36.7585 | -78.989 | 783 | 35 | polygon | FALSE | FALSE | America/New_York | 3 | 24558 | 1840024812 | [10 empty] | Mountain RoadVA
Wallace | Wallace | ID | Idaho | 16079 | Shoshone | 47.4736 | -115.9227 | 782 | 332 | polygon | FALSE | TRUE | America/Los_Angeles | 3 | 83873 | 1840021090 | [10 empty] | WallaceID
Windfall City | Windfall City | IN | Indiana | 18159 | Tipton | 40.3619 | -85.9584 | 782 | 745 | polygon | FALSE | TRUE | America/Indiana/Indianapolis | 3 | 46076 | 1840073800 | [10 empty] | Windfall CityIN
Norphlet | Norphlet | AR | Arkansas | 5139 | Union | 33.3199 | -92.662 | 782 | 147 | polygon | FALSE | TRUE | America/Chicago | 3 | 71730 71759 | 1840014842 | [10 empty] | NorphletAR
Steinhatchee | Steinhatchee | FL | Florida | 12123 | Taylor | 29.6795 | -83.3837 | 782 | 94 | polygon | FALSE | FALSE | America/New_York | 3 | 32359 | 1840026030 | [10 empty] | SteinhatcheeFL
Doyline | Doyline | LA | Louisiana | 22119 | Webster | 32.525 | -93.4118 | 782 | 90 | polygon | FALSE | TRUE | America/Chicago | 3 | 71023 | 1840018063 | [10 empty] | DoylineLA
Foxfield | Foxfield | CO | Colorado | 8005 | Arapahoe | 39.5881 | -104.7857 | 782 | 228 | polygon | FALSE | TRUE | America/Denver | 3 | 80016 | 1840021442 | [10 empty] | FoxfieldCO
Indio Hills | Indio Hills | CA | California | 6065 | Riverside | 33.8411 | -116.2484 | 782 | 13 | polygon | FALSE | FALSE | America/Los_Angeles | 3 | 92241 | 1840025030 | [10 empty] | Indio HillsCA
Sheatown | Sheatown | PA | Pennsylvania | 42079 | Luzerne | 41.1938 | -76.0188 | 782 | 585 | polygon | FALSE | FALSE | America/New_York | 3 | 18634 | 1840035193 | [10 empty] | SheatownPA
Birnamwood | Birnamwood | WI | Wisconsin | 55115 | Shawano | 44.9319 | -89.2094 | 782 | 137 | polygon | FALSE | TRUE | America/Chicago | 3 | 54414 | 1840002262 | [10 empty] | BirnamwoodWI
Manns Harbor | Manns Harbor | NC | North Carolina | 37055 | Dare | 35.8934 | -75.7733 | 782 | 74 | polygon | FALSE | FALSE | America/New_York | 3 | 27953 | 1840025784 | [10 empty] | Manns HarborNC
Hana | Hana | HI | Hawaii | 15009 | Maui | 20.772 | -156.0107 | 782 | 28 | polygon | FALSE | FALSE | Pacific/Honolulu | 3 | 96713 | 1840029476 | [10 empty] | HanaHI
Pepin | Pepin | WI | Wisconsin | 55091 | Pepin | 44.4423 | -92.1482 | 781 | 417 | polygon | FALSE | TRUE | America/Chicago | 3 | 54759 | 1840002352 | [10 empty] | PepinWI
Walnut Grove | Walnut Grove | MO | Missouri | 29077 | Greene | 37.4113 | -93.548 | 781 | 485 | polygon | FALSE | TRUE | America/Chicago | 3 | 65770 | 1840010869 | [10 empty] | Walnut GroveMO
Lyndonville | Lyndonville | NY | New York | 36073 | Orleans | 43.3213 | -78.3891 | 781 | 294 | polygon | FALSE | TRUE | America/New_York | 3 | 14098 | 1840004263 | [10 empty] | LyndonvilleNY
Kindred | Kindred | ND | North Dakota | 38017 | Cass | 46.6494 | -97.017 | 781 | 208 | polygon | FALSE | TRUE | America/Chicago | 3 | 58051 | 1840000184 | [10 empty] | KindredND
Rio Grande | Rio Grande | OH | Ohio | 39053 | Gallia | 38.8797 | -82.379 | 781 | 220 | polygon | FALSE | TRUE | America/New_York | 3 | 45631 45674 45614 | 1840012776 | [10 empty] | Rio GrandeOH
Scurry | Scurry | TX | Texas | 48257 | Kaufman | 32.5127 | -96.385 | 781 | 162 | polygon | FALSE | TRUE | America/Chicago | 3 | 75158 | 1840023037 | [10 empty] | ScurryTX
Keysville | Keysville | VA | Virginia | 51037 | Charlotte | 37.039 | -78.4804 | 781 | 256 | polygon | FALSE | TRUE | America/New_York | 3 | 23947 | 1840006466 | [10 empty] | KeysvilleVA
Allentown | Allentown | FL | Florida | 12113 | Santa Rosa | 30.7744 | -87.0822 | 781 | 10 | polygon | FALSE | FALSE | America/Chicago | 3 | 32570 32565 | 1840025108 | [10 empty] | AllentownFL
Deckerville | Deckerville | MI | Michigan | 26151 | Sanilac | 43.5265 | -82.742 | 781 | 241 | polygon | FALSE | TRUE | America/Detroit | 3 | 48427 | 1840010977 | [10 empty] | DeckervilleMI
Gibraltar | Gibraltar | PA | Pennsylvania | 42011 | Berks | 40.2809 | -75.8608 | 781 | 256 | polygon | FALSE | FALSE | America/New_York | 3 | 19508 | 1840034984 | [10 empty] | GibraltarPA
Beulah Valley | Beulah Valley | CO | Colorado | 8101 | Pueblo | 38.0664 | -104.9785 | 780 | 43 | polygon | FALSE | FALSE | America/Denver | 3 | 81023 | 1840028562 | [10 empty] | Beulah ValleyCO
Woodsburgh | Woodsburgh | NY | New York | 36059 | Nassau | 40.6215 | -73.7068 | 780 | 884 | polygon | FALSE | TRUE | America/New_York | 3 | 11598 | 1840005334 | [10 empty] | WoodsburghNY
Meriden | Meriden | KS | Kansas | 20087 | Jefferson | 39.1897 | -95.5679 | 780 | 398 | polygon | FALSE | TRUE | America/Chicago | 3 | 66512 | 1840008505 | [10 empty] | MeridenKS
Loon Lake | Loon Lake | WA | Washington | 53065 | Stevens | 48.0685 | -117.6297 | 780 | 92 | polygon | FALSE | FALSE | America/Los_Angeles | 3 | 99148 | 1840023998 | [10 empty] | Loon LakeWA
Alma | Alma | KS | Kansas | 20197 | Wabaunsee | 39.0151 | -96.2873 | 780 | 515 | polygon | FALSE | TRUE | America/Chicago | 3 | 66401 | 1840007403 | [10 empty] | AlmaKS
Millersburg | Millersburg | KY | Kentucky | 21017 | Bourbon | 38.3041 | -84.145 | 780 | 735 | polygon | FALSE | TRUE | America/New_York | 3 | 40311 40348 | 1840014313 | [10 empty] | MillersburgKY
Savona | Savona | NY | New York | 36101 | Steuben | 42.283 | -77.2238 | 780 | 289 | polygon | FALSE | TRUE | America/New_York | 3 | 14879 | 1840004553 | [10 empty] | SavonaNY
Marion | Marion | SD | South Dakota | 46125 | Turner | 43.4236 | -97.2605 | 780 | 347 | polygon | FALSE | TRUE | America/Chicago | 3 | 57043 | 1840002856 | [10 empty] | MarionSD
Worden | Worden | MT | Montana | 30111 | Yellowstone | 45.9623 | -108.1623 | 780 | 152 | polygon | FALSE | FALSE | America/Denver | 3 | 59088 59006 | 1840018495 | [10 empty] | WordenMT
Branchville | Branchville | NJ | New Jersey | 34037 | Sussex | 41.1471 | -74.7495 | 779 | 507 | polygon | FALSE | TRUE | America/New_York | 3 | 07826 07890 | 1840000785 | [10 empty] | BranchvilleNJ
Stantonsburg | Stantonsburg | NC | North Carolina | 37195 | Wilson | 35.6056 | -77.8198 | 779 | 511 | polygon | FALSE | TRUE | America/New_York | 3 | 27883 | 1840016262 | [10 empty] | StantonsburgNC
Virginia City | Virginia City | NV | Nevada | 32029 | Storey | 39.3076 | -119.6483 | 779 | 347 | polygon | FALSE | FALSE | America/Los_Angeles | 3 | 89440 | 1840026641 | [10 empty] | Virginia CityNV
Belgrade | Belgrade | MN | Minnesota | 27145 | Stearns | 45.4506 | -94.9998 | 779 | 250 | polygon | FALSE | TRUE | America/Chicago | 3 | 56312 | 1840006685 | [10 empty] | BelgradeMN
Cissna Park | Cissna Park | IL | Illinois | 17075 | Iroquois | 40.567 | -87.8922 | 779 | 414 | polygon | FALSE | TRUE | America/Chicago | 3 | 60924 | 1840010338 | [10 empty] | Cissna ParkIL
McKee | McKee | KY | Kentucky | 21109 | Jackson | 37.4301 | -83.986 | 779 | 125 | polygon | FALSE | TRUE | America/New_York | 3 | 40447 | 1840015243 | [10 empty] | McKeeKY
Greensburg | Greensburg | KS | Kansas | 20097 | Kiowa | 37.6049 | -99.2896 | 778 | 167 | polygon | FALSE | TRUE | America/Chicago | 3 | 67054 | 1840001690 | [10 empty] | GreensburgKS
Riceboro | Riceboro | GA | Georgia | 13179 | Liberty | 31.7264 | -81.4438 | 778 | 27 | polygon | FALSE | TRUE | America/New_York | 3 | 31323 | 1840014930 | [10 empty] | RiceboroGA
Beaverdale | Beaverdale | PA | Pennsylvania | 42021 | Cambria | 40.3243 | -78.7011 | 778 | 189 | polygon | FALSE | FALSE | America/New_York | 3 | 15955 15921 | 1840034861 | [10 empty] | BeaverdalePA
Hewitt | Hewitt | WI | Wisconsin | 55141 | Wood | 44.6425 | -90.1049 | 778 | 322 | polygon | FALSE | TRUE | America/Chicago | 3 | 54441 | 1840002334 | [10 empty] | HewittWI
Lesage | Lesage | WV | West Virginia | 54011 | Cabell | 38.487 | -82.293 | 778 | 49 | polygon | FALSE | FALSE | America/New_York | 3 | 25702 25537 | 1840025662 | [10 empty] | LesageWV
Netarts | Netarts | OR | Oregon | 41057 | Tillamook | 45.4356 | -123.9344 | 778 | 115 | polygon | FALSE | FALSE | America/Los_Angeles | 3 | 97141 97143 | 1840018549 | [10 empty] | NetartsOR
Douglas | Douglas | AL | Alabama | 1095 | Marshall | 34.1705 | -86.3224 | 778 | 88 | polygon | FALSE | TRUE | America/Chicago | 3 | 35957 35980 35964 | 1840016619 | [10 empty] | DouglasAL
Montrose | Montrose | IA | Iowa | 19111 | Lee | 40.5258 | -91.4158 | 778 | 247 | polygon | FALSE | TRUE | America/Chicago | 3 | 52639 | 1840008323 | [10 empty] | MontroseIA
Ossian | Ossian | IA | Iowa | 19191 | Winneshiek | 43.1469 | -91.7646 | 778 | 282 | polygon | FALSE | TRUE | America/Chicago | 3 | 52161 | 1840009041 | [10 empty] | OssianIA
Middle Amana | Middle Amana | IA | Iowa | 19095 | Iowa | 41.7945 | -91.901 | 778 | 290 | polygon | FALSE | FALSE | America/Chicago | 3 | 52307 52203 | 1840026250 | [10 empty] | Middle AmanaIA
Stokes | Stokes | NC | North Carolina | 37147 | Pitt | 35.7105 | -77.2676 | 777 | 67 | polygon | FALSE | FALSE | America/New_York | 3 | 27884 | 1840024931 | [10 empty] | StokesNC
Alexis | Alexis | IL | Illinois | 17187 | Warren | 41.063 | -90.5555 | 777 | 631 | polygon | FALSE | TRUE | America/Chicago | 3 | 61412 | 1840010324 | [10 empty] | AlexisIL
Wagram | Wagram | NC | North Carolina | 37165 | Scotland | 34.8891 | -79.3652 | 777 | 205 | polygon | FALSE | TRUE | America/New_York | 3 | 28396 | 1840016502 | [10 empty] | WagramNC
Maricao | Maricao | PR | Puerto Rico | 72093 | Maricao | 18.1836 | -66.9809 | 777 | 1843 | polygon | FALSE | FALSE | America/Puerto_Rico | 3 | 606 | 1630023678 | [10 empty] | MaricaoPR
Flint Hill | Flint Hill | MO | Missouri | 29183 | St. Charles | 38.8627 | -90.8724 | 777 | 93 | polygon | FALSE | TRUE | America/Chicago | 3 | 63385 63346 | 1840008568 | [10 empty] | Flint HillMO
Hartford | Hartford | IA | Iowa | 19181 | Warren | 41.4577 | -93.4038 | 777 | 276 | polygon | FALSE | TRUE | America/Chicago | 3 | 50118 50047 | 1840007106 | [10 empty] | HartfordIA
Blue Ridge Manor | Blue Ridge Manor | KY | Kentucky | 21111 | Jefferson | 38.2434 | -85.5647 | 777 | 1616 | polygon | FALSE | TRUE | America/New_York | 3 | 40223 | 1840013209 | [10 empty] | Blue Ridge ManorKY
Oshkosh | Oshkosh | NE | Nebraska | 31069 | Garden | 41.408 | -102.3452 | 777 | 448 | polygon | FALSE | TRUE | America/Denver | 3 | 69154 | 1840009196 | [10 empty] | OshkoshNE
Hugo | Hugo | CO | Colorado | 8073 | Lincoln | 39.1362 | -103.4731 | 777 | 329 | polygon | FALSE | TRUE | America/Denver | 3 | 80821 | 1840021452 | [10 empty] | HugoCO
Woodridge | Woodridge | NY | New York | 36105 | Sullivan | 41.7122 | -74.574 | 777 | 177 | polygon | FALSE | TRUE | America/New_York | 3 | 12789 | 1840004792 | [10 empty] | WoodridgeNY
Loma Linda | Loma Linda | MO | Missouri | 29145 | Newton | 36.9858 | -94.5922 | 776 | 84 | polygon | FALSE | TRUE | America/Chicago | 3 | 64804 | 1840009929 | [10 empty] | Loma LindaMO
Conway | Conway | MO | Missouri | 29105 | Laclede | 37.5057 | -92.8312 | 776 | 164 | polygon | FALSE | TRUE | America/Chicago | 3 | 65632 | 1840007573 | [10 empty] | ConwayMO
Seligman | Seligman | AZ | Arizona | 4025 | Yavapai | 35.3256 | -112.8573 | 776 | 46 | polygon | FALSE | FALSE | America/Phoenix | 3 | 86337 | 1840019164 | [10 empty] | SeligmanAZ
Marshallville | Marshallville | OH | Ohio | 39169 | Wayne | 40.8996 | -81.733 | 776 | 506 | polygon | FALSE | TRUE | America/New_York | 3 | 44645 | 1840011896 | [10 empty] | MarshallvilleOH
Wrightstown | Wrightstown | NJ | New Jersey | 34005 | Burlington | 40.0258 | -74.6317 | 776 | 161 | polygon | FALSE | TRUE | America/New_York | 3 | 08640 08562 | 1840001481 | [10 empty] | WrightstownNJ
Garrison | Garrison | KY | Kentucky | 21135 | Lewis | 38.6075 | -83.1834 | 776 | 111 | polygon | FALSE | FALSE | America/New_York | 3 | 41179 41141 | 1840026729 | [10 empty] | GarrisonKY
Baltic | Baltic | OH | Ohio | 39157 | Tuscarawas | 40.4436 | -81.7016 | 776 | 407 | polygon | FALSE | TRUE | America/New_York | 3 | 43804 | 1840012084 | [10 empty] | BalticOH
York Springs | York Springs | PA | Pennsylvania | 42001 | Adams | 40.0093 | -77.1159 | 776 | 1504 | polygon | FALSE | TRUE | America/New_York | 3 | 17372 | 1840000687 | [10 empty] | York SpringsPA
Susan Moore | Susan Moore | AL | Alabama | 1009 | Blount | 34.0799 | -86.4234 | 776 | 57 | polygon | FALSE | TRUE | America/Chicago | 3 | 35952 35031 35121 | 1840016720 | [10 empty] | Susan MooreAL
Neopit | Neopit | WI | Wisconsin | 55078 | Menominee | 44.9877 | -88.8226 | 776 | 24 | polygon | FALSE | FALSE | America/Chicago | 3 | 54150 | 1840004030 | [10 empty] | NeopitWI
Ashland | Ashland | KS | Kansas | 20025 | Clark | 37.1866 | -99.7697 | 775 | 176 | polygon | FALSE | TRUE | America/Chicago | 3 | 67831 | 1840007612 | [10 empty] | AshlandKS
Damascus | Damascus | VA | Virginia | 51191 | Washington | 36.6326 | -81.7891 | 775 | 375 | polygon | FALSE | TRUE | America/New_York | 3 | 24236 | 1840006530 | [10 empty] | DamascusVA
Dayton | Dayton | IA | Iowa | 19187 | Webster | 42.2622 | -94.0712 | 775 | 353 | polygon | FALSE | TRUE | America/Chicago | 3 | 50530 | 1840006942 | [10 empty] | DaytonIA
Sawmill | Sawmill | AZ | Arizona | 4001 | Apache | 35.8924 | -109.1538 | 775 | 51 | polygon | FALSE | FALSE | America/Denver | 3 | 86504 | 1840019003 | [10 empty] | SawmillAZ
North Hills | North Hills | WV | West Virginia | 54107 | Wood | 39.315 | -81.5087 | 774 | 527 | polygon | FALSE | TRUE | America/New_York | 3 | 26104 | 1840005789 | [10 empty] | North HillsWV
Bishopville | Bishopville | MD | Maryland | 24047 | Worcester | 38.4413 | -75.2092 | 774 | 104 | polygon | FALSE | FALSE | America/New_York | 3 | 21813 | 1840026753 | [10 empty] | BishopvilleMD
Warsaw | Warsaw | MN | Minnesota | 27131 | Rice | 44.2576 | -93.3771 | 774 | 346 | polygon | FALSE | FALSE | America/Chicago | 3 | 55021 55087 | 1840025368 | [10 empty] | WarsawMN
Wellston | Wellston | OK | Oklahoma | 40081 | Lincoln | 35.6861 | -97.0616 | 774 | 223 | polygon | FALSE | TRUE | America/Chicago | 3 | 74881 | 1840022716 | [10 empty] | WellstonOK
Holly | Holly | CO | Colorado | 8099 | Prowers | 38.0554 | -102.1247 | 774 | 413 | polygon | FALSE | TRUE | America/Denver | 3 | 81047 | 1840021521 | [10 empty] | HollyCO
East Galesburg | East Galesburg | IL | Illinois | 17095 | Knox | 40.9429 | -90.3109 | 774 | 218 | polygon | FALSE | TRUE | America/Chicago | 3 | 61430 61448 | 1840011763 | [10 empty] | East GalesburgIL
Siren | Siren | WI | Wisconsin | 55013 | Burnett | 45.7826 | -92.3823 | 774 | 249 | polygon | FALSE | TRUE | America/Chicago | 3 | 54872 | 1840001993 | [10 empty] | SirenWI
Alakanuk | Alakanuk | AK | Alaska | 2158 | Kusilvak | 62.6902 | -164.6305 | 774 | 9 | polygon | FALSE | TRUE | America/Nome | 3 | 99554 | 1840023321 | [10 empty] | AlakanukAK
Sanderson | Sanderson | TX | Texas | 48443 | Terrell | 30.1508 | -102.4079 | 774 | 71 | polygon | FALSE | FALSE | America/Chicago | 3 | 79848 | 1840019581 | [10 empty] | SandersonTX
Cheyenne | Cheyenne | OK | Oklahoma | 40129 | Roger Mills | 35.6102 | -99.6782 | 774 | 308 | polygon | FALSE | TRUE | America/Chicago | 3 | 73628 | 1840022709 | [10 empty] | CheyenneOK
Happy Valley | Happy Valley | NM | New Mexico | 35015 | Eddy | 32.4235 | -104.2903 | 774 | 139 | polygon | FALSE | TRUE | America/Denver | 3 | 88220 | 1840040078 | [10 empty] | Happy ValleyNM
Grand Junction | Grand Junction | IA | Iowa | 19073 | Greene | 42.033 | -94.237 | 773 | 308 | polygon | FALSE | TRUE | America/Chicago | 3 | 50107 | 1840008121 | [10 empty] | Grand JunctionIA
Breesport | Breesport | NY | New York | 36015 | Chemung | 42.1816 | -76.7358 | 773 | 183 | polygon | FALSE | FALSE | America/New_York | 3 | 14838 14816 | 1840026214 | [10 empty] | BreesportNY
Sterling | Sterling | OK | Oklahoma | 40031 | Comanche | 34.7498 | -98.1729 | 773 | 370 | polygon | FALSE | TRUE | America/Chicago | 3 | 73567 | 1840022822 | [10 empty] | SterlingOK
Hemingford | Hemingford | NE | Nebraska | 31013 | Box Butte | 42.3214 | -103.0752 | 773 | 438 | polygon | FALSE | TRUE | America/Denver | 3 | 69348 | 1840011188 | [10 empty] | HemingfordNE
Lowden | Lowden | IA | Iowa | 19031 | Cedar | 41.8589 | -90.9229 | 773 | 277 | polygon | FALSE | TRUE | America/Chicago | 3 | 52255 | 1840009198 | [10 empty] | LowdenIA
Atlantic | Atlantic | VA | Virginia | 51001 | Accomack | 37.9023 | -75.5058 | 773 | 50 | polygon | FALSE | FALSE | America/New_York | 3 | 23303 23442 | 1840024718 | [10 empty] | AtlanticVA
Bailey's Prairie | Bailey's Prairie | TX | Texas | 48039 | Brazoria | 29.1527 | -95.4977 | 773 | 42 | polygon | FALSE | TRUE | America/Chicago | 3 | 77515 | 1840036367 | [10 empty] | Bailey's PrairieTX
Somerville | Somerville | AL | Alabama | 1103 | Morgan | 34.4676 | -86.7935 | 773 | 97 | polygon | FALSE | TRUE | America/Chicago | 3 | 35670 35640 | 1840004313 | [10 empty] | SomervilleAL
Cedar Hill | Cedar Hill | NM | New Mexico | 35045 | San Juan | 36.9296 | -107.8871 | 773 | 55 | polygon | FALSE | FALSE | America/Denver | 3 | 87410 | 1840024848 | [10 empty] | Cedar HillNM
Lake Village | Lake Village | IN | Indiana | 18111 | Newton | 41.1308 | -87.439 | 773 | 75 | polygon | FALSE | FALSE | America/Chicago | 3 | 46349 | 1840005174 | [10 empty] | Lake VillageIN
Log Cabin | Log Cabin | TX | Texas | 48213 | Henderson | 32.2231 | -96.0222 | 772 | 284 | polygon | FALSE | TRUE | America/Chicago | 3 | 75148 | 1840020773 | [10 empty] | Log CabinTX
Kirklin | Kirklin | IN | Indiana | 18023 | Clinton | 40.1929 | -86.3593 | 772 | 707 | polygon | FALSE | TRUE | America/Indiana/Indianapolis | 3 | 46050 | 1840009432 | [10 empty] | KirklinIN
Plumerville | Plumerville | AR | Arkansas | 5029 | Conway | 35.16 | -92.6424 | 772 | 277 | polygon | FALSE | TRUE | America/Chicago | 3 | 72127 | 1840014566 | [10 empty] | PlumervilleAR
Copenhagen | Copenhagen | NY | New York | 36049 | Lewis | 43.8934 | -75.6726 | 772 | 253 | polygon | FALSE | TRUE | America/New_York | 3 | 13626 | 1840004140 | [10 empty] | CopenhagenNY
Patoka | Patoka | IN | Indiana | 18051 | Gibson | 38.4015 | -87.5875 | 772 | 271 | polygon | FALSE | TRUE | America/Chicago | 3 | 47666 | 1840009804 | [10 empty] | PatokaIN
Biron | Biron | WI | Wisconsin | 55141 | Wood | 44.4281 | -89.766 | 772 | 64 | polygon | FALSE | TRUE | America/Chicago | 3 | 54475 54494 | 1840002335 | [10 empty] | BironWI
Forest Ranch | Forest Ranch | CA | California | 6007 | Butte | 39.8952 | -121.6705 | 772 | 21 | polygon | FALSE | FALSE | America/Los_Angeles | 3 | 95942 | 1840025569 | [10 empty] | Forest RanchCA
Blue Ridge Shores | Blue Ridge Shores | VA | Virginia | 51109 | Louisa | 38.1091 | -78.0235 | 772 | 217 | polygon | FALSE | FALSE | America/New_York | 3 | 23093 | 1840026786 | [10 empty] | Blue Ridge ShoresVA
Vernon | Vernon | MI | Michigan | 26155 | Shiawassee | 42.9392 | -84.0329 | 772 | 299 | polygon | FALSE | TRUE | America/Detroit | 3 | 48429 48476 | 1840011015 | [10 empty] | VernonMI
Earlville | Earlville | IA | Iowa | 19055 | Delaware | 42.4826 | -91.27 | 772 | 528 | polygon | FALSE | TRUE | America/Chicago | 3 | 52041 52036 | 1840008050 | [10 empty] | EarlvilleIA
Hermitage | Hermitage | AR | Arkansas | 5011 | Bradley | 33.4471 | -92.1712 | 771 | 275 | polygon | FALSE | TRUE | America/Chicago | 3 | 71647 | 1840015697 | [10 empty] | HermitageAR
Valley Brook | Valley Brook | OK | Oklahoma | 40109 | Oklahoma | 35.4027 | -97.4814 | 771 | 1138 | polygon | FALSE | TRUE | America/Chicago | 3 | 73149 73129 | 1840022734 | [10 empty] | Valley BrookOK
Bucklin | Bucklin | KS | Kansas | 20057 | Ford | 37.5488 | -99.6344 | 771 | 517 | polygon | FALSE | TRUE | America/Chicago | 3 | 67834 | 1840007562 | [10 empty] | BucklinKS
Coward | Coward | SC | South Carolina | 45041 | Florence | 33.9721 | -79.749 | 771 | 84 | polygon | FALSE | TRUE | America/New_York | 3 | 29530 | 1840016705 | [10 empty] | CowardSC
Screven | Screven | GA | Georgia | 13305 | Wayne | 31.484 | -82.0171 | 771 | 138 | polygon | FALSE | TRUE | America/New_York | 3 | 31560 | 1840015857 | [10 empty] | ScrevenGA
Phelps | Phelps | KY | Kentucky | 21195 | Pike | 37.509 | -82.1605 | 771 | 37 | polygon | FALSE | FALSE | America/New_York | 3 | 41553 | 1840013228 | [10 empty] | PhelpsKY
Toledo | Toledo | WA | Washington | 53041 | Lewis | 46.4415 | -122.8497 | 771 | 755 | polygon | FALSE | TRUE | America/Los_Angeles | 3 | 98591 | 1840021162 | [10 empty] | ToledoWA
Vermontville | Vermontville | MI | Michigan | 26045 | Eaton | 42.6269 | -85.0248 | 771 | 235 | polygon | FALSE | TRUE | America/Detroit | 3 | 49096 | 1840011087 | [10 empty] | VermontvilleMI
Valle Vista | Valle Vista | TX | Texas | 48427 | Starr | 26.3161 | -98.6546 | 771 | 3717 | polygon | FALSE | TRUE | America/Chicago | 2 | 78582 | 1840041588 | [10 empty] | Valle VistaTX
Central City | Central City | CO | Colorado | 8047 | Gilpin | 39.7943 | -105.5117 | 770 | 137 | polygon | FALSE | TRUE | America/Denver | 3 | 80427 80422 | 1840018786 | [10 empty] | Central CityCO
Chalfant | Chalfant | PA | Pennsylvania | 42003 | Allegheny | 40.41 | -79.8387 | 770 | 1868 | polygon | FALSE | TRUE | America/New_York | 3 | 15112 | 1840001216 | [10 empty] | ChalfantPA
Black Creek | Black Creek | NC | North Carolina | 37195 | Wilson | 35.6366 | -77.9331 | 770 | 414 | polygon | FALSE | TRUE | America/New_York | 3 | 27813 | 1840015382 | [10 empty] | Black CreekNC
Espino | Espino | PR | Puerto Rico | 72011 | AÃ±asco | 18.276 | -67.1194 | 770 | 712 | polygon | FALSE | FALSE | America/Puerto_Rico | 3 | 610 | 1630035667 | [10 empty] | EspinoPR
Round Lake | Round Lake | NY | New York | 36091 | Saratoga | 42.9376 | -73.7958 | 770 | 264 | polygon | FALSE | TRUE | America/New_York | 3 | 12151 12118 | 1840004249 | [10 empty] | Round LakeNY
Dover | Dover | MN | Minnesota | 27109 | Olmsted | 43.9699 | -92.1341 | 770 | 293 | polygon | FALSE | TRUE | America/Chicago | 3 | 55929 | 1840006810 | [10 empty] | DoverMN
Norvelt | Norvelt | PA | Pennsylvania | 42129 | Westmoreland | 40.205 | -79.497 | 770 | 165 | polygon | FALSE | FALSE | America/New_York | 3 | 15666 15674 | 1840026438 | [10 empty] | NorveltPA
Wall Lake | Wall Lake | IA | Iowa | 19161 | Sac | 42.2672 | -95.0927 | 769 | 241 | polygon | FALSE | TRUE | America/Chicago | 3 | 51466 | 1840010098 | [10 empty] | Wall LakeIA
Walnut | Walnut | IA | Iowa | 19155 | Pottawattamie | 41.4895 | -95.2197 | 769 | 134 | polygon | FALSE | TRUE | America/Chicago | 3 | 51577 | 1840010265 | [10 empty] | WalnutIA
Boswell | Boswell | IN | Indiana | 18007 | Benton | 40.5173 | -87.3756 | 769 | 335 | polygon | FALSE | TRUE | America/Indiana/Indianapolis | 3 | 47921 | 1840009403 | [10 empty] | BoswellIN
Pleasant Hill | Pleasant Hill | NC | North Carolina | 37193 | Wilkes | 36.258 | -80.8904 | 769 | 114 | polygon | FALSE | FALSE | America/New_York | 3 | 28621 | 1840013341 | [10 empty] | Pleasant HillNC
Exira | Exira | IA | Iowa | 19009 | Audubon | 41.592 | -94.8811 | 769 | 291 | polygon | FALSE | TRUE | America/Chicago | 3 | 50076 | 1840008164 | [10 empty] | ExiraIA
Hanna | Hanna | WY | Wyoming | 56007 | Carbon | 41.8698 | -106.5596 | 769 | 145 | polygon | FALSE | TRUE | America/Denver | 3 | 82327 | 1840021314 | [10 empty] | HannaWY
White Lake | White Lake | NC | North Carolina | 37017 | Bladen | 34.6417 | -78.4969 | 769 | 289 | polygon | FALSE | TRUE | America/New_York | 3 | 28337 | 1840016566 | [10 empty] | White LakeNC
Exeter | Exeter | MO | Missouri | 29009 | Barry | 36.6707 | -93.9401 | 769 | 375 | polygon | FALSE | TRUE | America/Chicago | 3 | 65647 | 1840008796 | [10 empty] | ExeterMO
Schroon Lake | Schroon Lake | NY | New York | 36031 | Essex | 43.8345 | -73.7647 | 769 | 102 | polygon | FALSE | FALSE | America/New_York | 3 | 12870 | 1840026123 | [10 empty] | Schroon LakeNY
Payne Springs | Payne Springs | TX | Texas | 48213 | Henderson | 32.2872 | -96.0889 | 769 | 140 | polygon | FALSE | TRUE | America/Chicago | 3 | 75124 75156 | 1840023214 | [10 empty] | Payne SpringsTX
Hanover | Hanover | IL | Illinois | 17085 | Jo Daviess | 42.2553 | -90.2737 | 768 | 264 | polygon | FALSE | TRUE | America/Chicago | 3 | 61041 | 1840011104 | [10 empty] | HanoverIL
Lamberton | Lamberton | MN | Minnesota | 27127 | Redwood | 44.2306 | -95.2676 | 768 | 388 | polygon | FALSE | TRUE | America/Chicago | 3 | 56152 | 1840007873 | [10 empty] | LambertonMN
Polk | Polk | PA | Pennsylvania | 42121 | Venango | 41.3691 | -79.9311 | 768 | 146 | polygon | FALSE | TRUE | America/New_York | 3 | 16342 | 1840003428 | [10 empty] | PolkPA
Brantley | Brantley | AL | Alabama | 1041 | Crenshaw | 31.5822 | -86.2569 | 768 | 95 | polygon | FALSE | TRUE | America/Chicago | 3 | 36009 | 1840015844 | [10 empty] | BrantleyAL
West Concord | West Concord | MN | Minnesota | 27039 | Dodge | 44.1529 | -92.8995 | 768 | 273 | polygon | FALSE | TRUE | America/Chicago | 3 | 55985 | 1840010028 | [10 empty] | West ConcordMN
Jeffersonville | Jeffersonville | VT | Vermont | 50015 | Lamoille | 44.6427 | -72.8282 | 768 | 382 | polygon | FALSE | TRUE | America/New_York | 3 | 5464 | 1840004078 | [10 empty] | JeffersonvilleVT
St. Georges | St. Georges | DE | Delaware | 10003 | New Castle | 39.5577 | -75.6533 | 767 | 305 | polygon | FALSE | FALSE | America/New_York | 3 | 19720 19701 19709 19733 | 1840028612 | [10 empty] | St. GeorgesDE
Quiogue | Quiogue | NY | New York | 36103 | Suffolk | 40.8201 | -72.628 | 767 | 235 | polygon | FALSE | TRUE | America/New_York | 3 | 11978 | 1840005067 | [10 empty] | QuiogueNY
Finzel | Finzel | MD | Maryland | 24023 | Garrett | 39.7018 | -78.952 | 767 | 75 | polygon | FALSE | FALSE | America/New_York | 3 | 21532 | 1840024442 | [10 empty] | FinzelMD
Linden | Linden | IN | Indiana | 18107 | Montgomery | 40.1889 | -86.9023 | 767 | 757 | polygon | FALSE | TRUE | America/Indiana/Indianapolis | 3 | 47955 | 1840009462 | [10 empty] | LindenIN
Knightsville | Knightsville | IN | Indiana | 18021 | Clay | 39.5253 | -87.0891 | 767 | 285 | polygon | FALSE | TRUE | America/Indiana/Indianapolis | 3 | 47857 47834 | 1840009675 | [10 empty] | KnightsvilleIN
Viborg | Viborg | SD | South Dakota | 46125 | Turner | 43.1715 | -97.0798 | 767 | 737 | polygon | FALSE | TRUE | America/Chicago | 3 | 57070 | 1840002853 | [10 empty] | ViborgSD
Kraemer | Kraemer | LA | Louisiana | 22057 | Lafourche | 29.8606 | -90.6337 | 767 | 56 | polygon | FALSE | FALSE | America/Chicago | 3 | 70301 70371 | 1840025136 | [10 empty] | KraemerLA
Ashland Heights | Ashland Heights | SD | South Dakota | 46103 | Pennington | 44.1293 | -103.1286 | 767 | 101 | polygon | FALSE | FALSE | America/Denver | 3 | 57701 | 1840004099 | [10 empty] | Ashland HeightsSD
Tiskilwa | Tiskilwa | IL | Illinois | 17011 | Bureau | 41.2928 | -89.5081 | 766 | 578 | polygon | FALSE | TRUE | America/Chicago | 3 | 61368 | 1840011583 | [10 empty] | TiskilwaIL
Raleigh | Raleigh | FL | Florida | 12075 | Levy | 29.4479 | -82.468 | 766 | 152 | polygon | FALSE | FALSE | America/New_York | 3 | 32696 | 1840026044 | [10 empty] | RaleighFL
White Springs | White Springs | FL | Florida | 12047 | Hamilton | 30.3317 | -82.7562 | 766 | 161 | polygon | FALSE | TRUE | America/New_York | 3 | 32096 | 1840017189 | [10 empty] | White SpringsFL
Plain | Plain | WI | Wisconsin | 55111 | Sauk | 43.2779 | -90.0423 | 766 | 355 | polygon | FALSE | TRUE | America/Chicago | 3 | 53577 | 1840002725 | [10 empty] | PlainWI
May Creek | May Creek | WA | Washington | 53061 | Snohomish | 47.8556 | -121.6744 | 766 | 465 | polygon | FALSE | FALSE | America/Los_Angeles | 3 | 98251 | 1840037857 | [10 empty] | May CreekWA
Philip | Philip | SD | South Dakota | 46055 | Haakon | 44.0408 | -101.6646 | 765 | 497 | polygon | FALSE | TRUE | America/Denver | 3 | 57567 | 1840000301 | [10 empty] | PhilipSD
Hardy | Hardy | AR | Arkansas | 5135 | Sharp | 36.3187 | -91.4791 | 765 | 57 | polygon | FALSE | TRUE | America/Chicago | 3 | 72542 72525 | 1840013326 | [10 empty] | HardyAR
Geyserville | Geyserville | CA | California | 6097 | Sonoma | 38.7173 | -122.9034 | 765 | 65 | polygon | FALSE | FALSE | America/Los_Angeles | 3 | 95441 | 1840024616 | [10 empty] | GeyservilleCA
Elysian | Elysian | MN | Minnesota | 27079 | Le Sueur | 44.2067 | -93.6765 | 765 | 247 | polygon | FALSE | TRUE | America/Chicago | 3 | 56028 | 1840007881 | [10 empty] | ElysianMN
Eden | Eden | MD | Maryland | 24039 | Somerset | 38.2792 | -75.6533 | 765 | 52 | polygon | FALSE | FALSE | America/New_York | 3 | 21822 | 1840006276 | [10 empty] | EdenMD
Oregon | Oregon | MO | Missouri | 29087 | Holt | 39.9861 | -95.1433 | 765 | 318 | polygon | FALSE | TRUE | America/Chicago | 3 | 64473 | 1840009456 | [10 empty] | OregonMO
Lancaster | Lancaster | MO | Missouri | 29197 | Schuyler | 40.5238 | -92.5314 | 765 | 198 | polygon | FALSE | TRUE | America/Chicago | 3 | 63548 | 1840008346 | [10 empty] | LancasterMO
Riceville | Riceville | IA | Iowa | 19089 | Howard | 43.3621 | -92.5541 | 764 | 268 | polygon | FALSE | TRUE | America/Chicago | 3 | 50466 | 1840009038 | [10 empty] | RicevilleIA
Cluster Springs | Cluster Springs | VA | Virginia | 51083 | Halifax | 36.6128 | -78.9221 | 764 | 34 | polygon | FALSE | FALSE | America/New_York | 3 | 24520 24592 | 1840024811 | [10 empty] | Cluster SpringsVA
Eden Roc | Eden Roc | HI | Hawaii | 15001 | Hawaii | 19.4917 | -155.0958 | 764 | 46 | polygon | FALSE | FALSE | Pacific/Honolulu | 3 | 96771 | 1840029569 | [10 empty] | Eden RocHI
Hannawa Falls | Hannawa Falls | NY | New York | 36089 | St. Lawrence | 44.6017 | -74.9738 | 764 | 57 | polygon | FALSE | FALSE | America/New_York | 3 | 13676 13647 | 1840034019 | [10 empty] | Hannawa FallsNY
Dunseith | Dunseith | ND | North Dakota | 38079 | Rolette | 48.813 | -100.0622 | 764 | 294 | polygon | FALSE | TRUE | America/Chicago | 3 | 58329 | 1840000000 | [10 empty] | DunseithND
Miracle Valley | Miracle Valley | AZ | Arizona | 4003 | Cochise | 31.3829 | -110.1484 | 764 | 539 | polygon | FALSE | FALSE | America/Phoenix | 3 | 85615 | 1840023089 | [10 empty] | Miracle ValleyAZ
Sierra Blanca | Sierra Blanca | TX | Texas | 48229 | Hudspeth | 31.1834 | -105.3395 | 764 | 62 | polygon | FALSE | FALSE | America/Denver | 3 | 79851 | 1840019521 | [10 empty] | Sierra BlancaTX
Alanson | Alanson | MI | Michigan | 26047 | Emmet | 45.4425 | -84.7871 | 764 | 299 | polygon | FALSE | TRUE | America/Detroit | 3 | 49706 | 1840010909 | [10 empty] | AlansonMI
Tickfaw | Tickfaw | LA | Louisiana | 22105 | Tangipahoa | 30.5769 | -90.4871 | 764 | 182 | polygon | FALSE | TRUE | America/Chicago | 3 | 70466 | 1840018210 | [10 empty] | TickfawLA
Mamers | Mamers | NC | North Carolina | 37085 | Harnett | 35.416 | -78.939 | 763 | 48 | polygon | FALSE | FALSE | America/New_York | 3 | 27546 27552 | 1840024950 | [10 empty] | MamersNC
Columbiaville | Columbiaville | MI | Michigan | 26087 | Lapeer | 43.1567 | -83.4069 | 763 | 333 | polygon | FALSE | TRUE | America/Detroit | 3 | 48421 | 1840010999 | [10 empty] | ColumbiavilleMI
Port Deposit | Port Deposit | MD | Maryland | 24015 | Cecil | 39.6111 | -76.098 | 763 | 130 | polygon | FALSE | TRUE | America/New_York | 3 | 21904 | 1840005641 | [10 empty] | Port DepositMD
Powellton | Powellton | WV | West Virginia | 54019 | Fayette | 38.0941 | -81.322 | 763 | 55 | polygon | FALSE | FALSE | America/New_York | 3 | 25118 25161 | 1840006292 | [10 empty] | PowelltonWV
Eagleville | Eagleville | TN | Tennessee | 47149 | Rutherford | 35.7391 | -86.6528 | 763 | 104 | polygon | FALSE | TRUE | America/Chicago | 3 | 37060 | 1840013378 | [10 empty] | EaglevilleTN
Andersonville | Andersonville | OH | Ohio | 39141 | Ross | 39.4338 | -83.019 | 763 | 129 | polygon | FALSE | FALSE | America/New_York | 3 | 45601 | 1840024466 | [10 empty] | AndersonvilleOH
Corinne | Corinne | UT | Utah | 49003 | Box Elder | 41.5497 | -112.1227 | 763 | 77 | polygon | FALSE | TRUE | America/Denver | 3 | 84307 | 1840018703 | [10 empty] | CorinneUT
Homecroft | Homecroft | IN | Indiana | 18097 | Marion | 39.6696 | -86.1312 | 763 | 1227 | polygon | FALSE | TRUE | America/Indiana/Indianapolis | 3 | 46227 | 1840029952 | [10 empty] | HomecroftIN
Lopatcong Overlook | Lopatcong Overlook | NJ | New Jersey | 34041 | Warren | 40.6972 | -75.1452 | 763 | 810 | polygon | FALSE | TRUE | America/New_York | 3 | 8886 | 1840039908 | [10 empty] | Lopatcong OverlookNJ
Triadelphia | Triadelphia | WV | West Virginia | 54069 | Ohio | 40.0483 | -80.623 | 762 | 437 | polygon | FALSE | TRUE | America/New_York | 3 | 26059 | 1840005512 | [10 empty] | TriadelphiaWV
Garza-Salinas II | Garza-Salinas II | TX | Texas | 48427 | Starr | 26.3519 | -98.7595 | 762 | 3710 | polygon | FALSE | TRUE | America/Chicago | 2 | 78582 | 1840040840 | [10 empty] | Garza-Salinas IITX
Kwethluk | Kwethluk | AK | Alaska | 2050 | Bethel | 60.7978 | -161.4147 | 762 | 29 | polygon | FALSE | TRUE | America/Anchorage | 3 | 99621 | 1840023358 | [10 empty] | KwethlukAK
Shindler | Shindler | SD | South Dakota | 46083 | Lincoln | 43.4677 | -96.6355 | 762 | 195 | polygon | FALSE | FALSE | America/Chicago | 3 | 57108 57032 | 1840024043 | [10 empty] | ShindlerSD
Kiowa | Kiowa | CO | Colorado | 8039 | Elbert | 39.3436 | -104.458 | 761 | 341 | polygon | FALSE | TRUE | America/Denver | 3 | 80117 | 1840021450 | [10 empty] | KiowaCO
Milo | Milo | IA | Iowa | 19181 | Warren | 41.2892 | -93.4406 | 761 | 484 | polygon | FALSE | TRUE | America/Chicago | 3 | 50166 | 1840008214 | [10 empty] | MiloIA
Pilot Grove | Pilot Grove | MO | Missouri | 29053 | Cooper | 38.8736 | -92.9126 | 761 | 698 | polygon | FALSE | TRUE | America/Chicago | 3 | 65276 | 1840009713 | [10 empty] | Pilot GroveMO
Throckmorton | Throckmorton | TX | Texas | 48447 | Throckmorton | 33.182 | -99.1798 | 761 | 177 | polygon | FALSE | TRUE | America/Chicago | 3 | 76483 | 1840022999 | [10 empty] | ThrockmortonTX
Hymera | Hymera | IN | Indiana | 18153 | Sullivan | 39.1859 | -87.2989 | 761 | 412 | polygon | FALSE | TRUE | America/Indiana/Indianapolis | 3 | 47879 47855 | 1840010683 | [10 empty] | HymeraIN
Moyie Springs | Moyie Springs | ID | Idaho | 16021 | Boundary | 48.7247 | -116.1954 | 761 | 194 | polygon | FALSE | TRUE | America/Los_Angeles | 3 | 83845 | 1840019755 | [10 empty] | Moyie SpringsID
Red Cross | Red Cross | NC | North Carolina | 37167 | Stanly | 35.2659 | -80.3622 | 761 | 82 | polygon | FALSE | TRUE | America/New_York | 3 | 28129 28097 | 1840017854 | [10 empty] | Red CrossNC
Eldred | Eldred | PA | Pennsylvania | 42083 | McKean | 41.9562 | -78.3818 | 761 | 358 | polygon | FALSE | TRUE | America/New_York | 3 | 16731 | 1840000524 | [10 empty] | EldredPA
Hamlet | Hamlet | IN | Indiana | 18149 | Starke | 41.3792 | -86.5831 | 761 | 304 | polygon | FALSE | TRUE | America/Chicago | 3 | 46532 | 1840010199 | [10 empty] | HamletIN
Cowley | Cowley | WY | Wyoming | 56003 | Big Horn | 44.8834 | -108.4693 | 761 | 336 | polygon | FALSE | TRUE | America/Denver | 3 | 82420 | 1840021239 | [10 empty] | CowleyWY
Sharon Springs | Sharon Springs | KS | Kansas | 20199 | Wallace | 38.8943 | -101.7512 | 760 | 325 | polygon | FALSE | TRUE | America/Denver | 3 | 67758 | 1840009699 | [10 empty] | Sharon SpringsKS
Grass Valley | Grass Valley | NV | Nevada | 32027 | Pershing | 40.7971 | -117.7603 | 760 | 8 | polygon | FALSE | TRUE | America/Los_Angeles | 3 | 89445 | 1840039828 | [10 empty] | Grass ValleyNV
New Site | New Site | AL | Alabama | 1123 | Tallapoosa | 33.0283 | -85.7801 | 760 | 29 | polygon | FALSE | TRUE | America/Chicago | 3 | 36256 | 1840016915 | [10 empty] | New SiteAL
Montgomery | Montgomery | IN | Indiana | 18027 | Daviess | 38.6655 | -87.0493 | 759 | 181 | polygon | FALSE | TRUE | America/Indiana/Vincennes | 3 | 47558 | 1840009737 | [10 empty] | MontgomeryIN
Tipton | Tipton | OK | Oklahoma | 40141 | Tillman | 34.502 | -99.1383 | 759 | 433 | polygon | FALSE | TRUE | America/Chicago | 3 | 73570 | 1840022836 | [10 empty] | TiptonOK
La Farge | La Farge | WI | Wisconsin | 55123 | Vernon | 43.5782 | -90.6381 | 759 | 290 | polygon | FALSE | TRUE | America/Chicago | 3 | 54639 | 1840002692 | [10 empty] | La FargeWI
Meadow Vale | Meadow Vale | KY | Kentucky | 21111 | Jefferson | 38.2833 | -85.5728 | 759 | 1502 | polygon | FALSE | TRUE | America/New_York | 3 | 40242 40241 | 1840030803 | [10 empty] | Meadow ValeKY
Columbia | Columbia | NC | North Carolina | 37177 | Tyrrell | 35.9201 | -76.242 | 759 | 243 | polygon | FALSE | TRUE | America/New_York | 3 | 27925 | 1840016239 | [10 empty] | ColumbiaNC
Braceville | Braceville | IL | Illinois | 17063 | Grundy | 41.228 | -88.2464 | 759 | 94 | polygon | FALSE | TRUE | America/Chicago | 3 | 60407 60408 | 1840011611 | [10 empty] | BracevilleIL
Bixby | Bixby | TX | Texas | 48061 | Cameron | 26.14 | -97.8562 | 759 | 186 | polygon | FALSE | FALSE | America/Chicago | 3 | 78559 | 1840036177 | [10 empty] | BixbyTX
Comunas | Comunas | PR | Puerto Rico | 72151 | Yabucoa | 18.0871 | -65.8404 | 758 | 468 | polygon | FALSE | FALSE | America/Puerto_Rico | 3 | 767 | 1630035651 | [10 empty] | ComunasPR
Lake View | Lake View | SC | South Carolina | 45033 | Dillon | 34.3406 | -79.1663 | 758 | 173 | polygon | FALSE | TRUE | America/New_York | 3 | 29563 | 1840016615 | [10 empty] | Lake ViewSC
Essex | Essex | IL | Illinois | 17091 | Kankakee | 41.1819 | -88.1926 | 758 | 125 | polygon | FALSE | TRUE | America/Chicago | 3 | 60935 | 1840011699 | [10 empty] | EssexIL
Riverdale | Riverdale | VA | Virginia | 51083 | Halifax | 36.6764 | -78.8944 | 758 | 36 | polygon | FALSE | FALSE | America/New_York | 3 | 24592 | 1840024814 | [10 empty] | RiverdaleVA
Alliance | Alliance | NC | North Carolina | 37137 | Pamlico | 35.1435 | -76.8084 | 758 | 140 | polygon | FALSE | TRUE | America/New_York | 3 | 28515 28529 28509 | 1840015468 | [10 empty] | AllianceNC
Scarbro | Scarbro | WV | West Virginia | 54019 | Fayette | 37.9504 | -81.1666 | 758 | 435 | polygon | FALSE | FALSE | America/New_York | 3 | 25917 | 1840025685 | [10 empty] | ScarbroWV
Cuba | Cuba | NM | New Mexico | 35043 | Sandoval | 36.0146 | -106.968 | 757 | 89 | polygon | FALSE | TRUE | America/Denver | 3 | 87013 | 1840022682 | [10 empty] | CubaNM
Diamondville | Diamondville | WY | Wyoming | 56023 | Lincoln | 41.7771 | -110.5357 | 757 | 250 | polygon | FALSE | TRUE | America/Denver | 3 | 83116 | 1840021293 | [10 empty] | DiamondvilleWY
Howard | Howard | SD | South Dakota | 46097 | Miner | 44.0116 | -97.5245 | 757 | 304 | polygon | FALSE | TRUE | America/Chicago | 3 | 57349 | 1840002545 | [10 empty] | HowardSD
Hilltop | Hilltop | MN | Minnesota | 27003 | Anoka | 45.0536 | -93.2501 | 757 | 2451 | polygon | FALSE | TRUE | America/Chicago | 2 | 55421 | 1840006721 | [10 empty] | HilltopMN
Tetherow | Tetherow | OR | Oregon | 41017 | Deschutes | 44.0389 | -121.3665 | 757 | 137 | polygon | FALSE | TRUE | America/Los_Angeles | 3 | 97702 | 1840040452 | [10 empty] | TetherowOR
Clinton | Clinton | MT | Montana | 30063 | Missoula | 46.7718 | -113.717 | 757 | 89 | polygon | FALSE | FALSE | America/Denver | 3 | 59825 | 1840017347 | [10 empty] | ClintonMT
Knoxville | Knoxville | AR | Arkansas | 5071 | Johnson | 35.378 | -93.3632 | 756 | 91 | polygon | FALSE | TRUE | America/Chicago | 3 | 72845 | 1840016299 | [10 empty] | KnoxvilleAR
Ooltewah | Ooltewah | TN | Tennessee | 47065 | Hamilton | 35.0723 | -85.0546 | 756 | 472 | polygon | FALSE | FALSE | America/New_York | 3 | 37363 | 1840013451 | [10 empty] | OoltewahTN
Ringtown | Ringtown | PA | Pennsylvania | 42107 | Schuylkill | 40.8565 | -76.235 | 756 | 665 | polygon | FALSE | TRUE | America/New_York | 3 | 17967 | 1840002776 | [10 empty] | RingtownPA
Leighton | Leighton | AL | Alabama | 1033 | Colbert | 34.6941 | -87.5282 | 756 | 135 | polygon | FALSE | TRUE | America/Chicago | 3 | 35646 | 1840016546 | [10 empty] | LeightonAL
Raymond | Raymond | MN | Minnesota | 27067 | Kandiyohi | 45.0186 | -95.2369 | 756 | 323 | polygon | FALSE | TRUE | America/Chicago | 3 | 56282 | 1840008910 | [10 empty] | RaymondMN
Upper Exeter | Upper Exeter | PA | Pennsylvania | 42079 | Luzerne | 41.407 | -75.8503 | 756 | 148 | polygon | FALSE | FALSE | America/New_York | 3 | 18643 | 1840035320 | [10 empty] | Upper ExeterPA
Godley | Godley | IL | Illinois | 17197 | Will | 41.2385 | -88.2452 | 756 | 269 | polygon | FALSE | TRUE | America/Chicago | 3 | 60407 | 1840011487 | [10 empty] | GodleyIL
Fountain City | Fountain City | IN | Indiana | 18177 | Wayne | 39.9548 | -84.9193 | 756 | 1106 | polygon | FALSE | TRUE | America/Indiana/Indianapolis | 3 | 47341 | 1840010544 | [10 empty] | Fountain CityIN
Misenheimer | Misenheimer | NC | North Carolina | 37167 | Stanly | 35.4824 | -80.2855 | 756 | 162 | polygon | FALSE | TRUE | America/New_York | 3 | 28109 28137 | 1840017856 | [10 empty] | MisenheimerNC
Gratz | Gratz | PA | Pennsylvania | 42043 | Dauphin | 40.6073 | -76.7159 | 756 | 98 | polygon | FALSE | TRUE | America/New_York | 3 | 17030 | 1840001286 | [10 empty] | GratzPA
Cass Lake | Cass Lake | MN | Minnesota | 27021 | Cass | 47.3788 | -94.5991 | 756 | 253 | polygon | FALSE | TRUE | America/Chicago | 3 | 56633 | 1840006622 | [10 empty] | Cass LakeMN
Port Vincent | Port Vincent | LA | Louisiana | 22063 | Livingston | 30.3384 | -90.8423 | 755 | 171 | polygon | FALSE | TRUE | America/Chicago | 3 | 70726 | 1840018230 | [10 empty] | Port VincentLA
Twin Valley | Twin Valley | MN | Minnesota | 27107 | Norman | 47.2589 | -96.2592 | 755 | 340 | polygon | FALSE | TRUE | America/Chicago | 3 | 56584 | 1840009966 | [10 empty] | Twin ValleyMN
Peru | Peru | NE | Nebraska | 31127 | Nemaha | 40.4785 | -95.7314 | 755 | 554 | polygon | FALSE | TRUE | America/Chicago | 3 | 68421 | 1840009427 | [10 empty] | PeruNE
Boomer | Boomer | WV | West Virginia | 54019 | Fayette | 38.1491 | -81.2798 | 755 | 277 | polygon | FALSE | FALSE | America/New_York | 3 | 25031 | 1840025677 | [10 empty] | BoomerWV
Kinmundy | Kinmundy | IL | Illinois | 17121 | Marion | 38.7726 | -88.8539 | 755 | 272 | polygon | FALSE | TRUE | America/Chicago | 3 | 62854 | 1840008614 | [10 empty] | KinmundyIL
Chiloquin | Chiloquin | OR | Oregon | 41035 | Klamath | 42.5764 | -121.8677 | 755 | 356 | polygon | FALSE | TRUE | America/Los_Angeles | 3 | 97624 | 1840018651 | [10 empty] | ChiloquinOR
Bridger | Bridger | MT | Montana | 30009 | Carbon | 45.2946 | -108.9166 | 755 | 365 | polygon | FALSE | TRUE | America/Denver | 3 | 59014 | 1840021214 | [10 empty] | BridgerMT
Alcester | Alcester | SD | South Dakota | 46127 | Union | 43.0231 | -96.6279 | 755 | 873 | polygon | FALSE | TRUE | America/Chicago | 3 | 57001 | 1840003078 | [10 empty] | AlcesterSD
Hobson City | Hobson City | AL | Alabama | 1015 | Calhoun | 33.6148 | -85.8561 | 755 | 278 | polygon | FALSE | TRUE | America/Chicago | 3 | 36203 36201 | 1840016781 | [10 empty] | Hobson CityAL
Patterson | Patterson | GA | Georgia | 13229 | Pierce | 31.3854 | -82.1375 | 755 | 110 | polygon | FALSE | TRUE | America/New_York | 3 | 31557 | 1840014959 | [10 empty] | PattersonGA
Gibbon | Gibbon | MN | Minnesota | 27143 | Sibley | 44.5333 | -94.5242 | 755 | 439 | polygon | FALSE | TRUE | America/Chicago | 3 | 55335 | 1840007866 | [10 empty] | GibbonMN
Hedrick | Hedrick | IA | Iowa | 19107 | Keokuk | 41.1712 | -92.3079 | 754 | 189 | polygon | FALSE | TRUE | America/Chicago | 3 | 52563 | 1840007109 | [10 empty] | HedrickIA
Traver | Traver | CA | California | 6107 | Tulare | 36.4526 | -119.4824 | 754 | 345 | polygon | FALSE | FALSE | America/Los_Angeles | 3 | 93673 | 1840019040 | [10 empty] | TraverCA
Pine Lake | Pine Lake | GA | Georgia | 13089 | DeKalb | 33.7904 | -84.2061 | 754 | 1222 | polygon | FALSE | TRUE | America/New_York | 3 | 30072 30083 | 1840014779 | [10 empty] | Pine LakeGA
Walnut | Walnut | MS | Mississippi | 28139 | Tippah | 34.9497 | -88.9236 | 754 | 53 | polygon | FALSE | TRUE | America/Chicago | 3 | 38683 | 1840016518 | [10 empty] | WalnutMS
Round Valley | Round Valley | AZ | Arizona | 4007 | Gila | 34.1877 | -111.3018 | 754 | 60 | polygon | FALSE | TRUE | America/Phoenix | 3 | 85541 | 1840075483 | [10 empty] | Round ValleyAZ
Onset | Onset | MA | Massachusetts | 25023 | Plymouth | 41.7481 | -70.6669 | 754 | 269 | polygon | FALSE | FALSE | America/New_York | 3 | 02558 02538 | 1840004681 | [10 empty] | OnsetMA
Kasilof | Kasilof | AK | Alaska | 2122 | Kenai Peninsula | 60.331 | -151.2293 | 754 | 27 | polygon | FALSE | FALSE | America/Anchorage | 3 | 99610 | 1840023407 | [10 empty] | KasilofAK
Ravine | Ravine | PA | Pennsylvania | 42107 | Schuylkill | 40.5686 | -76.3937 | 754 | 266 | polygon | FALSE | FALSE | America/New_York | 3 | 17963 | 1840005213 | [10 empty] | RavinePA
Church Hill | Church Hill | MD | Maryland | 24035 | Queen Anne's | 39.1451 | -75.9808 | 753 | 404 | polygon | FALSE | TRUE | America/New_York | 3 | 21623 | 1840005900 | [10 empty] | Church HillMD
New Harmony | New Harmony | IN | Indiana | 18129 | Posey | 38.1288 | -87.9302 | 753 | 356 | polygon | FALSE | TRUE | America/Chicago | 3 | 47631 | 1840013890 | [10 empty] | New HarmonyIN
Housatonic | Housatonic | MA | Massachusetts | 25003 | Berkshire | 42.2487 | -73.3626 | 753 | 326 | polygon | FALSE | FALSE | America/New_York | 3 | 01236 01230 | 1840003119 | [10 empty] | HousatonicMA
Montreal | Montreal | WI | Wisconsin | 55051 | Iron | 46.4312 | -90.2382 | 753 | 130 | polygon | FALSE | TRUE | America/Menominee | 3 | 54525 54534 54550 | 1840001953 | [10 empty] | MontrealWI
Mount Calvary | Mount Calvary | WI | Wisconsin | 55039 | Fond du Lac | 43.8263 | -88.246 | 753 | 275 | polygon | FALSE | TRUE | America/Chicago | 3 | 53057 | 1840002606 | [10 empty] | Mount CalvaryWI
Napoleon | Napoleon | ND | North Dakota | 38047 | Logan | 46.5039 | -99.7683 | 752 | 210 | polygon | FALSE | TRUE | America/Chicago | 3 | 58561 | 1840000211 | [10 empty] | NapoleonND
Olympian Village | Olympian Village | MO | Missouri | 29099 | Jefferson | 38.1347 | -90.4581 | 752 | 557 | polygon | FALSE | TRUE | America/Chicago | 3 | 63020 | 1840009809 | [10 empty] | Olympian VillageMO
Orangeville | Orangeville | IL | Illinois | 17177 | Stephenson | 42.4659 | -89.6469 | 752 | 429 | polygon | FALSE | TRUE | America/Chicago | 3 | 61060 | 1840011117 | [10 empty] | OrangevilleIL
Fonda | Fonda | NY | New York | 36057 | Montgomery | 42.9536 | -74.372 | 752 | 538 | polygon | FALSE | TRUE | America/New_York | 3 | 12068 | 1840004400 | [10 empty] | FondaNY
Gettysburg | Gettysburg | OH | Ohio | 39037 | Darke | 40.1157 | -84.4966 | 752 | 662 | polygon | FALSE | TRUE | America/New_York | 3 | 45308 45328 | 1840012249 | [10 empty] | GettysburgOH
Point Blank | Point Blank | TX | Texas | 48407 | San Jacinto | 30.7474 | -95.2163 | 752 | 143 | polygon | FALSE | TRUE | America/Chicago | 3 | 77364 | 1840037407 | [10 empty] | Point BlankTX
Robin Glen-Indiantown | Robin Glen-Indiantown | MI | Michigan | 26145 | Saginaw | 43.462 | -83.837 | 752 | 139 | polygon | FALSE | TRUE | America/Detroit | 3 | 48601 | 1840073772 | [10 empty] | Robin Glen-IndiantownMI
Delaware Water Gap | Delaware Water Gap | PA | Pennsylvania | 42089 | Monroe | 40.975 | -75.1392 | 752 | 150 | polygon | FALSE | TRUE | America/New_York | 3 | 18327 | 1840003510 | [10 empty] | Delaware Water GapPA
Greenwood | Greenwood | MN | Minnesota | 27053 | Hennepin | 44.9122 | -93.555 | 752 | 809 | polygon | FALSE | TRUE | America/Chicago | 3 | 55331 | 1840006748 | [10 empty] | GreenwoodMN
Axtell | Axtell | NE | Nebraska | 31099 | Kearney | 40.4798 | -99.1292 | 751 | 624 | polygon | FALSE | TRUE | America/Chicago | 3 | 68924 | 1840012065 | [10 empty] | AxtellNE
Haileyville | Haileyville | OK | Oklahoma | 40121 | Pittsburg | 34.8542 | -95.5784 | 751 | 281 | polygon | FALSE | TRUE | America/Chicago | 3 | 74546 | 1840020455 | [10 empty] | HaileyvilleOK
White Hall | White Hall | AL | Alabama | 1085 | Lowndes | 32.2993 | -86.7148 | 751 | 18 | polygon | FALSE | TRUE | America/Chicago | 3 | 36785 36752 36040 | 1840017009 | [10 empty] | White HallAL
Santa Clara | Santa Clara | TX | Texas | 48187 | Guadalupe | 29.5911 | -98.1614 | 751 | 134 | polygon | FALSE | TRUE | America/Chicago | 3 | 78124 | 1840022212 | [10 empty] | Santa ClaraTX
Crab Orchard | Crab Orchard | TN | Tennessee | 47035 | Cumberland | 35.9066 | -84.8847 | 751 | 26 | polygon | FALSE | TRUE | America/Chicago | 3 | 37723 38555 | 1840014488 | [10 empty] | Crab OrchardTN
Slatedale | Slatedale | PA | Pennsylvania | 42077 | Lehigh | 40.7439 | -75.6583 | 751 | 973 | polygon | FALSE | FALSE | America/New_York | 3 | 18080 18079 | 1840026408 | [10 empty] | SlatedalePA
Hernandez | Hernandez | NM | New Mexico | 35039 | Rio Arriba | 36.0567 | -106.1186 | 751 | 171 | polygon | FALSE | FALSE | America/Denver | 3 | 87537 | 1840024833 | [10 empty] | HernandezNM
Loami | Loami | IL | Illinois | 17167 | Sangamon | 39.6748 | -89.8474 | 750 | 286 | polygon | FALSE | TRUE | America/Chicago | 3 | 62661 | 1840012443 | [10 empty] | LoamiIL
Ryan | Ryan | OK | Oklahoma | 40067 | Jefferson | 34.0213 | -97.9541 | 750 | 324 | polygon | FALSE | TRUE | America/Chicago | 3 | 73565 | 1840021921 | [10 empty] | RyanOK
Brooten | Brooten | MN | Minnesota | 27145 | Stearns | 45.5001 | -95.1157 | 750 | 182 | polygon | FALSE | TRUE | America/Chicago | 3 | 56316 | 1840004017 | [10 empty] | BrootenMN
Hessmer | Hessmer | LA | Louisiana | 22009 | Avoyelles | 31.0534 | -92.1214 | 750 | 350 | polygon | FALSE | TRUE | America/Chicago | 3 | 71341 71350 | 1840018189 | [10 empty] | HessmerLA
Mooringsport | Mooringsport | LA | Louisiana | 22017 | Caddo | 32.6832 | -93.9607 | 750 | 249 | polygon | FALSE | TRUE | America/Chicago | 3 | 71060 | 1840016930 | [10 empty] | MooringsportLA
Carlton | Carlton | MT | Montana | 30063 | Missoula | 46.6796 | -114.0718 | 750 | 47 | polygon | FALSE | FALSE | America/Denver | 3 | 59833 | 1840023811 | [10 empty] | CarltonMT
Piper City | Piper City | IL | Illinois | 17053 | Ford | 40.7561 | -88.1888 | 750 | 521 | polygon | FALSE | TRUE | America/Chicago | 3 | 60959 | 1840011879 | [10 empty] | Piper CityIL
Clarence | Clarence | MO | Missouri | 29205 | Shelby | 39.7432 | -92.2602 | 750 | 250 | polygon | FALSE | TRUE | America/Chicago | 3 | 63437 | 1840007304 | [10 empty] | ClarenceMO
St. Nazianz | St. Nazianz | WI | Wisconsin | 55071 | Manitowoc | 44.0067 | -87.9246 | 750 | 364 | polygon | FALSE | TRUE | America/Chicago | 3 | 54232 | 1840002217 | [10 empty] | St. NazianzWI
East Alto Bonito | East Alto Bonito | TX | Texas | 48427 | Starr | 26.3023 | -98.6358 | 750 | 2580 | polygon | FALSE | TRUE | America/Chicago | 2 | 78582 | 1840040696 | [10 empty] | East Alto BonitoTX
Washingtonville | Washingtonville | OH | Ohio | 39029 | Columbiana | 40.899 | -80.7677 | 750 | 433 | polygon | FALSE | TRUE | America/New_York | 3 | 44490 | 1840011937 | [10 empty] | WashingtonvilleOH
Atkins | Atkins | VA | Virginia | 51173 | Smyth | 36.8674 | -81.3992 | 750 | 53 | polygon | FALSE | FALSE | America/New_York | 3 | 24311 | 1840006512 | [10 empty] | AtkinsVA
Renningers | Renningers | PA | Pennsylvania | 42107 | Schuylkill | 40.6497 | -76.1484 | 750 | 248 | polygon | FALSE | FALSE | America/New_York | 3 | 17972 | 1840035414 | [10 empty] | RenningersPA
Mabel | Mabel | MN | Minnesota | 27045 | Fillmore | 43.5198 | -91.768 | 749 | 600 | polygon | FALSE | TRUE | America/Chicago | 3 | 55954 | 1840009009 | [10 empty] | MabelMN
Perryville | Perryville | KY | Kentucky | 21021 | Boyle | 37.6494 | -84.9513 | 749 | 370 | polygon | FALSE | TRUE | America/New_York | 3 | 40468 | 1840014355 | [10 empty] | PerryvilleKY
Ostrander | Ostrander | OH | Ohio | 39041 | Delaware | 40.2684 | -83.2089 | 749 | 343 | polygon | FALSE | TRUE | America/New_York | 3 | 43061 | 1840012203 | [10 empty] | OstranderOH
Iberia | Iberia | MO | Missouri | 29131 | Miller | 38.0887 | -92.2961 | 749 | 328 | polygon | FALSE | TRUE | America/Chicago | 3 | 65486 | 1840007515 | [10 empty] | IberiaMO
Ashmore | Ashmore | IL | Illinois | 17029 | Coles | 39.5306 | -88.0201 | 749 | 359 | polygon | FALSE | TRUE | America/Chicago | 3 | 61912 | 1840012578 | [10 empty] | AshmoreIL
Elkton | Elkton | MI | Michigan | 26063 | Huron | 43.8183 | -83.1809 | 749 | 288 | polygon | FALSE | TRUE | America/Detroit | 3 | 48731 | 1840013148 | [10 empty] | ElktonMI
Osmond | Osmond | NE | Nebraska | 31139 | Pierce | 42.3583 | -97.599 | 749 | 362 | polygon | FALSE | TRUE | America/Chicago | 3 | 68765 | 1840009134 | [10 empty] | OsmondNE
Everson | Everson | PA | Pennsylvania | 42051 | Fayette | 40.0904 | -79.5871 | 749 | 1497 | polygon | FALSE | TRUE | America/New_York | 3 | 15631 | 1840001504 | [10 empty] | EversonPA
Pray | Pray | MT | Montana | 30067 | Park | 45.4151 | -110.6533 | 749 | 10 | polygon | FALSE | FALSE | America/Denver | 3 | 59047 | 1840023886 | [10 empty] | PrayMT
Cambria | Cambria | WI | Wisconsin | 55021 | Columbia | 43.5416 | -89.1108 | 748 | 294 | polygon | FALSE | TRUE | America/Chicago | 3 | 53923 | 1840002707 | [10 empty] | CambriaWI
West Bend | West Bend | IA | Iowa | 19147 | Palo Alto | 42.9599 | -94.4457 | 748 | 326 | polygon | FALSE | TRUE | America/Chicago | 3 | 50597 | 1840010056 | [10 empty] | West BendIA
Palatine Bridge | Palatine Bridge | NY | New York | 36057 | Montgomery | 42.9143 | -74.5756 | 748 | 313 | polygon | FALSE | TRUE | America/New_York | 3 | 13428 | 1840004406 | [10 empty] | Palatine BridgeNY
High Shoals | High Shoals | NC | North Carolina | 37071 | Gaston | 35.3957 | -81.2047 | 748 | 110 | polygon | FALSE | TRUE | America/New_York | 3 | 28034 28077 | 1840015455 | [10 empty] | High ShoalsNC
Ridge Spring | Ridge Spring | SC | South Carolina | 45081 | Saluda | 33.8453 | -81.6617 | 748 | 158 | polygon | FALSE | TRUE | America/New_York | 3 | 29129 | 1840017970 | [10 empty] | Ridge SpringSC
Greeley Hill | Greeley Hill | CA | California | 6043 | Mariposa | 37.7569 | -120.1291 | 747 | 13 | polygon | FALSE | FALSE | America/Los_Angeles | 3 | 95311 | 1840024754 | [10 empty] | Greeley HillCA
Ridgeville | Ridgeville | IN | Indiana | 18135 | Randolph | 40.2921 | -85.0285 | 747 | 520 | polygon | FALSE | TRUE | America/Indiana/Indianapolis | 3 | 47380 | 1840010477 | [10 empty] | RidgevilleIN
Dublin | Dublin | IN | Indiana | 18177 | Wayne | 39.8127 | -85.2055 | 747 | 559 | polygon | FALSE | TRUE | America/Indiana/Indianapolis | 3 | 47335 47327 | 1840009495 | [10 empty] | DublinIN
Burneyville | Burneyville | OK | Oklahoma | 40085 | Love | 33.9055 | -97.2913 | 747 | 16 | polygon | FALSE | FALSE | America/Chicago | 3 | 73430 | 1840034422 | [10 empty] | BurneyvilleOK
Wickes | Wickes | AR | Arkansas | 5113 | Polk | 34.2988 | -94.3331 | 747 | 124 | polygon | FALSE | TRUE | America/Chicago | 3 | 71973 | 1840016609 | [10 empty] | WickesAR
Green Spring | Green Spring | KY | Kentucky | 21111 | Jefferson | 38.3163 | -85.6137 | 747 | 1081 | polygon | FALSE | TRUE | America/New_York | 3 | 40241 | 1840013206 | [10 empty] | Green SpringKY
Redmond | Redmond | UT | Utah | 49041 | Sevier | 39.0058 | -111.8671 | 747 | 300 | polygon | FALSE | TRUE | America/Denver | 3 | 84654 84652 | 1840021478 | [10 empty] | RedmondUT
Renova | Renova | MS | Mississippi | 28011 | Bolivar | 33.7805 | -90.7232 | 747 | 332 | polygon | FALSE | TRUE | America/Chicago | 3 | 38732 | 1840017977 | [10 empty] | RenovaMS
Drayton | Drayton | ND | North Dakota | 38067 | Pembina | 48.5628 | -97.1794 | 747 | 438 | polygon | FALSE | TRUE | America/Chicago | 3 | 58225 | 1840000013 | [10 empty] | DraytonND
Ridgway | Ridgway | IL | Illinois | 17059 | Gallatin | 37.7979 | -88.2606 | 747 | 327 | polygon | FALSE | TRUE | America/Chicago | 3 | 62979 | 1840012970 | [10 empty] | RidgwayIL
Milford | Milford | TX | Texas | 48139 | Ellis | 32.1214 | -96.9498 | 747 | 117 | polygon | FALSE | TRUE | America/Chicago | 3 | 76670 | 1840023051 | [10 empty] | MilfordTX
Mount Savage | Mount Savage | MD | Maryland | 24001 | Allegany | 39.6971 | -78.8763 | 747 | 313 | polygon | FALSE | FALSE | America/New_York | 3 | 21545 | 1840024430 | [10 empty] | Mount SavageMD
Antonito | Antonito | CO | Colorado | 8021 | Conejos | 37.0763 | -106.0104 | 747 | 676 | polygon | FALSE | TRUE | America/Denver | 3 | 81120 | 1840021576 | [10 empty] | AntonitoCO
Parcelas Viejas Borinquen | Parcelas Viejas Borinquen | PR | Puerto Rico | 72025 | Caguas | 18.1739 | -66.0406 | 747 | 5949 | polygon | FALSE | TRUE | America/Puerto_Rico | 2 | 725 | 1630025220 | [10 empty] | Parcelas Viejas BorinquenPR
Driscoll | Driscoll | TX | Texas | 48355 | Nueces | 27.673 | -97.751 | 746 | 247 | polygon | FALSE | TRUE | America/Chicago | 3 | 78351 78380 | 1840019719 | [10 empty] | DriscollTX
Concord | Concord | VA | Virginia | 51031 | Campbell | 37.3426 | -78.9862 | 746 | 51 | polygon | FALSE | FALSE | America/New_York | 3 | 24538 | 1840026857 | [10 empty] | ConcordVA
Iron Mountain Lake | Iron Mountain Lake | MO | Missouri | 29187 | St. Francois | 37.6854 | -90.6184 | 746 | 146 | polygon | FALSE | TRUE | America/Chicago | 3 | 63624 | 1840008687 | [10 empty] | Iron Mountain LakeMO
Bainbridge | Bainbridge | IN | Indiana | 18133 | Putnam | 39.7615 | -86.8117 | 746 | 719 | polygon | FALSE | TRUE | America/Indiana/Indianapolis | 3 | 46105 | 1840009543 | [10 empty] | BainbridgeIN
Estelline | Estelline | SD | South Dakota | 46057 | Hamlin | 44.5768 | -96.9011 | 746 | 304 | polygon | FALSE | TRUE | America/Chicago | 3 | 57234 | 1840002299 | [10 empty] | EstellineSD
Manilla | Manilla | IA | Iowa | 19047 | Crawford | 41.8923 | -95.2347 | 746 | 278 | polygon | FALSE | TRUE | America/Chicago | 3 | 51454 | 1840009164 | [10 empty] | ManillaIA
Woodruff | Woodruff | WI | Wisconsin | 55085 | Oneida | 45.8946 | -89.6912 | 746 | 203 | polygon | FALSE | FALSE | America/Chicago | 3 | 54568 | 1840025295 | [10 empty] | WoodruffWI
Tribune | Tribune | KS | Kansas | 20071 | Greeley | 38.472 | -101.7545 | 745 | 387 | polygon | FALSE | TRUE | America/Denver | 3 | 67879 | 1840010773 | [10 empty] | TribuneKS
Chippewa Lake | Chippewa Lake | OH | Ohio | 39103 | Medina | 41.0737 | -81.9047 | 745 | 1165 | polygon | FALSE | TRUE | America/New_York | 3 | 44215 | 1840010295 | [10 empty] | Chippewa LakeOH
Atlanta | Atlanta | IN | Indiana | 18057 | Hamilton | 40.2139 | -86.0271 | 745 | 920 | polygon | FALSE | TRUE | America/Indiana/Indianapolis | 3 | 46031 | 1840010498 | [10 empty] | AtlantaIN
Cottageville | Cottageville | SC | South Carolina | 45029 | Colleton | 32.9362 | -80.4803 | 745 | 84 | polygon | FALSE | TRUE | America/New_York | 3 | 29435 | 1840016901 | [10 empty] | CottagevilleSC
South Vinemont | South Vinemont | AL | Alabama | 1043 | Cullman | 34.2348 | -86.8642 | 745 | 330 | polygon | FALSE | TRUE | America/Chicago | 3 | 35058 35179 | 1840017959 | [10 empty] | South VinemontAL
Hancock | Hancock | MN | Minnesota | 27149 | Stevens | 45.4977 | -95.795 | 745 | 318 | polygon | FALSE | TRUE | America/Chicago | 3 | 56244 | 1840006689 | [10 empty] | HancockMN
Carlsborg | Carlsborg | WA | Washington | 53009 | Clallam | 48.0842 | -123.1697 | 745 | 271 | polygon | FALSE | FALSE | America/Los_Angeles | 3 | 98382 | 1840017319 | [10 empty] | CarlsborgWA
Midvale | Midvale | OH | Ohio | 39157 | Tuscarawas | 40.4357 | -81.3698 | 744 | 378 | polygon | FALSE | TRUE | America/New_York | 3 | 44621 44653 44663 | 1840012091 | [10 empty] | MidvaleOH
McLean | McLean | TX | Texas | 48179 | Gray | 35.2323 | -100.6001 | 744 | 248 | polygon | FALSE | TRUE | America/Chicago | 3 | 79057 | 1840022748 | [10 empty] | McLeanTX
Parma | Parma | MI | Michigan | 26075 | Jackson | 42.2633 | -84.5793 | 744 | 273 | polygon | FALSE | TRUE | America/Detroit | 3 | 49269 | 1840011198 | [10 empty] | ParmaMI
Sioux Rapids | Sioux Rapids | IA | Iowa | 19021 | Buena Vista | 42.8916 | -95.1488 | 744 | 347 | polygon | FALSE | TRUE | America/Chicago | 3 | 50585 | 1840000396 | [10 empty] | Sioux RapidsIA
Browerville | Browerville | MN | Minnesota | 27153 | Todd | 46.0807 | -94.8646 | 743 | 270 | polygon | FALSE | TRUE | America/Chicago | 3 | 56438 | 1840004006 | [10 empty] | BrowervilleMN
Oppelo | Oppelo | AR | Arkansas | 5029 | Conway | 35.1003 | -92.7733 | 743 | 118 | polygon | FALSE | TRUE | America/Chicago | 3 | 72110 | 1840014565 | [10 empty] | OppeloAR
North Topsail Beach | North Topsail Beach | NC | North Carolina | 37133 | Onslow | 34.4931 | -77.4338 | 743 | 46 | polygon | FALSE | TRUE | America/New_York | 3 | 28460 | 1840016533 | [10 empty] | North Topsail BeachNC
Mertzon | Mertzon | TX | Texas | 48235 | Irion | 31.2619 | -100.8208 | 743 | 188 | polygon | FALSE | TRUE | America/Chicago | 3 | 76941 | 1840020837 | [10 empty] | MertzonTX
Bertrand | Bertrand | MO | Missouri | 29133 | Mississippi | 36.9082 | -89.45 | 743 | 350 | polygon | FALSE | TRUE | America/Chicago | 3 | 63823 | 1840007649 | [10 empty] | BertrandMO
Hatton | Hatton | ND | North Dakota | 38097 | Traill | 47.6369 | -97.4584 | 743 | 514 | polygon | FALSE | TRUE | America/Chicago | 3 | 58240 | 1840000134 | [10 empty] | HattonND
Maple Ridge | Maple Ridge | OH | Ohio | 39099 | Mahoning | 40.9143 | -81.0468 | 743 | 155 | polygon | FALSE | FALSE | America/New_York | 3 | 44672 44601 | 1840005184 | [10 empty] | Maple RidgeOH
Bootjack | Bootjack | CA | California | 6043 | Mariposa | 37.4672 | -119.8887 | 743 | 40 | polygon | FALSE | FALSE | America/Los_Angeles | 3 | 95338 | 1840017621 | [10 empty] | BootjackCA
Rosedale | Rosedale | LA | Louisiana | 22047 | Iberville | 30.4429 | -91.4601 | 743 | 36 | polygon | FALSE | TRUE | America/Chicago | 3 | 70772 | 1840018238 | [10 empty] | RosedaleLA
El Duende | El Duende | NM | New Mexico | 35039 | Rio Arriba | 36.0738 | -106.1269 | 743 | 195 | polygon | FALSE | FALSE | America/Denver | 3 | 87566 87537 | 1840024830 | [10 empty] | El DuendeNM
Oscoda | Oscoda | MI | Michigan | 26069 | Iosco | 44.425 | -83.3339 | 743 | 329 | polygon | FALSE | FALSE | America/Detroit | 3 | 48750 | 1840004094 | [10 empty] | OscodaMI
Blair | Blair | OK | Oklahoma | 40065 | Jackson | 34.7799 | -99.3329 | 742 | 619 | polygon | FALSE | TRUE | America/Chicago | 3 | 73526 | 1840021845 | [10 empty] | BlairOK
Bingen | Bingen | WA | Washington | 53039 | Klickitat | 45.714 | -121.4703 | 742 | 460 | polygon | FALSE | TRUE | America/Los_Angeles | 3 | 98605 | 1840018529 | [10 empty] | BingenWA
Langeloth | Langeloth | PA | Pennsylvania | 42125 | Washington | 40.3631 | -80.4137 | 742 | 275 | polygon | FALSE | FALSE | America/New_York | 3 | 15054 15021 | 1840026502 | [10 empty] | LangelothPA
Sheridan | Sheridan | MT | Montana | 30057 | Madison | 45.4588 | -112.1946 | 742 | 283 | polygon | FALSE | TRUE | America/Denver | 3 | 59749 | 1840022335 | [10 empty] | SheridanMT
Oak Ridge | Oak Ridge | TX | Texas | 48257 | Kaufman | 32.6489 | -96.2598 | 742 | 92 | polygon | FALSE | TRUE | America/Chicago | 3 | 75142 75161 | 1840023036 | [10 empty] | Oak RidgeTX
Galena | Galena | OH | Ohio | 39041 | Delaware | 40.2218 | -82.8812 | 742 | 168 | polygon | FALSE | TRUE | America/New_York | 3 | 43021 | 1840012202 | [10 empty] | GalenaOH
Westmoreland | Westmoreland | KS | Kansas | 20149 | Pottawatomie | 39.3941 | -96.4137 | 742 | 582 | polygon | FALSE | TRUE | America/Chicago | 3 | 66549 | 1840010635 | [10 empty] | WestmorelandKS
Lott | Lott | TX | Texas | 48145 | Falls | 31.2059 | -97.0333 | 742 | 283 | polygon | FALSE | TRUE | America/Chicago | 3 | 76656 | 1840020842 | [10 empty] | LottTX
Ponemah | Ponemah | MN | Minnesota | 27007 | Beltrami | 48.0348 | -94.8983 | 742 | 26 | polygon | FALSE | FALSE | America/Chicago | 3 | 56666 | 1840003993 | [10 empty] | PonemahMN
Lakeshore Gardens-Hidden Acres | Lakeshore Gardens-Hidden Acres | TX | Texas | 48409 | San Patricio | 28.1235 | -97.8654 | 741 | 140 | polygon | FALSE | TRUE | America/Chicago | 3 | 78368 | 1840074271 | [10 empty] | Lakeshore Gardens-Hidden AcresTX
Lakeside | Lakeside | OH | Ohio | 39123 | Ottawa | 41.5408 | -82.7534 | 741 | 415 | polygon | FALSE | FALSE | America/New_York | 3 | 43440 | 1840026266 | [10 empty] | LakesideOH
Riverton | Riverton | KS | Kansas | 20021 | Cherokee | 37.0733 | -94.706 | 741 | 127 | polygon | FALSE | FALSE | America/Chicago | 3 | 66770 | 1840026865 | [10 empty] | RivertonKS
Tohatchi | Tohatchi | NM | New Mexico | 35031 | McKinley | 35.841 | -108.7506 | 741 | 46 | polygon | FALSE | FALSE | America/Denver | 3 | 87325 | 1840019091 | [10 empty] | TohatchiNM
Duck Key | Duck Key | FL | Florida | 12087 | Monroe | 24.771 | -80.9132 | 741 | 477 | polygon | FALSE | FALSE | America/New_York | 3 | 33050 | 1840013130 | [10 empty] | Duck KeyFL
Tyrone | Tyrone | OK | Oklahoma | 40139 | Texas | 36.9556 | -101.0679 | 741 | 691 | polygon | FALSE | TRUE | America/Chicago | 3 | 73951 | 1840022637 | [10 empty] | TyroneOK
Rich Creek | Rich Creek | VA | Virginia | 51071 | Giles | 37.3832 | -80.8204 | 741 | 349 | polygon | FALSE | TRUE | America/New_York | 3 | 24147 | 1840006435 | [10 empty] | Rich CreekVA
Arlington Heights | Arlington Heights | OH | Ohio | 39061 | Hamilton | 39.2153 | -84.4555 | 741 | 1094 | polygon | FALSE | TRUE | America/New_York | 3 | 45215 | 1840003811 | [10 empty] | Arlington HeightsOH
Whitelaw | Whitelaw | WI | Wisconsin | 55071 | Manitowoc | 44.1452 | -87.8281 | 740 | 543 | polygon | FALSE | TRUE | America/Chicago | 3 | 54247 | 1840002208 | [10 empty] | WhitelawWI
Teton | Teton | ID | Idaho | 16043 | Fremont | 43.8872 | -111.6724 | 740 | 414 | polygon | FALSE | TRUE | America/Boise | 3 | 83448 83451 | 1840021256 | [10 empty] | TetonID
Clarkston | Clarkston | UT | Utah | 49005 | Cache | 41.9204 | -112.0504 | 740 | 307 | polygon | FALSE | TRUE | America/Denver | 3 | 84305 | 1840022377 | [10 empty] | ClarkstonUT
Section | Section | AL | Alabama | 1071 | Jackson | 34.5816 | -85.9849 | 740 | 62 | polygon | FALSE | TRUE | America/Chicago | 3 | 35771 | 1840017899 | [10 empty] | SectionAL
Parkdale | Parkdale | MI | Michigan | 26101 | Manistee | 44.272 | -86.2805 | 740 | 184 | polygon | FALSE | FALSE | America/Detroit | 3 | 49660 | 1840023964 | [10 empty] | ParkdaleMI
Ariton | Ariton | AL | Alabama | 1045 | Dale | 31.5978 | -85.7131 | 739 | 56 | polygon | FALSE | TRUE | America/Chicago | 3 | 36311 | 1840004920 | [10 empty] | AritonAL
Hauser | Hauser | ID | Idaho | 16055 | Kootenai | 47.7667 | -117.0132 | 739 | 288 | polygon | FALSE | TRUE | America/Los_Angeles | 3 | 83854 | 1840019807 | [10 empty] | HauserID
Essex | Essex | IA | Iowa | 19145 | Page | 40.8327 | -95.3038 | 739 | 189 | polygon | FALSE | TRUE | America/Chicago | 3 | 51638 | 1840008298 | [10 empty] | EssexIA
Yarnell | Yarnell | AZ | Arizona | 4025 | Yavapai | 34.2283 | -112.7631 | 739 | 32 | polygon | FALSE | FALSE | America/Phoenix | 3 | 85362 | 1840019167 | [10 empty] | YarnellAZ
Middletown | Middletown | CA | California | 6033 | Lake | 38.7518 | -122.6221 | 739 | 154 | polygon | FALSE | FALSE | America/Los_Angeles | 3 | 95461 | 1840018802 | [10 empty] | MiddletownCA
Amagansett | Amagansett | NY | New York | 36103 | Suffolk | 40.9844 | -72.1326 | 739 | 43 | polygon | FALSE | FALSE | America/New_York | 3 | 11937 11930 | 1840005014 | [10 empty] | AmagansettNY
Tuscola | Tuscola | TX | Texas | 48441 | Taylor | 32.2106 | -99.7994 | 739 | 385 | polygon | FALSE | TRUE | America/Chicago | 3 | 79562 | 1840022092 | [10 empty] | TuscolaTX
Indianola | Indianola | CA | California | 6023 | Humboldt | 40.8133 | -124.0808 | 739 | 202 | polygon | FALSE | FALSE | America/Los_Angeles | 3 | 95503 95524 | 1840026322 | [10 empty] | IndianolaCA
Edgewater | Edgewater | AL | Alabama | 1073 | Jefferson | 33.5286 | -86.9574 | 739 | 235 | polygon | FALSE | FALSE | America/Chicago | 3 | 35224 | 1840013093 | [10 empty] | EdgewaterAL
Alden | Alden | IA | Iowa | 19083 | Hardin | 42.5114 | -93.38 | 738 | 183 | polygon | FALSE | TRUE | America/Chicago | 3 | 50006 50043 | 1840006961 | [10 empty] | AldenIA
Amanda | Amanda | OH | Ohio | 39045 | Fairfield | 39.6501 | -82.7422 | 738 | 948 | polygon | FALSE | TRUE | America/New_York | 3 | 43102 | 1840010572 | [10 empty] | AmandaOH
Marion | Marion | LA | Louisiana | 22111 | Union | 32.8997 | -92.2405 | 738 | 88 | polygon | FALSE | TRUE | America/Chicago | 3 | 71260 | 1840016938 | [10 empty] | MarionLA
Middlebourne | Middlebourne | WV | West Virginia | 54095 | Tyler | 39.4947 | -80.907 | 738 | 789 | polygon | FALSE | TRUE | America/New_York | 3 | 26149 | 1840005747 | [10 empty] | MiddlebourneWV
Woodland Hills | Woodland Hills | KY | Kentucky | 21111 | Jefferson | 38.2393 | -85.5289 | 738 | 1351 | polygon | FALSE | TRUE | America/New_York | 3 | 40243 40253 | 1840015203 | [10 empty] | Woodland HillsKY
New Market | New Market | MD | Maryland | 24021 | Frederick | 39.3889 | -77.279 | 738 | 175 | polygon | FALSE | TRUE | America/New_York | 3 | 21774 21754 | 1840005715 | [10 empty] | New MarketMD
Valliant | Valliant | OK | Oklahoma | 40089 | McCurtain | 34.0043 | -95.0895 | 738 | 368 | polygon | FALSE | TRUE | America/Chicago | 3 | 74764 | 1840022854 | [10 empty] | ValliantOK
Clarkton | Clarkton | NC | North Carolina | 37017 | Bladen | 34.4889 | -78.6559 | 738 | 228 | polygon | FALSE | TRUE | America/New_York | 3 | 28433 | 1840016561 | [10 empty] | ClarktonNC
Glasgow | Glasgow | OR | Oregon | 41011 | Coos | 43.4371 | -124.1961 | 738 | 88 | polygon | FALSE | FALSE | America/Los_Angeles | 3 | 97459 | 1840025440 | [10 empty] | GlasgowOR
Cleveland | Cleveland | MN | Minnesota | 27079 | Le Sueur | 44.3236 | -93.8353 | 738 | 521 | polygon | FALSE | TRUE | America/Chicago | 3 | 56017 | 1840006788 | [10 empty] | ClevelandMN
Concrete | Concrete | WA | Washington | 53057 | Skagit | 48.5371 | -121.7509 | 738 | 242 | polygon | FALSE | TRUE | America/Los_Angeles | 3 | 98237 | 1840022283 | [10 empty] | ConcreteWA
Cherry Grove | Cherry Grove | WA | Washington | 53011 | Clark | 45.8021 | -122.5763 | 738 | 120 | polygon | FALSE | FALSE | America/Los_Angeles | 3 | 98604 | 1840037538 | [10 empty] | Cherry GroveWA
Grand View Estates | Grand View Estates | CO | Colorado | 8035 | Douglas | 39.5439 | -104.8189 | 738 | 347 | polygon | FALSE | FALSE | America/Denver | 3 | 80134 | 1840028452 | [10 empty] | Grand View EstatesCO
Falcon Lake Estates | Falcon Lake Estates | TX | Texas | 48505 | Zapata | 26.8719 | -99.2585 | 738 | 424 | polygon | FALSE | FALSE | America/Chicago | 3 | 78076 | 1840037047 | [10 empty] | Falcon Lake EstatesTX
Copan | Copan | OK | Oklahoma | 40147 | Washington | 36.9008 | -95.9254 | 737 | 278 | polygon | FALSE | TRUE | America/Chicago | 3 | 74022 | 1840022603 | [10 empty] | CopanOK
Ty Ty | Ty Ty | GA | Georgia | 13277 | Tift | 31.472 | -83.6509 | 737 | 361 | polygon | FALSE | TRUE | America/New_York | 3 | 31795 | 1840015864 | [10 empty] | Ty TyGA
Deshler | Deshler | NE | Nebraska | 31169 | Thayer | 40.1398 | -97.7234 | 737 | 560 | polygon | FALSE | TRUE | America/Chicago | 3 | 68340 | 1840007251 | [10 empty] | DeshlerNE
Stockton | Stockton | MN | Minnesota | 27169 | Winona | 44.0271 | -91.7697 | 737 | 167 | polygon | FALSE | TRUE | America/Chicago | 3 | 55987 55988 | 1840008989 | [10 empty] | StocktonMN
Columbia | Columbia | AL | Alabama | 1069 | Houston | 31.2968 | -85.1103 | 737 | 72 | polygon | FALSE | TRUE | America/New_York | 3 | 36319 | 1840017129 | [10 empty] | ColumbiaAL
North Hornell | North Hornell | NY | New York | 36101 | Steuben | 42.3454 | -77.6605 | 737 | 579 | polygon | FALSE | FALSE | America/New_York | 3 | 14843 | 1840004550 | [10 empty] | North HornellNY
Pueblo Nuevo | Pueblo Nuevo | TX | Texas | 48479 | Webb | 27.4939 | -99.3099 | 737 | 489 | polygon | FALSE | FALSE | America/Chicago | 3 | 78043 | 1840025160 | [10 empty] | Pueblo NuevoTX
Smithville | Smithville | MS | Mississippi | 28095 | Monroe | 34.068 | -88.3983 | 737 | 191 | polygon | FALSE | TRUE | America/Chicago | 3 | 38870 | 1840017979 | [10 empty] | SmithvilleMS
Powderly | Powderly | KY | Kentucky | 21177 | Muhlenberg | 37.2374 | -87.1589 | 736 | 181 | polygon | FALSE | TRUE | America/Chicago | 3 | 42330 42367 42345 | 1840014379 | [10 empty] | PowderlyKY
Fairmount | Fairmount | GA | Georgia | 13129 | Gordon | 34.4384 | -84.6997 | 736 | 155 | polygon | FALSE | TRUE | America/New_York | 3 | 30139 | 1840013595 | [10 empty] | FairmountGA
Doerun | Doerun | GA | Georgia | 13071 | Colquitt | 31.3218 | -83.9171 | 736 | 227 | polygon | FALSE | TRUE | America/New_York | 3 | 31744 | 1840014976 | [10 empty] | DoerunGA
Ector | Ector | TX | Texas | 48147 | Fannin | 33.5793 | -96.2731 | 736 | 241 | polygon | FALSE | TRUE | America/Chicago | 3 | 75439 | 1840020595 | [10 empty] | EctorTX
Bradford | Bradford | AR | Arkansas | 5145 | White | 35.422 | -91.4552 | 736 | 327 | polygon | FALSE | TRUE | America/Chicago | 3 | 72020 | 1840013440 | [10 empty] | BradfordAR
Butte Valley | Butte Valley | CA | California | 6007 | Butte | 39.6571 | -121.6363 | 736 | 15 | polygon | FALSE | TRUE | America/Los_Angeles | 3 | 95965 | 1840042817 | [10 empty] | Butte ValleyCA
Nittany | Nittany | PA | Pennsylvania | 42027 | Centre | 40.9947 | -77.5521 | 736 | 200 | polygon | FALSE | FALSE | America/New_York | 3 | 16841 | 1840024194 | [10 empty] | NittanyPA
Coldwater | Coldwater | KS | Kansas | 20033 | Comanche | 37.2582 | -99.3378 | 736 | 110 | polygon | FALSE | TRUE | America/Chicago | 3 | 67029 | 1840007624 | [10 empty] | ColdwaterKS
Crystal Beach | Crystal Beach | NY | New York | 36069 | Ontario | 42.8095 | -77.2582 | 735 | 416 | polygon | FALSE | FALSE | America/New_York | 3 | 14424 | 1840026187 | [10 empty] | Crystal BeachNY
Underwood | Underwood | ND | North Dakota | 38055 | McLean | 47.4551 | -101.142 | 735 | 323 | polygon | FALSE | TRUE | America/Chicago | 3 | 58576 | 1840001898 | [10 empty] | UnderwoodND
Wauzeka | Wauzeka | WI | Wisconsin | 55023 | Crawford | 43.0851 | -90.8995 | 735 | 58 | polygon | FALSE | TRUE | America/Chicago | 3 | 53826 | 1840002883 | [10 empty] | WauzekaWI
Mountain View | Mountain View | OK | Oklahoma | 40075 | Kiowa | 35.0994 | -98.7502 | 735 | 526 | polygon | FALSE | TRUE | America/Chicago | 3 | 73062 | 1840022800 | [10 empty] | Mountain ViewOK
Carbonado | Carbonado | WA | Washington | 53053 | Pierce | 47.0805 | -122.0536 | 735 | 681 | polygon | FALSE | TRUE | America/Los_Angeles | 3 | 98323 98396 | 1840022307 | [10 empty] | CarbonadoWA
Caseville | Caseville | MI | Michigan | 26063 | Huron | 43.9416 | -83.2739 | 735 | 253 | polygon | FALSE | TRUE | America/Detroit | 3 | 48725 | 1840010910 | [10 empty] | CasevilleMI
Wright City | Wright City | OK | Oklahoma | 40089 | McCurtain | 34.0649 | -95.0074 | 735 | 316 | polygon | FALSE | TRUE | America/Chicago | 3 | 74766 | 1840022855 | [10 empty] | Wright CityOK
Bucksport | Bucksport | SC | South Carolina | 45051 | Horry | 33.6706 | -79.1102 | 735 | 67 | polygon | FALSE | FALSE | America/New_York | 3 | 29527 | 1840013646 | [10 empty] | BucksportSC
Mocanaqua | Mocanaqua | PA | Pennsylvania | 42079 | Luzerne | 41.1406 | -76.1368 | 735 | 572 | polygon | FALSE | FALSE | America/New_York | 3 | 18655 | 1840026331 | [10 empty] | MocanaquaPA
Chilton | Chilton | TX | Texas | 48145 | Falls | 31.2848 | -97.0608 | 734 | 71 | polygon | FALSE | FALSE | America/Chicago | 3 | 76632 | 1840025968 | [10 empty] | ChiltonTX
Calhoun | Calhoun | KY | Kentucky | 21149 | McLean | 37.5411 | -87.2596 | 734 | 433 | polygon | FALSE | TRUE | America/Chicago | 3 | 42327 | 1840013235 | [10 empty] | CalhounKY
Lake Tomahawk | Lake Tomahawk | OH | Ohio | 39029 | Columbiana | 40.7638 | -80.5952 | 734 | 343 | polygon | FALSE | TRUE | America/New_York | 3 | 44441 | 1840042997 | [10 empty] | Lake TomahawkOH
St. James | St. James | LA | Louisiana | 22093 | St. James | 30.0185 | -90.8513 | 734 | 33 | polygon | FALSE | FALSE | America/Chicago | 3 | 70086 | 1840025130 | [10 empty] | St. JamesLA
Montgomery | Montgomery | LA | Louisiana | 22043 | Grant | 31.6677 | -92.8877 | 734 | 137 | polygon | FALSE | TRUE | America/Chicago | 3 | 71454 | 1840017068 | [10 empty] | MontgomeryLA
Anmoore | Anmoore | WV | West Virginia | 54033 | Harrison | 39.2611 | -80.2862 | 734 | 268 | polygon | FALSE | TRUE | America/New_York | 3 | 26323 26330 | 1840005771 | [10 empty] | AnmooreWV
Smithers | Smithers | WV | West Virginia | 54019 | Fayette | 38.1685 | -81.2991 | 734 | 195 | polygon | FALSE | TRUE | America/New_York | 3 | 25031 25186 | 1840006298 | [10 empty] | SmithersWV
Swifton | Swifton | AR | Arkansas | 5067 | Jackson | 35.8245 | -91.1294 | 734 | 513 | polygon | FALSE | TRUE | America/Chicago | 3 | 72471 | 1840015377 | [10 empty] | SwiftonAR
Glen Ellen | Glen Ellen | CA | California | 6097 | Sonoma | 38.3564 | -122.5412 | 734 | 134 | polygon | FALSE | FALSE | America/Los_Angeles | 3 | 95442 | 1840017576 | [10 empty] | Glen EllenCA
South Coffeyville | South Coffeyville | OK | Oklahoma | 40105 | Nowata | 36.9934 | -95.6219 | 734 | 466 | polygon | FALSE | TRUE | America/Chicago | 3 | 74072 | 1840022594 | [10 empty] | South CoffeyvilleOK
Oxford | Oxford | NE | Nebraska | 31065 | Furnas | 40.253 | -99.6322 | 733 | 311 | polygon | FALSE | TRUE | America/Chicago | 3 | 68967 | 1840012278 | [10 empty] | OxfordNE
Stewartsville | Stewartsville | MO | Missouri | 29063 | DeKalb | 39.7551 | -94.4987 | 733 | 286 | polygon | FALSE | TRUE | America/Chicago | 3 | 64490 | 1840009489 | [10 empty] | StewartsvilleMO
Millville | Millville | OH | Ohio | 39017 | Butler | 39.3924 | -84.6528 | 733 | 485 | polygon | FALSE | TRUE | America/New_York | 3 | 45013 | 1840012607 | [10 empty] | MillvilleOH
La Parguera | La Parguera | PR | Puerto Rico | 72079 | Lajas | 17.9746 | -67.046 | 733 | 1179 | polygon | FALSE | FALSE | America/Puerto_Rico | 3 | 667 | 1630035495 | [10 empty] | La PargueraPR
Concorde Hills | Concorde Hills | OH | Ohio | 39061 | Hamilton | 39.211 | -84.3572 | 733 | 804 | polygon | FALSE | TRUE | America/New_York | 3 | 45242 45243 | 1840042327 | [10 empty] | Concorde HillsOH
Leon | Leon | KS | Kansas | 20015 | Butler | 37.6898 | -96.7836 | 733 | 390 | polygon | FALSE | TRUE | America/Chicago | 3 | 67074 | 1840008683 | [10 empty] | LeonKS
Niota | Niota | TN | Tennessee | 47107 | McMinn | 35.517 | -84.5497 | 733 | 123 | polygon | FALSE | TRUE | America/New_York | 3 | 37826 | 1840014549 | [10 empty] | NiotaTN
D'Hanis | D'Hanis | TX | Texas | 48325 | Medina | 29.3305 | -99.2753 | 733 | 107 | polygon | FALSE | FALSE | America/Chicago | 3 | 78850 | 1840022500 | [10 empty] | D'HanisTX
Hot Sulphur Springs | Hot Sulphur Springs | CO | Colorado | 8049 | Grand | 40.0748 | -106.1032 | 733 | 367 | polygon | FALSE | TRUE | America/Denver | 3 | 80451 | 1840021409 | [10 empty] | Hot Sulphur SpringsCO
Watson | Watson | IL | Illinois | 17049 | Effingham | 39.0261 | -88.5682 | 732 | 252 | polygon | FALSE | TRUE | America/Chicago | 3 | 62473 | 1840012743 | [10 empty] | WatsonIL
Branford | Branford | FL | Florida | 12121 | Suwannee | 29.9619 | -82.9237 | 732 | 254 | polygon | FALSE | TRUE | America/New_York | 3 | 32008 | 1840015930 | [10 empty] | BranfordFL
Silver Springs | Silver Springs | NY | New York | 36121 | Wyoming | 42.6605 | -78.0855 | 732 | 296 | polygon | FALSE | TRUE | America/New_York | 3 | 14550 | 1840004470 | [10 empty] | Silver SpringsNY
New Market | New Market | PA | Pennsylvania | 42133 | York | 40.2232 | -76.8566 | 732 | 1672 | polygon | FALSE | FALSE | America/New_York | 3 | 17070 | 1840035396 | [10 empty] | New MarketPA
Burnside | Burnside | AZ | Arizona | 4001 | Apache | 35.7534 | -109.6247 | 732 | 30 | polygon | FALSE | FALSE | America/Denver | 3 | 86505 | 1840027977 | [10 empty] | BurnsideAZ
Marble Cliff | Marble Cliff | OH | Ohio | 39049 | Franklin | 39.9857 | -83.0614 | 732 | 1040 | polygon | FALSE | TRUE | America/New_York | 3 | 43212 43215 | 1840012405 | [10 empty] | Marble CliffOH
Jefferson | Jefferson | PA | Pennsylvania | 42133 | York | 39.8156 | -76.841 | 732 | 466 | polygon | FALSE | TRUE | America/New_York | 3 | 17311 17362 | 1840001452 | [10 empty] | JeffersonPA
Eastborough | Eastborough | KS | Kansas | 20173 | Sedgwick | 37.6856 | -97.2592 | 732 | 733 | polygon | FALSE | TRUE | America/Chicago | 3 | 67206 67207 67208 | 1840008703 | [10 empty] | EastboroughKS
Higginson | Higginson | AR | Arkansas | 5145 | White | 35.1968 | -91.7152 | 731 | 222 | polygon | FALSE | TRUE | America/Chicago | 3 | 72143 72068 | 1840015430 | [10 empty] | HigginsonAR
Camp Wood | Camp Wood | TX | Texas | 48385 | Real | 29.669 | -100.0108 | 731 | 560 | polygon | FALSE | TRUE | America/Chicago | 3 | 78833 | 1840019627 | [10 empty] | Camp WoodTX
Merrill | Merrill | IA | Iowa | 19149 | Plymouth | 42.7206 | -96.2525 | 731 | 498 | polygon | FALSE | TRUE | America/Chicago | 3 | 51038 | 1840008020 | [10 empty] | MerrillIA
Pocahontas | Pocahontas | IL | Illinois | 17005 | Bond | 38.8234 | -89.5394 | 731 | 360 | polygon | FALSE | TRUE | America/Chicago | 3 | 62275 | 1840012780 | [10 empty] | PocahontasIL
Pocono Mountain Lake Estates | Pocono Mountain Lake Estates | PA | Pennsylvania | 42103 | Pike | 41.1567 | -74.9646 | 731 | 132 | polygon | FALSE | FALSE | America/New_York | 3 | 18324 | 1840035158 | [10 empty] | Pocono Mountain Lake EstatesPA
Tucker | Tucker | MS | Mississippi | 28099 | Neshoba | 32.7081 | -89.05 | 731 | 72 | polygon | FALSE | FALSE | America/Chicago | 3 | 39350 | 1840013799 | [10 empty] | TuckerMS
Fairdealing | Fairdealing | MO | Missouri | 29181 | Ripley | 36.6615 | -90.6084 | 731 | 49 | polygon | FALSE | FALSE | America/Chicago | 3 | 63939 63953 63945 | 1840025748 | [10 empty] | FairdealingMO
Shelter Island Heights | Shelter Island Heights | NY | New York | 36103 | Suffolk | 41.0745 | -72.3434 | 731 | 52 | polygon | FALSE | FALSE | America/New_York | 3 | 11964 11965 | 1840005095 | [10 empty] | Shelter Island HeightsNY
PeÃ±a Blanca | Pena Blanca | NM | New Mexico | 35043 | Sandoval | 35.5709 | -106.3319 | 731 | 40 | polygon | FALSE | FALSE | America/Denver | 3 | 87041 | 1840019063 | [10 empty] | PeÃ±a BlancaNM
Valley Springs | Valley Springs | SD | South Dakota | 46099 | Minnehaha | 43.5825 | -96.4648 | 730 | 301 | polygon | FALSE | TRUE | America/Chicago | 3 | 57068 | 1840002649 | [10 empty] | Valley SpringsSD
Wayne | Wayne | OK | Oklahoma | 40087 | McClain | 34.9171 | -97.3167 | 730 | 816 | polygon | FALSE | TRUE | America/Chicago | 3 | 73095 | 1840022786 | [10 empty] | WayneOK
Plankinton | Plankinton | SD | South Dakota | 46003 | Aurora | 43.7155 | -98.4836 | 730 | 369 | polygon | FALSE | TRUE | America/Chicago | 3 | 57368 | 1840002612 | [10 empty] | PlankintonSD
Conway | Conway | NC | North Carolina | 37131 | Northampton | 36.4371 | -77.2288 | 729 | 154 | polygon | FALSE | TRUE | America/New_York | 3 | 27820 | 1840016041 | [10 empty] | ConwayNC
South Range | South Range | MI | Michigan | 26061 | Houghton | 47.0703 | -88.6441 | 729 | 772 | polygon | FALSE | TRUE | America/Detroit | 3 | 49963 | 1840013131 | [10 empty] | South RangeMI
Tampico | Tampico | IL | Illinois | 17195 | Whiteside | 41.6308 | -89.785 | 729 | 714 | polygon | FALSE | TRUE | America/Chicago | 3 | 61283 | 1840011423 | [10 empty] | TampicoIL
Altus | Altus | AR | Arkansas | 5047 | Franklin | 35.4465 | -93.7643 | 729 | 150 | polygon | FALSE | TRUE | America/Chicago | 3 | 72821 72949 | 1840013417 | [10 empty] | AltusAR
Philadelphia | Philadelphia | TN | Tennessee | 47105 | Loudon | 35.679 | -84.4 | 729 | 180 | polygon | FALSE | TRUE | America/New_York | 3 | 37846 | 1840014513 | [10 empty] | PhiladelphiaTN
Nevada | Nevada | OH | Ohio | 39175 | Wyandot | 40.8188 | -83.1312 | 729 | 274 | polygon | FALSE | TRUE | America/New_York | 3 | 44849 | 1840011888 | [10 empty] | NevadaOH
Conneautville | Conneautville | PA | Pennsylvania | 42039 | Crawford | 41.7572 | -80.3685 | 729 | 273 | polygon | FALSE | TRUE | America/New_York | 3 | 16406 | 1840000555 | [10 empty] | ConneautvillePA
Rougemont | Rougemont | NC | North Carolina | 37063 | Durham | 36.2209 | -78.9206 | 729 | 44 | polygon | FALSE | FALSE | America/New_York | 3 | 27572 | 1840025779 | [10 empty] | RougemontNC
Philo | Philo | OH | Ohio | 39119 | Muskingum | 39.8613 | -81.9088 | 728 | 548 | polygon | FALSE | TRUE | America/New_York | 3 | 43771 | 1840012396 | [10 empty] | PhiloOH
Napi Headquarters | Napi Headquarters | NM | New Mexico | 35045 | San Juan | 36.6538 | -108.2186 | 728 | 77 | polygon | FALSE | TRUE | America/Denver | 3 | 87401 87499 | 1840074474 | [10 empty] | Napi HeadquartersNM
Gilbertville | Gilbertville | IA | Iowa | 19013 | Black Hawk | 42.4182 | -92.214 | 728 | 794 | polygon | FALSE | TRUE | America/Chicago | 3 | 50634 | 1840008063 | [10 empty] | GilbertvilleIA
Sandersville | Sandersville | MS | Mississippi | 28067 | Jones | 31.7879 | -89.0362 | 728 | 56 | polygon | FALSE | TRUE | America/Chicago | 3 | 39477 | 1840018162 | [10 empty] | SandersvilleMS
Landfall | Landfall | MN | Minnesota | 27163 | Washington | 44.9508 | -92.9766 | 728 | 4283 | polygon | FALSE | TRUE | America/Chicago | 2 | 55128 | 1840007818 | [10 empty] | LandfallMN
Confluence | Confluence | PA | Pennsylvania | 42111 | Somerset | 39.8094 | -79.3552 | 727 | 175 | polygon | FALSE | TRUE | America/New_York | 3 | 15424 | 1840003735 | [10 empty] | ConfluencePA
Burke | Burke | TX | Texas | 48005 | Angelina | 31.2345 | -94.7665 | 727 | 99 | polygon | FALSE | TRUE | America/Chicago | 3 | 75941 | 1840019548 | [10 empty] | BurkeTX
Bantam | Bantam | CT | Connecticut | 9005 | Litchfield | 41.7247 | -73.2422 | 727 | 277 | polygon | FALSE | TRUE | America/New_York | 3 | 6750 | 1840004768 | [10 empty] | BantamCT
Bethel Springs | Bethel Springs | TN | Tennessee | 47109 | McNairy | 35.2341 | -88.6131 | 727 | 125 | polygon | FALSE | TRUE | America/Chicago | 3 | 38315 | 1840015463 | [10 empty] | Bethel SpringsTN
Como | Como | TX | Texas | 48223 | Hopkins | 33.0601 | -95.4757 | 727 | 254 | polygon | FALSE | TRUE | America/Chicago | 3 | 75431 | 1840023006 | [10 empty] | ComoTX
Brownstown | Brownstown | IL | Illinois | 17051 | Fayette | 38.9942 | -88.9554 | 727 | 369 | polygon | FALSE | TRUE | America/Chicago | 3 | 62418 | 1840010694 | [10 empty] | BrownstownIL
Clarks Hill | Clarks Hill | IN | Indiana | 18157 | Tippecanoe | 40.2472 | -86.7245 | 727 | 1030 | polygon | FALSE | TRUE | America/Indiana/Indianapolis | 3 | 47930 | 1840009425 | [10 empty] | Clarks HillIN
Highmore | Highmore | SD | South Dakota | 46069 | Hyde | 44.5214 | -99.4393 | 726 | 148 | polygon | FALSE | TRUE | America/Chicago | 3 | 57345 | 1840002278 | [10 empty] | HighmoreSD
Elkton | Elkton | SD | South Dakota | 46011 | Brookings | 44.2351 | -96.4796 | 726 | 187 | polygon | FALSE | TRUE | America/Chicago | 3 | 57026 | 1840002510 | [10 empty] | ElktonSD
Plum Grove | Plum Grove | TX | Texas | 48291 | Liberty | 30.2007 | -95.0958 | 726 | 74 | polygon | FALSE | TRUE | America/Chicago | 3 | 77372 77327 | 1840020902 | [10 empty] | Plum GroveTX
Orleans | Orleans | VT | Vermont | 50019 | Orleans | 44.8092 | -72.2013 | 725 | 308 | polygon | FALSE | TRUE | America/New_York | 3 | 5860 | 1840004051 | [10 empty] | OrleansVT
White | White | GA | Georgia | 13015 | Bartow | 34.2825 | -84.7472 | 725 | 290 | polygon | FALSE | TRUE | America/New_York | 3 | 30184 | 1840015572 | [10 empty] | WhiteGA
Lawtey | Lawtey | FL | Florida | 12007 | Bradford | 30.0484 | -82.0725 | 725 | 185 | polygon | FALSE | TRUE | America/New_York | 3 | 32058 | 1840015051 | [10 empty] | LawteyFL
Bethlehem | Bethlehem | GA | Georgia | 13013 | Barrow | 33.9372 | -83.7097 | 725 | 112 | polygon | FALSE | TRUE | America/New_York | 3 | 30620 30680 | 1840015620 | [10 empty] | BethlehemGA
Wyocena | Wyocena | WI | Wisconsin | 55021 | Columbia | 43.4931 | -89.3099 | 725 | 195 | polygon | FALSE | TRUE | America/Chicago | 3 | 53954 53960 53969 | 1840002704 | [10 empty] | WyocenaWI
Tekonsha | Tekonsha | MI | Michigan | 26025 | Calhoun | 42.0967 | -84.9897 | 725 | 303 | polygon | FALSE | TRUE | America/Detroit | 3 | 49092 | 1840011202 | [10 empty] | TekonshaMI
Rancho Chico | Rancho Chico | TX | Texas | 48409 | San Patricio | 28.0243 | -97.4966 | 725 | 543 | polygon | FALSE | FALSE | America/Chicago | 3 | 78387 | 1840037073 | [10 empty] | Rancho ChicoTX
Lanesboro | Lanesboro | MN | Minnesota | 27045 | Fillmore | 43.7181 | -91.9719 | 725 | 214 | polygon | FALSE | TRUE | America/Chicago | 3 | 55949 | 1840007940 | [10 empty] | LanesboroMN
Edenburg | Edenburg | PA | Pennsylvania | 42011 | Berks | 40.5658 | -75.9593 | 725 | 485 | polygon | FALSE | FALSE | America/New_York | 3 | 19526 | 1840034946 | [10 empty] | EdenburgPA
Gould | Gould | AR | Arkansas | 5079 | Lincoln | 33.9872 | -91.564 | 724 | 180 | polygon | FALSE | TRUE | America/Chicago | 3 | 71643 | 1840013664 | [10 empty] | GouldAR
Gordon | Gordon | PA | Pennsylvania | 42107 | Schuylkill | 40.75 | -76.3401 | 724 | 471 | polygon | FALSE | TRUE | America/New_York | 3 | 17936 | 1840002761 | [10 empty] | GordonPA
Wilson | Wilson | KS | Kansas | 20053 | Ellsworth | 38.8255 | -98.4749 | 724 | 467 | polygon | FALSE | TRUE | America/Chicago | 3 | 67490 | 1840010753 | [10 empty] | WilsonKS
Kreamer | Kreamer | PA | Pennsylvania | 42109 | Snyder | 40.8003 | -76.9709 | 724 | 225 | polygon | FALSE | FALSE | America/New_York | 3 | 17842 17833 | 1840005366 | [10 empty] | KreamerPA
Greenview | Greenview | IL | Illinois | 17129 | Menard | 40.085 | -89.7407 | 724 | 328 | polygon | FALSE | TRUE | America/Chicago | 3 | 62642 | 1840012398 | [10 empty] | GreenviewIL
New London | New London | NC | North Carolina | 37167 | Stanly | 35.4348 | -80.2198 | 724 | 141 | polygon | FALSE | TRUE | America/New_York | 3 | 28127 | 1840016366 | [10 empty] | New LondonNC
Clay Center | Clay Center | NE | Nebraska | 31035 | Clay | 40.5256 | -98.055 | 724 | 382 | polygon | FALSE | TRUE | America/Chicago | 3 | 68933 | 1840003617 | [10 empty] | Clay CenterNE
Mott | Mott | ND | North Dakota | 38041 | Hettinger | 46.3744 | -102.3189 | 724 | 304 | polygon | FALSE | TRUE | America/Denver | 3 | 58646 | 1840000221 | [10 empty] | MottND
Oakman | Oakman | AL | Alabama | 1127 | Walker | 33.7141 | -87.389 | 724 | 90 | polygon | FALSE | TRUE | America/Chicago | 3 | 35579 | 1840016769 | [10 empty] | OakmanAL
Lockesburg | Lockesburg | AR | Arkansas | 5133 | Sevier | 33.9716 | -94.1761 | 724 | 80 | polygon | FALSE | TRUE | America/Chicago | 3 | 71846 | 1840015607 | [10 empty] | LockesburgAR
Garnavillo | Garnavillo | IA | Iowa | 19043 | Clayton | 42.8662 | -91.2364 | 724 | 273 | polygon | FALSE | TRUE | America/Chicago | 3 | 52049 | 1840008013 | [10 empty] | GarnavilloIA
Bella Villa | Bella Villa | MO | Missouri | 29189 | St. Louis | 38.5436 | -90.2854 | 724 | 2166 | polygon | FALSE | TRUE | America/Chicago | 2 | 63125 | 1840007448 | [10 empty] | Bella VillaMO
Low Mountain | Low Mountain | AZ | Arizona | 4017 | Navajo | 35.9481 | -110.0981 | 724 | 7 | polygon | FALSE | FALSE | America/Denver | 3 | 86520 86510 86034 | 1840022581 | [10 empty] | Low MountainAZ
Whiting | Whiting | IA | Iowa | 19133 | Monona | 42.1272 | -96.1508 | 723 | 278 | polygon | FALSE | TRUE | America/Chicago | 3 | 51063 | 1840010133 | [10 empty] | WhitingIA
Schaller | Schaller | IA | Iowa | 19161 | Sac | 42.4965 | -95.2963 | 723 | 221 | polygon | FALSE | TRUE | America/Chicago | 3 | 51053 | 1840009114 | [10 empty] | SchallerIA
Gallipolis Ferry | Gallipolis Ferry | WV | West Virginia | 54053 | Mason | 38.7745 | -82.204 | 723 | 122 | polygon | FALSE | FALSE | America/New_York | 3 | 25515 | 1840025641 | [10 empty] | Gallipolis FerryWV
Merrill | Merrill | MI | Michigan | 26145 | Saginaw | 43.4091 | -84.3345 | 723 | 401 | polygon | FALSE | TRUE | America/Detroit | 3 | 48637 | 1840010985 | [10 empty] | MerrillMI
Gainesville | Gainesville | MO | Missouri | 29153 | Ozark | 36.6063 | -92.4245 | 723 | 97 | polygon | FALSE | TRUE | America/Chicago | 3 | 65655 | 1840008807 | [10 empty] | GainesvilleMO
Fairfield | Fairfield | MT | Montana | 30099 | Teton | 47.6152 | -111.9814 | 723 | 915 | polygon | FALSE | TRUE | America/Denver | 3 | 59436 | 1840021088 | [10 empty] | FairfieldMT
Salem | Salem | KY | Kentucky | 21139 | Livingston | 37.2653 | -88.241 | 723 | 327 | polygon | FALSE | TRUE | America/Chicago | 3 | 42078 | 1840015251 | [10 empty] | SalemKY
Delta | Delta | PA | Pennsylvania | 42133 | York | 39.7267 | -76.3271 | 723 | 1065 | polygon | FALSE | TRUE | America/New_York | 3 | 17314 | 1840001440 | [10 empty] | DeltaPA
Wheatland | Wheatland | IA | Iowa | 19045 | Clinton | 41.8329 | -90.8379 | 723 | 461 | polygon | FALSE | TRUE | America/Chicago | 3 | 52777 | 1840010162 | [10 empty] | WheatlandIA
Gilberton | Gilberton | PA | Pennsylvania | 42107 | Schuylkill | 40.7961 | -76.2235 | 723 | 196 | polygon | FALSE | TRUE | America/New_York | 3 | 17949 17931 17934 | 1840002759 | [10 empty] | GilbertonPA
Arivaca | Arivaca | AZ | Arizona | 4019 | Pima | 31.575 | -111.2926 | 723 | 10 | polygon | FALSE | FALSE | America/Phoenix | 3 | 85601 | 1840023064 | [10 empty] | ArivacaAZ
Woodville | Woodville | AL | Alabama | 1071 | Jackson | 34.6256 | -86.2792 | 723 | 42 | polygon | FALSE | TRUE | America/Chicago | 3 | 35776 | 1840016527 | [10 empty] | WoodvilleAL
Mohall | Mohall | ND | North Dakota | 38075 | Renville | 48.7661 | -101.5169 | 723 | 262 | polygon | FALSE | TRUE | America/Chicago | 3 | 58761 | 1840000045 | [10 empty] | MohallND
Jerome | Jerome | PA | Pennsylvania | 42111 | Somerset | 40.2136 | -78.9809 | 722 | 107 | polygon | FALSE | FALSE | America/New_York | 3 | 15937 15935 | 1840005499 | [10 empty] | JeromePA
Green Mountain Falls | Green Mountain Falls | CO | Colorado | 8119 | Teller | 38.9345 | -105.0235 | 722 | 255 | polygon | FALSE | TRUE | America/Denver | 3 | 80819 | 1840021470 | [10 empty] | Green Mountain FallsCO
Heuvelton | Heuvelton | NY | New York | 36089 | St. Lawrence | 44.617 | -75.4046 | 722 | 366 | polygon | FALSE | TRUE | America/New_York | 3 | 13654 | 1840004057 | [10 empty] | HeuveltonNY
Morrison | Morrison | TN | Tennessee | 47177 | Warren | 35.6048 | -85.9117 | 722 | 103 | polygon | FALSE | TRUE | America/Chicago | 3 | 37357 | 1840016269 | [10 empty] | MorrisonTN
Elizabeth | Elizabeth | IL | Illinois | 17085 | Jo Daviess | 42.3164 | -90.2206 | 722 | 319 | polygon | FALSE | TRUE | America/Chicago | 3 | 61028 | 1840011105 | [10 empty] | ElizabethIL
Winton | Winton | NC | North Carolina | 37091 | Hertford | 36.3899 | -76.9349 | 722 | 344 | polygon | FALSE | TRUE | America/New_York | 3 | 27986 | 1840016048 | [10 empty] | WintonNC
Coalville | Coalville | IA | Iowa | 19187 | Webster | 42.4406 | -94.1193 | 722 | 127 | polygon | FALSE | FALSE | America/Chicago | 3 | 50501 | 1840004539 | [10 empty] | CoalvilleIA
Grayland | Grayland | WA | Washington | 53027 | Grays Harbor | 46.8304 | -124.0898 | 722 | 40 | polygon | FALSE | FALSE | America/Los_Angeles | 3 | 98547 | 1840017360 | [10 empty] | GraylandWA
Gaston | Gaston | OR | Oregon | 41067 | Washington | 45.4348 | -123.1449 | 722 | 822 | polygon | FALSE | TRUE | America/Los_Angeles | 3 | 97119 | 1840019931 | [10 empty] | GastonOR
Noonday | Noonday | TX | Texas | 48423 | Smith | 32.2445 | -95.397 | 722 | 133 | polygon | FALSE | TRUE | America/Chicago | 3 | 75762 75703 | 1840020743 | [10 empty] | NoondayTX
Stewardson | Stewardson | IL | Illinois | 17173 | Shelby | 39.2639 | -88.6301 | 721 | 449 | polygon | FALSE | TRUE | America/Chicago | 3 | 62463 | 1840012591 | [10 empty] | StewardsonIL
North High Shoals | North High Shoals | GA | Georgia | 13219 | Oconee | 33.8271 | -83.5014 | 721 | 115 | polygon | FALSE | TRUE | America/New_York | 3 | 30621 30645 | 1840016783 | [10 empty] | North High ShoalsGA
Holdingford | Holdingford | MN | Minnesota | 27145 | Stearns | 45.7298 | -94.4717 | 721 | 334 | polygon | FALSE | TRUE | America/Chicago | 3 | 56340 | 1840006686 | [10 empty] | HoldingfordMN
Whitewater | Whitewater | KS | Kansas | 20015 | Butler | 37.9636 | -97.146 | 721 | 677 | polygon | FALSE | TRUE | America/Chicago | 3 | 67154 | 1840010837 | [10 empty] | WhitewaterKS
Bulls Gap | Bulls Gap | TN | Tennessee | 47073 | Hawkins | 36.2616 | -83.0788 | 721 | 228 | polygon | FALSE | TRUE | America/New_York | 3 | 37711 | 1840015276 | [10 empty] | Bulls GapTN
Tyronza | Tyronza | AR | Arkansas | 5111 | Poinsett | 35.4868 | -90.3559 | 721 | 180 | polygon | FALSE | TRUE | America/Chicago | 3 | 72386 | 1840015407 | [10 empty] | TyronzaAR
Fremont | Fremont | IA | Iowa | 19123 | Mahaska | 41.2126 | -92.4342 | 721 | 269 | polygon | FALSE | TRUE | America/Chicago | 3 | 52561 | 1840008223 | [10 empty] | FremontIA
Koppel | Koppel | PA | Pennsylvania | 42007 | Beaver | 40.8356 | -80.3213 | 721 | 518 | polygon | FALSE | TRUE | America/New_York | 3 | 16136 | 1840003587 | [10 empty] | KoppelPA
Shipshewana | Shipshewana | IN | Indiana | 18087 | LaGrange | 41.6743 | -85.5765 | 721 | 204 | polygon | FALSE | TRUE | America/Indiana/Indianapolis | 3 | 46565 | 1840010207 | [10 empty] | ShipshewanaIN
BÃºfalo | Bufalo | PR | Puerto Rico | 72017 | Barceloneta | 18.4175 | -66.5749 | 721 | 1691 | polygon | FALSE | FALSE | America/Puerto_Rico | 3 | 617 | 1630023652 | [10 empty] | BÃºfaloPR
Berlin | Berlin | OH | Ohio | 39075 | Holmes | 40.5628 | -81.8011 | 721 | 197 | polygon | FALSE | FALSE | America/New_York | 3 | 44654 44610 | 1840026481 | [10 empty] | BerlinOH
Liberal | Liberal | MO | Missouri | 29011 | Barton | 37.559 | -94.5161 | 721 | 334 | polygon | FALSE | TRUE | America/Chicago | 3 | 64762 | 1840008729 | [10 empty] | LiberalMO
Cedar Key | Cedar Key | FL | Florida | 12075 | Levy | 29.1462 | -83.0388 | 720 | 275 | polygon | FALSE | TRUE | America/New_York | 3 | 32625 | 1840015065 | [10 empty] | Cedar KeyFL
Peletier | Peletier | NC | North Carolina | 37031 | Carteret | 34.727 | -77.0759 | 720 | 76 | polygon | FALSE | TRUE | America/New_York | 3 | 28584 | 1840016486 | [10 empty] | PeletierNC
Brownton | Brownton | MN | Minnesota | 27085 | McLeod | 44.7326 | -94.3508 | 720 | 700 | polygon | FALSE | TRUE | America/Chicago | 3 | 55312 | 1840006754 | [10 empty] | BrowntonMN
Forest Junction | Forest Junction | WI | Wisconsin | 55015 | Calumet | 44.2139 | -88.1496 | 720 | 107 | polygon | FALSE | FALSE | America/Chicago | 3 | 54110 54123 54129 | 1840023996 | [10 empty] | Forest JunctionWI
New Washington | New Washington | IN | Indiana | 18019 | Clark | 38.5657 | -85.5461 | 720 | 53 | polygon | FALSE | FALSE | America/Kentucky/Louisville | 3 | 47147 47162 | 1840006209 | [10 empty] | New WashingtonIN
Alma | Alma | WI | Wisconsin | 55011 | Buffalo | 44.3371 | -91.9223 | 719 | 52 | polygon | FALSE | TRUE | America/Chicago | 3 | 54622 54610 | 1840002379 | [10 empty] | AlmaWI
Golden City | Golden City | MO | Missouri | 29011 | Barton | 37.3931 | -94.0943 | 719 | 268 | polygon | FALSE | TRUE | America/Chicago | 3 | 64748 | 1840008725 | [10 empty] | Golden CityMO
Grandview | Grandview | IN | Indiana | 18147 | Spencer | 37.9369 | -86.9842 | 719 | 289 | polygon | FALSE | TRUE | America/Chicago | 3 | 47615 | 1840010828 | [10 empty] | GrandviewIN
Cammack Village | Cammack Village | AR | Arkansas | 5119 | Pulaski | 34.7808 | -92.3449 | 719 | 981 | polygon | FALSE | TRUE | America/Chicago | 3 | 72207 | 1840013539 | [10 empty] | Cammack VillageAR
Edgemont | Edgemont | SD | South Dakota | 46047 | Fall River | 43.2973 | -103.8323 | 719 | 201 | polygon | FALSE | TRUE | America/Denver | 3 | 57735 | 1840002867 | [10 empty] | EdgemontSD
Lakeview | Lakeview | AR | Arkansas | 5005 | Baxter | 36.3739 | -92.5387 | 719 | 266 | polygon | FALSE | TRUE | America/Chicago | 3 | 72642 | 1840014454 | [10 empty] | LakeviewAR
Lake Tapawingo | Lake Tapawingo | MO | Missouri | 29095 | Jackson | 39.019 | -94.3131 | 719 | 756 | polygon | FALSE | TRUE | America/Chicago | 3 | 64015 | 1840008537 | [10 empty] | Lake TapawingoMO
Karlstad | Karlstad | MN | Minnesota | 27069 | Kittson | 48.578 | -96.5169 | 719 | 184 | polygon | FALSE | TRUE | America/Chicago | 3 | 56732 | 1840007677 | [10 empty] | KarlstadMN
Quitman | Quitman | AR | Arkansas | 5023 | Cleburne | 35.382 | -92.2142 | 719 | 143 | polygon | FALSE | TRUE | America/Chicago | 3 | 72131 | 1840014542 | [10 empty] | QuitmanAR
Deal | Deal | NJ | New Jersey | 34025 | Monmouth | 40.2497 | -73.9976 | 719 | 234 | polygon | FALSE | TRUE | America/New_York | 3 | 7723 | 1840003678 | [10 empty] | DealNJ
Kansas | Kansas | IL | Illinois | 17045 | Edgar | 39.5545 | -87.9396 | 719 | 271 | polygon | FALSE | TRUE | America/Chicago | 3 | 61933 | 1840012501 | [10 empty] | KansasIL
Challenge-Brownsville | Challenge-Brownsville | CA | California | 6115 | Yuba | 39.4646 | -121.2632 | 719 | 28 | polygon | FALSE | TRUE | America/Los_Angeles | 3 | 95925 95919 | 1840073907 | [10 empty] | Challenge-BrownsvilleCA
Buckley | Buckley | MI | Michigan | 26165 | Wexford | 44.5033 | -85.672 | 718 | 152 | polygon | FALSE | TRUE | America/Detroit | 3 | 49620 | 1840010022 | [10 empty] | BuckleyMI
Etna | Etna | CA | California | 6093 | Siskiyou | 41.4582 | -122.8946 | 718 | 364 | polygon | FALSE | TRUE | America/Los_Angeles | 3 | 96027 | 1840020103 | [10 empty] | EtnaCA
New Florence | New Florence | MO | Missouri | 29139 | Montgomery | 38.9092 | -91.4529 | 718 | 92 | polygon | FALSE | TRUE | America/Chicago | 3 | 63363 | 1840008552 | [10 empty] | New FlorenceMO
San Jose | San Jose | AZ | Arizona | 4009 | Graham | 32.8169 | -109.5957 | 718 | 66 | polygon | FALSE | FALSE | America/Phoenix | 3 | 85546 | 1840022960 | [10 empty] | San JoseAZ
Addison | Addison | AL | Alabama | 1133 | Winston | 34.2017 | -87.1765 | 718 | 73 | polygon | FALSE | TRUE | America/Chicago | 3 | 35540 | 1840015589 | [10 empty] | AddisonAL
Ider | Ider | AL | Alabama | 1049 | DeKalb | 34.7022 | -85.6691 | 718 | 51 | polygon | FALSE | TRUE | America/Chicago | 3 | 35981 35978 | 1840016550 | [10 empty] | IderAL
Fair Haven | Fair Haven | NY | New York | 36011 | Cayuga | 43.3263 | -76.7044 | 717 | 157 | polygon | FALSE | TRUE | America/New_York | 3 | 13156 13064 | 1840004238 | [10 empty] | Fair HavenNY
Kadoka | Kadoka | SD | South Dakota | 46071 | Jackson | 43.8325 | -101.5081 | 717 | 121 | polygon | FALSE | TRUE | America/Denver | 3 | 57543 | 1840002587 | [10 empty] | KadokaSD
Flemington | Flemington | GA | Georgia | 13179 | Liberty | 31.8507 | -81.5603 | 717 | 58 | polygon | FALSE | TRUE | America/New_York | 3 | 31313 | 1840013847 | [10 empty] | FlemingtonGA
Glen Ullin | Glen Ullin | ND | North Dakota | 38059 | Morton | 46.812 | -101.8333 | 717 | 271 | polygon | FALSE | TRUE | America/North_Dakota/New_Salem | 3 | 58631 | 1840000197 | [10 empty] | Glen UllinND
Perrysville | Perrysville | OH | Ohio | 39005 | Ashland | 40.6584 | -82.3144 | 717 | 351 | polygon | FALSE | TRUE | America/New_York | 3 | 44864 | 1840011807 | [10 empty] | PerrysvilleOH
Welaka | Welaka | FL | Florida | 12107 | Putnam | 29.4822 | -81.6658 | 717 | 187 | polygon | FALSE | TRUE | America/New_York | 3 | 32193 32189 | 1840017219 | [10 empty] | WelakaFL
Parmelee | Parmelee | SD | South Dakota | 46121 | Todd | 43.3241 | -101.041 | 717 | 48 | polygon | FALSE | FALSE | America/Chicago | 3 | 57566 | 1840004257 | [10 empty] | ParmeleeSD
Lyons | Lyons | IN | Indiana | 18055 | Greene | 38.9884 | -87.0812 | 716 | 343 | polygon | FALSE | TRUE | America/Indiana/Indianapolis | 3 | 47443 | 1840009694 | [10 empty] | LyonsIN
Scio | Scio | OH | Ohio | 39067 | Harrison | 40.399 | -81.0882 | 716 | 496 | polygon | FALSE | TRUE | America/New_York | 3 | 43988 | 1840012219 | [10 empty] | ScioOH
Cleveland | Cleveland | NY | New York | 36075 | Oswego | 43.2398 | -75.8847 | 716 | 244 | polygon | FALSE | TRUE | America/New_York | 3 | 13042 | 1840004198 | [10 empty] | ClevelandNY
Kenwood | Kenwood | CA | California | 6097 | Sonoma | 38.4153 | -122.5387 | 716 | 53 | polygon | FALSE | FALSE | America/Los_Angeles | 3 | 95452 95442 | 1840024618 | [10 empty] | KenwoodCA
Plains | Plains | GA | Georgia | 13261 | Sumter | 32.0331 | -84.3946 | 716 | 339 | polygon | FALSE | TRUE | America/New_York | 3 | 31780 | 1840014918 | [10 empty] | PlainsGA
Courtdale | Courtdale | PA | Pennsylvania | 42079 | Luzerne | 41.2848 | -75.9142 | 716 | 274 | polygon | FALSE | TRUE | America/New_York | 3 | 18704 | 1840000744 | [10 empty] | CourtdalePA
Allenhurst | Allenhurst | GA | Georgia | 13179 | Liberty | 31.7839 | -81.6078 | 716 | 252 | polygon | FALSE | TRUE | America/New_York | 3 | 31301 31313 | 1840013846 | [10 empty] | AllenhurstGA
Hinckley | Hinckley | UT | Utah | 49027 | Millard | 39.3336 | -112.6736 | 716 | 55 | polygon | FALSE | TRUE | America/Denver | 3 | 84635 | 1840021456 | [10 empty] | HinckleyUT
Wilton | Wilton | ND | North Dakota | 38055 | McLean | 47.1581 | -100.7842 | 716 | 497 | polygon | FALSE | TRUE | America/Chicago | 3 | 58579 | 1840001894 | [10 empty] | WiltonND
Point Hope | Point Hope | AK | Alaska | 2185 | North Slope | 68.3445 | -166.6738 | 715 | 55 | polygon | FALSE | TRUE | America/Nome | 3 | 99766 | 1840023484 | [10 empty] | Point HopeAK
Mayesville | Mayesville | SC | South Carolina | 45085 | Sumter | 33.9849 | -80.2044 | 715 | 269 | polygon | FALSE | TRUE | America/New_York | 3 | 29104 | 1840016738 | [10 empty] | MayesvilleSC
Petros | Petros | TN | Tennessee | 47129 | Morgan | 36.1028 | -84.4503 | 715 | 70 | polygon | FALSE | FALSE | America/New_York | 3 | 37840 37845 | 1840025775 | [10 empty] | PetrosTN
Pilot Knob | Pilot Knob | MO | Missouri | 29093 | Iron | 37.6237 | -90.6454 | 715 | 307 | polygon | FALSE | TRUE | America/Chicago | 3 | 63650 63663 | 1840009879 | [10 empty] | Pilot KnobMO
Hunting Valley | Hunting Valley | OH | Ohio | 39035 | Cuyahoga | 41.4802 | -81.4108 | 715 | 34 | polygon | FALSE | TRUE | America/New_York | 3 | 44022 | 1840000606 | [10 empty] | Hunting ValleyOH
Tonica | Tonica | IL | Illinois | 17099 | LaSalle | 41.2159 | -89.0702 | 715 | 202 | polygon | FALSE | TRUE | America/Chicago | 3 | 61370 | 1840011541 | [10 empty] | TonicaIL
Delft Colony | Delft Colony | CA | California | 6107 | Tulare | 36.512 | -119.4465 | 715 | 4205 | polygon | FALSE | FALSE | America/Los_Angeles | 2 | 93618 | 1840024868 | [10 empty] | Delft ColonyCA
Pine Harbor | Pine Harbor | TX | Texas | 48315 | Marion | 32.7723 | -94.4992 | 715 | 82 | polygon | FALSE | TRUE | America/Chicago | 3 | 75657 | 1840042627 | [10 empty] | Pine HarborTX
Jonesburg | Jonesburg | MO | Missouri | 29139 | Montgomery | 38.8546 | -91.3028 | 714 | 196 | polygon | FALSE | TRUE | America/Chicago | 3 | 63351 | 1840008554 | [10 empty] | JonesburgMO
Pateros | Pateros | WA | Washington | 53047 | Okanogan | 48.0536 | -119.8994 | 714 | 546 | polygon | FALSE | TRUE | America/Los_Angeles | 3 | 98846 | 1840019763 | [10 empty] | PaterosWA
Ventura | Ventura | NM | New Mexico | 35029 | Luna | 32.2438 | -107.6832 | 714 | 50 | polygon | FALSE | TRUE | America/Denver | 3 | 88030 | 1840040219 | [10 empty] | VenturaNM
Wadley | Wadley | AL | Alabama | 1111 | Randolph | 33.1239 | -85.5683 | 714 | 189 | polygon | FALSE | TRUE | America/Chicago | 3 | 36276 | 1840016864 | [10 empty] | WadleyAL
Avon | Avon | IL | Illinois | 17057 | Fulton | 40.662 | -90.4351 | 714 | 611 | polygon | FALSE | TRUE | America/Chicago | 3 | 61415 | 1840012007 | [10 empty] | AvonIL
La Rue | La Rue | OH | Ohio | 39101 | Marion | 40.578 | -83.3821 | 714 | 576 | polygon | FALSE | TRUE | America/New_York | 3 | 43332 | 1840012027 | [10 empty] | La RueOH
West Hamlin | West Hamlin | WV | West Virginia | 54043 | Lincoln | 38.2801 | -82.1941 | 714 | 516 | polygon | FALSE | TRUE | America/New_York | 3 | 25571 25506 | 1840006272 | [10 empty] | West HamlinWV
Nucla | Nucla | CO | Colorado | 8085 | Montrose | 38.2668 | -108.549 | 714 | 397 | polygon | FALSE | TRUE | America/Denver | 3 | 81424 | 1840022505 | [10 empty] | NuclaCO
Williamsburg | Williamsburg | CO | Colorado | 8043 | Fremont | 38.384 | -105.171 | 713 | 77 | polygon | FALSE | TRUE | America/Denver | 3 | 81226 81212 | 1840022503 | [10 empty] | WilliamsburgCO
Roff | Roff | OK | Oklahoma | 40123 | Pontotoc | 34.6288 | -96.8411 | 713 | 298 | polygon | FALSE | TRUE | America/Chicago | 3 | 74865 | 1840021837 | [10 empty] | RoffOK
Mount Morris | Mount Morris | PA | Pennsylvania | 42059 | Greene | 39.7342 | -80.0755 | 713 | 103 | polygon | FALSE | FALSE | America/New_York | 3 | 15349 | 1840026594 | [10 empty] | Mount MorrisPA
Berlin Heights | Berlin Heights | OH | Ohio | 39043 | Erie | 41.3204 | -82.4904 | 713 | 171 | polygon | FALSE | TRUE | America/New_York | 3 | 44814 | 1840011544 | [10 empty] | Berlin HeightsOH
North Philipsburg | North Philipsburg | PA | Pennsylvania | 42027 | Centre | 40.9092 | -78.2088 | 713 | 367 | polygon | FALSE | FALSE | America/New_York | 3 | 16866 | 1840005158 | [10 empty] | North PhilipsburgPA
Adair | Adair | IA | Iowa | 19077 | Guthrie | 41.5004 | -94.6434 | 713 | 125 | polygon | FALSE | TRUE | America/Chicago | 3 | 50002 | 1840029594 | [10 empty] | AdairIA
Ventura | Ventura | IA | Iowa | 19033 | Cerro Gordo | 43.1283 | -93.4621 | 713 | 155 | polygon | FALSE | TRUE | America/Chicago | 3 | 50428 50482 | 1840010068 | [10 empty] | VenturaIA
Hickman | Hickman | CA | California | 6099 | Stanislaus | 37.6228 | -120.7532 | 712 | 353 | polygon | FALSE | FALSE | America/Los_Angeles | 3 | 95323 | 1840017617 | [10 empty] | HickmanCA
Hillcrest | Hillcrest | TX | Texas | 48039 | Brazoria | 29.3924 | -95.2233 | 712 | 625 | polygon | FALSE | TRUE | America/Chicago | 3 | 77511 | 1840023161 | [10 empty] | HillcrestTX
East Dailey | East Dailey | WV | West Virginia | 54083 | Randolph | 38.7795 | -79.8911 | 712 | 261 | polygon | FALSE | FALSE | America/New_York | 3 | 26253 | 1840025632 | [10 empty] | East DaileyWV
Hawk Point | Hawk Point | MO | Missouri | 29113 | Lincoln | 38.9714 | -91.1321 | 712 | 734 | polygon | FALSE | TRUE | America/Chicago | 3 | 63349 | 1840007398 | [10 empty] | Hawk PointMO
Marine on St. Croix | Marine on St. Croix | MN | Minnesota | 27163 | Washington | 45.1983 | -92.7783 | 712 | 70 | polygon | FALSE | TRUE | America/Chicago | 3 | 55047 | 1840007810 | [10 empty] | Marine on St. CroixMN
Elmore City | Elmore City | OK | Oklahoma | 40049 | Garvin | 34.6299 | -97.3909 | 712 | 300 | polygon | FALSE | TRUE | America/Chicago | 3 | 73433 | 1840021856 | [10 empty] | Elmore CityOK
Jefferson | Jefferson | SC | South Carolina | 45025 | Chesterfield | 34.6512 | -80.3866 | 712 | 152 | polygon | FALSE | TRUE | America/New_York | 3 | 29718 | 1840016579 | [10 empty] | JeffersonSC
Vicksburg | Vicksburg | PA | Pennsylvania | 42119 | Union | 40.9384 | -76.9905 | 712 | 570 | polygon | FALSE | FALSE | America/New_York | 3 | 17844 | 1840024212 | [10 empty] | VicksburgPA
Crabtree | Crabtree | OR | Oregon | 41043 | Linn | 44.6377 | -122.9059 | 712 | 151 | polygon | FALSE | FALSE | America/Los_Angeles | 3 | 97374 97335 | 1840023939 | [10 empty] | CrabtreeOR
Blythe | Blythe | GA | Georgia | 13245 | Richmond | 33.3011 | -82.2025 | 711 | 96 | polygon | FALSE | TRUE | America/New_York | 3 | 30805 | 1840015715 | [10 empty] | BlytheGA
Pelion | Pelion | SC | South Carolina | 45063 | Lexington | 33.7751 | -81.2502 | 711 | 74 | polygon | FALSE | TRUE | America/New_York | 3 | 29123 | 1840016730 | [10 empty] | PelionSC
Riverview | Riverview | VA | Virginia | 51195 | Wise | 36.9326 | -82.4846 | 711 | 481 | polygon | FALSE | FALSE | America/New_York | 3 | 24230 | 1840037353 | [10 empty] | RiverviewVA
Steele | Steele | ND | North Dakota | 38043 | Kidder | 46.8568 | -99.9181 | 711 | 494 | polygon | FALSE | TRUE | America/Chicago | 3 | 58482 | 1840001918 | [10 empty] | SteeleND
Rome | Rome | WI | Wisconsin | 55055 | Jefferson | 42.9823 | -88.6389 | 711 | 74 | polygon | FALSE | FALSE | America/Chicago | 3 | 53137 53178 | 1840004352 | [10 empty] | RomeWI
East Barre | East Barre | VT | Vermont | 50023 | Washington | 44.1498 | -72.4498 | 711 | 102 | polygon | FALSE | FALSE | America/New_York | 3 | 5641 | 1840023971 | [10 empty] | East BarreVT
Zavalla | Zavalla | TX | Texas | 48005 | Angelina | 31.1584 | -94.418 | 710 | 131 | polygon | FALSE | TRUE | America/Chicago | 3 | 75980 | 1840022151 | [10 empty] | ZavallaTX
Hanson | Hanson | KY | Kentucky | 21107 | Hopkins | 37.4184 | -87.4808 | 710 | 116 | polygon | FALSE | TRUE | America/Chicago | 3 | 42413 | 1840013238 | [10 empty] | HansonKY
New Straitsville | New Straitsville | OH | Ohio | 39127 | Perry | 39.5793 | -82.2343 | 710 | 210 | polygon | FALSE | TRUE | America/New_York | 3 | 43766 | 1840012484 | [10 empty] | New StraitsvilleOH
Echo | Echo | OR | Oregon | 41059 | Umatilla | 45.7431 | -119.1919 | 710 | 473 | polygon | FALSE | TRUE | America/Los_Angeles | 3 | 97826 | 1840019913 | [10 empty] | EchoOR
Moapa Town | Moapa Town | NV | Nevada | 32003 | Clark | 36.7708 | -114.6473 | 710 | 1 | polygon | FALSE | FALSE | America/Los_Angeles | 3 | 89025 89037 89067 | 1840033825 | [10 empty] | Moapa TownNV
New Seabury | New Seabury | MA | Massachusetts | 25001 | Barnstable | 41.5689 | -70.4811 | 710 | 114 | polygon | FALSE | FALSE | America/New_York | 3 | 2649 | 1840004757 | [10 empty] | New SeaburyMA
Lexington | Lexington | AL | Alabama | 1077 | Lauderdale | 34.9652 | -87.3735 | 709 | 84 | polygon | FALSE | TRUE | America/Chicago | 3 | 35648 | 1840016504 | [10 empty] | LexingtonAL
Faulkton | Faulkton | SD | South Dakota | 46049 | Faulk | 45.0342 | -99.1267 | 709 | 270 | polygon | FALSE | TRUE | America/Chicago | 3 | 57438 | 1840002119 | [10 empty] | FaulktonSD
Moncure | Moncure | NC | North Carolina | 37037 | Chatham | 35.6239 | -79.0768 | 709 | 57 | polygon | FALSE | FALSE | America/New_York | 3 | 27559 | 1840025794 | [10 empty] | MoncureNC
Bertrand | Bertrand | NE | Nebraska | 31137 | Phelps | 40.5263 | -99.6324 | 709 | 493 | polygon | FALSE | TRUE | America/Chicago | 3 | 68927 | 1840012076 | [10 empty] | BertrandNE
New Kingstown | New Kingstown | PA | Pennsylvania | 42041 | Cumberland | 40.2311 | -77.0728 | 709 | 172 | polygon | FALSE | FALSE | America/New_York | 3 | 17050 17072 | 1840005485 | [10 empty] | New KingstownPA
Seneca Gardens | Seneca Gardens | KY | Kentucky | 21111 | Jefferson | 38.2272 | -85.6772 | 709 | 1787 | polygon | FALSE | TRUE | America/New_York | 3 | 40205 | 1840030576 | [10 empty] | Seneca GardensKY
Cherokee | Cherokee | KS | Kansas | 20037 | Crawford | 37.3451 | -94.8215 | 708 | 381 | polygon | FALSE | TRUE | America/Chicago | 3 | 66724 | 1840007590 | [10 empty] | CherokeeKS
Mineral City | Mineral City | OH | Ohio | 39157 | Tuscarawas | 40.6018 | -81.361 | 708 | 334 | polygon | FALSE | TRUE | America/New_York | 3 | 44656 | 1840012092 | [10 empty] | Mineral CityOH
Nicholson | Nicholson | PA | Pennsylvania | 42131 | Wyoming | 41.6268 | -75.7861 | 708 | 235 | polygon | FALSE | TRUE | America/New_York | 3 | 18446 | 1840000579 | [10 empty] | NicholsonPA
Walkerville | Walkerville | MT | Montana | 30093 | Silver Bow | 46.0366 | -112.5396 | 708 | 122 | polygon | FALSE | TRUE | America/Denver | 3 | 59701 59703 | 1840022331 | [10 empty] | WalkervilleMT
North | North | SC | South Carolina | 45075 | Orangeburg | 33.6164 | -81.103 | 708 | 316 | polygon | FALSE | TRUE | America/New_York | 3 | 29112 | 1840016827 | [10 empty] | NorthSC
Avondale | Avondale | CO | Colorado | 8101 | Pueblo | 38.2351 | -104.3434 | 708 | 231 | polygon | FALSE | FALSE | America/Denver | 3 | 81022 | 1840017588 | [10 empty] | AvondaleCO
Clear Lake | Clear Lake | MN | Minnesota | 27141 | Sherburne | 45.4463 | -93.9985 | 707 | 266 | polygon | FALSE | TRUE | America/Chicago | 3 | 55319 | 1840006699 | [10 empty] | Clear LakeMN
Woodall | Woodall | OK | Oklahoma | 40021 | Cherokee | 35.8246 | -95.0823 | 707 | 24 | polygon | FALSE | FALSE | America/Chicago | 3 | 74434 74464 | 1840034656 | [10 empty] | WoodallOK
Crofton | Crofton | KY | Kentucky | 21047 | Christian | 37.0477 | -87.4843 | 707 | 430 | polygon | FALSE | TRUE | America/Chicago | 3 | 42217 | 1840014396 | [10 empty] | CroftonKY
Eureka | Eureka | UT | Utah | 49023 | Juab | 39.9588 | -112.1149 | 707 | 183 | polygon | FALSE | TRUE | America/Denver | 3 | 84628 | 1840020186 | [10 empty] | EurekaUT
Eastview | Eastview | TN | Tennessee | 47109 | McNairy | 35.0877 | -88.5517 | 707 | 53 | polygon | FALSE | TRUE | America/Chicago | 3 | 38367 38375 | 1840016410 | [10 empty] | EastviewTN
Udall | Udall | KS | Kansas | 20035 | Cowley | 37.3889 | -97.1177 | 707 | 501 | polygon | FALSE | TRUE | America/Chicago | 3 | 67146 | 1840010868 | [10 empty] | UdallKS
Morrison | Morrison | OK | Oklahoma | 40103 | Noble | 36.2924 | -97.0291 | 707 | 186 | polygon | FALSE | TRUE | America/Chicago | 3 | 73061 | 1840022652 | [10 empty] | MorrisonOK
Quinhagak | Quinhagak | AK | Alaska | 2050 | Bethel | 59.7511 | -161.8993 | 706 | 66 | polygon | FALSE | TRUE | America/Anchorage | 3 | 99655 | 1840023366 | [10 empty] | QuinhagakAK
Rosedale | Rosedale | IN | Indiana | 18121 | Parke | 39.6225 | -87.2818 | 706 | 690 | polygon | FALSE | TRUE | America/Indiana/Indianapolis | 3 | 47874 | 1840010564 | [10 empty] | RosedaleIN
Vernon | Vernon | FL | Florida | 12133 | Washington | 30.6197 | -85.7062 | 706 | 57 | polygon | FALSE | TRUE | America/Chicago | 3 | 32462 | 1840015906 | [10 empty] | VernonFL
Livingston Wheeler | Livingston Wheeler | NM | New Mexico | 35015 | Eddy | 32.3944 | -104.1981 | 706 | 165 | polygon | FALSE | TRUE | America/Denver | 3 | 88220 | 1840040137 | [10 empty] | Livingston WheelerNM
Ocracoke | Ocracoke | NC | North Carolina | 37095 | Hyde | 35.1264 | -75.9212 | 706 | 31 | polygon | FALSE | FALSE | America/New_York | 3 | 27960 | 1840013427 | [10 empty] | OcracokeNC
Normangee | Normangee | TX | Texas | 48289 | Leon | 31.03 | -96.1161 | 706 | 244 | polygon | FALSE | TRUE | America/Chicago | 3 | 77871 | 1840023123 | [10 empty] | NormangeeTX
Kerkhoven | Kerkhoven | MN | Minnesota | 27151 | Swift | 45.1922 | -95.3199 | 706 | 327 | polygon | FALSE | TRUE | America/Chicago | 3 | 56252 | 1840007805 | [10 empty] | KerkhovenMN
Savoonga | Savoonga | AK | Alaska | 2180 | Nome | 63.6797 | -170.4831 | 705 | 46 | polygon | FALSE | TRUE | America/Nome | 3 | 99769 | 1840023512 | [10 empty] | SavoongaAK
Hennepin | Hennepin | IL | Illinois | 17155 | Putnam | 41.2589 | -89.3216 | 705 | 51 | polygon | FALSE | TRUE | America/Chicago | 3 | 61327 | 1840011685 | [10 empty] | HennepinIL
Vandling | Vandling | PA | Pennsylvania | 42069 | Lackawanna | 41.631 | -75.4703 | 705 | 207 | polygon | FALSE | TRUE | America/New_York | 3 | 18421 | 1840003392 | [10 empty] | VandlingPA
Tigerton | Tigerton | WI | Wisconsin | 55115 | Shawano | 44.7409 | -89.0459 | 705 | 149 | polygon | FALSE | TRUE | America/Chicago | 3 | 54486 | 1840002258 | [10 empty] | TigertonWI
Bruce | Bruce | WI | Wisconsin | 55107 | Rusk | 45.459 | -91.2734 | 705 | 117 | polygon | FALSE | TRUE | America/Chicago | 3 | 54819 | 1840024102 | [10 empty] | BruceWI
Adena | Adena | OH | Ohio | 39081 | Jefferson | 40.2166 | -80.8762 | 704 | 506 | polygon | FALSE | TRUE | America/New_York | 3 | 43901 | 1840010408 | [10 empty] | AdenaOH
Grover | Grover | NC | North Carolina | 37045 | Cleveland | 35.1735 | -81.452 | 704 | 284 | polygon | FALSE | TRUE | America/New_York | 3 | 28073 | 1840016336 | [10 empty] | GroverNC
Algodones | Algodones | NM | New Mexico | 35043 | Sandoval | 35.3802 | -106.4731 | 704 | 37 | polygon | FALSE | FALSE | America/Denver | 3 | 87001 | 1840017742 | [10 empty] | AlgodonesNM
Big Thicket Lake Estates | Big Thicket Lake Estates | TX | Texas | 48291 | Liberty | 30.4874 | -94.7678 | 704 | 116 | polygon | FALSE | TRUE | America/Chicago | 3 | 77351 77369 | 1840042516 | [10 empty] | Big Thicket Lake EstatesTX
Quincy | Quincy | OH | Ohio | 39091 | Logan | 40.2956 | -83.9687 | 704 | 239 | polygon | FALSE | TRUE | America/New_York | 3 | 43343 | 1840012153 | [10 empty] | QuincyOH
Lake Shore | Lake Shore | UT | Utah | 49049 | Utah | 40.1322 | -111.7483 | 704 | 24 | polygon | FALSE | FALSE | America/Denver | 3 | 84660 | 1840017504 | [10 empty] | Lake ShoreUT
Victor | Victor | MT | Montana | 30081 | Ravalli | 46.4161 | -114.1491 | 704 | 608 | polygon | FALSE | FALSE | America/Denver | 3 | 59875 | 1840018484 | [10 empty] | VictorMT
Sherman | Sherman | MS | Mississippi | 28115 | Pontotoc | 34.3611 | -88.8387 | 704 | 156 | polygon | FALSE | TRUE | America/Chicago | 3 | 38828 38869 | 1840017951 | [10 empty] | ShermanMS
Rockport | Rockport | AR | Arkansas | 5059 | Hot Spring | 34.4069 | -92.8078 | 704 | 86 | polygon | FALSE | TRUE | America/Chicago | 3 | 72104 | 1840014698 | [10 empty] | RockportAR
Hosford | Hosford | FL | Florida | 12077 | Liberty | 30.3944 | -84.8034 | 704 | 54 | polygon | FALSE | FALSE | America/New_York | 3 | 32334 | 1840026011 | [10 empty] | HosfordFL
New River | New River | VA | Virginia | 51155 | Pulaski | 37.1409 | -80.5929 | 704 | 691 | polygon | FALSE | FALSE | America/New_York | 3 | 24141 | 1840024803 | [10 empty] | New RiverVA
Vici | Vici | OK | Oklahoma | 40043 | Dewey | 36.1487 | -99.2993 | 704 | 629 | polygon | FALSE | TRUE | America/Chicago | 3 | 73859 | 1840022698 | [10 empty] | ViciOK
Cordova | Cordova | NM | New Mexico | 35039 | Rio Arriba | 36.0128 | -105.8566 | 704 | 163 | polygon | FALSE | FALSE | America/Denver | 3 | 87523 87578 | 1840024827 | [10 empty] | CordovaNM
Westbrook | Westbrook | MN | Minnesota | 27033 | Cottonwood | 44.0422 | -95.4376 | 704 | 410 | polygon | FALSE | TRUE | America/Chicago | 3 | 56183 | 1840010031 | [10 empty] | WestbrookMN
Preston | Preston | MD | Maryland | 24011 | Caroline | 38.7112 | -75.909 | 703 | 501 | polygon | FALSE | TRUE | America/New_York | 3 | 21655 | 1840005939 | [10 empty] | PrestonMD
Bay Shore | Bay Shore | MI | Michigan | 26029 | Charlevoix | 45.3609 | -85.1116 | 703 | 174 | polygon | FALSE | FALSE | America/Detroit | 3 | 49720 49711 | 1840025190 | [10 empty] | Bay ShoreMI
Newman Grove | Newman Grove | NE | Nebraska | 31119 | Madison | 41.7469 | -97.7767 | 703 | 497 | polygon | FALSE | TRUE | America/Chicago | 3 | 68758 | 1840003225 | [10 empty] | Newman GroveNE
Bogue | Bogue | NC | North Carolina | 37031 | Carteret | 34.698 | -77.0311 | 703 | 98 | polygon | FALSE | TRUE | America/New_York | 3 | 28570 | 1840015497 | [10 empty] | BogueNC
Woodland | Woodland | NC | North Carolina | 37131 | Northampton | 36.3306 | -77.2149 | 703 | 216 | polygon | FALSE | TRUE | America/New_York | 3 | 27897 | 1840016044 | [10 empty] | WoodlandNC
Atlanta | Atlanta | MI | Michigan | 26119 | Montmorency | 45.0017 | -84.1536 | 703 | 82 | polygon | FALSE | FALSE | America/Detroit | 3 | 49709 | 1840004026 | [10 empty] | AtlantaMI
Forestville | Forestville | NY | New York | 36013 | Chautauqua | 42.4691 | -79.1754 | 702 | 256 | polygon | FALSE | FALSE | America/New_York | 3 | 14062 | 1840004565 | [10 empty] | ForestvilleNY
Okay | Okay | OK | Oklahoma | 40145 | Wagoner | 35.854 | -95.3143 | 702 | 327 | polygon | FALSE | TRUE | America/Chicago | 3 | 74446 74467 | 1840022703 | [10 empty] | OkayOK
Big Wells | Big Wells | TX | Texas | 48127 | Dimmit | 28.5699 | -99.5702 | 702 | 489 | polygon | FALSE | TRUE | America/Chicago | 3 | 78830 | 1840019701 | [10 empty] | Big WellsTX
Chippewa Park | Chippewa Park | OH | Ohio | 39091 | Logan | 40.516 | -83.8875 | 702 | 615 | polygon | FALSE | FALSE | America/New_York | 3 | 43331 | 1840034399 | [10 empty] | Chippewa ParkOH
Chevy Chase Section Five | Chevy Chase Section Five | MD | Maryland | 24031 | Montgomery | 38.984 | -77.074 | 702 | 2538 | polygon | FALSE | TRUE | America/New_York | 2 | 20815 | 1840031471 | [10 empty] | Chevy Chase Section FiveMD
Whitakers | Whitakers | NC | North Carolina | 37127 | Nash | 36.1057 | -77.713 | 702 | 330 | polygon | FALSE | TRUE | America/New_York | 3 | 27891 | 1840016166 | [10 empty] | WhitakersNC
Murray | Murray | IA | Iowa | 19039 | Clarke | 41.0413 | -93.9489 | 702 | 341 | polygon | FALSE | TRUE | America/Chicago | 3 | 50174 | 1840008270 | [10 empty] | MurrayIA
Chesapeake | Chesapeake | OH | Ohio | 39087 | Lawrence | 38.4298 | -82.4489 | 702 | 572 | polygon | FALSE | TRUE | America/New_York | 3 | 45619 | 1840010756 | [10 empty] | ChesapeakeOH
Loyalton | Loyalton | CA | California | 6091 | Sierra | 39.6768 | -120.2448 | 702 | 762 | polygon | FALSE | TRUE | America/Los_Angeles | 3 | 96118 | 1840020210 | [10 empty] | LoyaltonCA
Shelby | Shelby | NE | Nebraska | 31143 | Polk | 41.194 | -97.426 | 701 | 481 | polygon | FALSE | TRUE | America/Chicago | 3 | 68662 | 1840011655 | [10 empty] | ShelbyNE
Porum | Porum | OK | Oklahoma | 40101 | Muskogee | 35.3568 | -95.2634 | 701 | 323 | polygon | FALSE | TRUE | America/Chicago | 3 | 74455 | 1840021720 | [10 empty] | PorumOK
Seymour | Seymour | IA | Iowa | 19185 | Wayne | 40.6824 | -93.1212 | 701 | 115 | polygon | FALSE | TRUE | America/Chicago | 3 | 52590 | 1840009395 | [10 empty] | SeymourIA
Tangier | Tangier | VA | Virginia | 51001 | Accomack | 37.8235 | -75.9934 | 701 | 499 | polygon | FALSE | TRUE | America/New_York | 3 | 23440 | 1840006331 | [10 empty] | TangierVA
Corfu | Corfu | NY | New York | 36037 | Genesee | 42.9611 | -78.4026 | 701 | 271 | polygon | FALSE | TRUE | America/New_York | 3 | 14036 | 1840004369 | [10 empty] | CorfuNY
Unionville | Unionville | PA | Pennsylvania | 42019 | Butler | 40.9423 | -79.9613 | 701 | 105 | polygon | FALSE | FALSE | America/New_York | 3 | 16001 | 1840147059 | [10 empty] | UnionvillePA
Cloudcroft | Cloudcroft | NM | New Mexico | 35035 | Otero | 32.9532 | -105.7328 | 701 | 165 | polygon | FALSE | TRUE | America/Denver | 3 | 88317 | 1840023001 | [10 empty] | CloudcroftNM
Trimont | Trimont | MN | Minnesota | 27091 | Martin | 43.7611 | -94.7162 | 700 | 343 | polygon | FALSE | TRUE | America/Chicago | 3 | 56176 | 1840010045 | [10 empty] | TrimontMN
Walnut Grove | Walnut Grove | AL | Alabama | 1055 | Etowah | 34.0641 | -86.2863 | 700 | 53 | polygon | FALSE | TRUE | America/Chicago | 3 | 35952 35990 | 1840016722 | [10 empty] | Walnut GroveAL
Gambell | Gambell | AK | Alaska | 2180 | Nome | 63.7538 | -171.6881 | 700 | 25 | polygon | FALSE | TRUE | America/Nome | 3 | 99742 | 1840023507 | [10 empty] | GambellAK
Maplesville | Maplesville | AL | Alabama | 1021 | Chilton | 32.7867 | -86.8783 | 700 | 82 | polygon | FALSE | TRUE | America/Chicago | 3 | 36750 | 1840016919 | [10 empty] | MaplesvilleAL
Scalp Level | Scalp Level | PA | Pennsylvania | 42021 | Cambria | 40.2495 | -78.8442 | 700 | 410 | polygon | FALSE | TRUE | America/New_York | 3 | 15963 | 1840001124 | [10 empty] | Scalp LevelPA
Motley | Motley | VA | Virginia | 51143 | Pittsylvania | 37.0657 | -79.3474 | 700 | 68 | polygon | FALSE | FALSE | America/New_York | 3 | 24563 24557 | 1840026887 | [10 empty] | MotleyVA
Wiscon | Wiscon | FL | Florida | 12053 | Hernando | 28.5409 | -82.4664 | 700 | 321 | polygon | FALSE | FALSE | America/New_York | 3 | 34613 34601 | 1840025148 | [10 empty] | WisconFL
Reile's Acres | Reile's Acres | ND | North Dakota | 38017 | Cass | 46.927 | -96.8666 | 700 | 538 | polygon | FALSE | TRUE | America/Chicago | 3 | 58102 | 1840033125 | [10 empty] | Reile's AcresND
Stratford | Stratford | IA | Iowa | 19079 | Hamilton | 42.2691 | -93.9272 | 699 | 141 | polygon | FALSE | TRUE | America/Chicago | 3 | 50249 | 1840009122 | [10 empty] | StratfordIA
Alburnett | Alburnett | IA | Iowa | 19113 | Linn | 42.1492 | -91.621 | 699 | 329 | polygon | FALSE | TRUE | America/Chicago | 3 | 52202 | 1840006987 | [10 empty] | AlburnettIA
New Milford | New Milford | IL | Illinois | 17201 | Winnebago | 42.1778 | -89.0647 | 699 | 180 | polygon | FALSE | TRUE | America/Chicago | 3 | 61109 | 1840011124 | [10 empty] | New MilfordIL
Harleyville | Harleyville | SC | South Carolina | 45035 | Dorchester | 33.2126 | -80.4478 | 699 | 234 | polygon | FALSE | TRUE | America/New_York | 3 | 29448 | 1840016885 | [10 empty] | HarleyvilleSC
Parks | Parks | LA | Louisiana | 22099 | St. Martin | 30.2173 | -91.8271 | 699 | 319 | polygon | FALSE | TRUE | America/Chicago | 3 | 70582 | 1840018236 | [10 empty] | ParksLA
Upton | Upton | KY | Kentucky | 21093 | Hardin | 37.4626 | -85.899 | 698 | 198 | polygon | FALSE | TRUE | America/New_York | 3 | 42784 | 1840015235 | [10 empty] | UptonKY
Brooklyn | Brooklyn | IL | Illinois | 17163 | St. Clair | 38.6542 | -90.1678 | 698 | 332 | polygon | FALSE | TRUE | America/Chicago | 3 | 62059 62201 | 1840010780 | [10 empty] | BrooklynIL
Wood Heights | Wood Heights | MO | Missouri | 29177 | Ray | 39.3414 | -94.1635 | 698 | 118 | polygon | FALSE | TRUE | America/Chicago | 3 | 64024 | 1840010644 | [10 empty] | Wood HeightsMO
Holiday Beach | Holiday Beach | TX | Texas | 48007 | Aransas | 28.167 | -97.006 | 698 | 167 | polygon | FALSE | FALSE | America/Chicago | 3 | 78382 | 1840026053 | [10 empty] | Holiday BeachTX
Collbran | Collbran | CO | Colorado | 8077 | Mesa | 39.2399 | -107.9636 | 698 | 482 | polygon | FALSE | TRUE | America/Denver | 3 | 81624 | 1840022466 | [10 empty] | CollbranCO
East Fork | East Fork | AZ | Arizona | 4017 | Navajo | 33.8081 | -109.9227 | 698 | 130 | polygon | FALSE | FALSE | America/Phoenix | 3 | 85941 | 1840018961 | [10 empty] | East ForkAZ
Greenbush | Greenbush | MN | Minnesota | 27135 | Roseau | 48.701 | -96.1835 | 698 | 177 | polygon | FALSE | TRUE | America/Chicago | 3 | 56726 | 1840007681 | [10 empty] | GreenbushMN
Ash Fork | Ash Fork | AZ | Arizona | 4025 | Yavapai | 35.2172 | -112.4912 | 698 | 116 | polygon | FALSE | FALSE | America/Phoenix | 3 | 86320 | 1840017844 | [10 empty] | Ash ForkAZ
Buffalo | Buffalo | IN | Indiana | 18181 | White | 40.888 | -86.7374 | 698 | 113 | polygon | FALSE | FALSE | America/Indiana/Indianapolis | 3 | 47960 47925 | 1840005346 | [10 empty] | BuffaloIN
North Creek | North Creek | NY | New York | 36113 | Warren | 43.6923 | -73.9835 | 698 | 153 | polygon | FALSE | FALSE | America/New_York | 3 | 12853 | 1840026145 | [10 empty] | North CreekNY
Charleston | Charleston | TN | Tennessee | 47011 | Bradley | 35.2863 | -84.7611 | 697 | 259 | polygon | FALSE | TRUE | America/New_York | 3 | 37310 | 1840014602 | [10 empty] | CharlestonTN
North Freedom | North Freedom | WI | Wisconsin | 55111 | Sauk | 43.459 | -89.8603 | 697 | 321 | polygon | FALSE | TRUE | America/Chicago | 3 | 53951 | 1840002724 | [10 empty] | North FreedomWI
Saluda | Saluda | NC | North Carolina | 37149 | Polk | 35.2375 | -82.3469 | 697 | 173 | polygon | FALSE | TRUE | America/New_York | 3 | 28773 | 1840015459 | [10 empty] | SaludaNC
Vaughn | Vaughn | WA | Washington | 53053 | Pierce | 47.355 | -122.7773 | 697 | 114 | polygon | FALSE | FALSE | America/Los_Angeles | 3 | 98329 98394 | 1840023841 | [10 empty] | VaughnWA
Hampton | Hampton | MN | Minnesota | 27037 | Dakota | 44.6085 | -93.0025 | 697 | 218 | polygon | FALSE | TRUE | America/Chicago | 3 | 55031 | 1840006769 | [10 empty] | HamptonMN
East Williston | East Williston | FL | Florida | 12075 | Levy | 29.3883 | -82.4165 | 697 | 89 | polygon | FALSE | TRUE | America/New_York | 3 | 32696 | 1840073827 | [10 empty] | East WillistonFL
Deemston | Deemston | PA | Pennsylvania | 42125 | Washington | 40.0273 | -80.0334 | 697 | 28 | polygon | FALSE | TRUE | America/New_York | 3 | 15360 15333 | 1840003649 | [10 empty] | DeemstonPA
Condon | Condon | OR | Oregon | 41021 | Gilliam | 45.2366 | -120.1859 | 697 | 329 | polygon | FALSE | TRUE | America/Los_Angeles | 3 | 97823 | 1840018547 | [10 empty] | CondonOR
Quilcene | Quilcene | WA | Washington | 53031 | Jefferson | 47.8369 | -122.9058 | 697 | 30 | polygon | FALSE | FALSE | America/Los_Angeles | 3 | 98376 | 1840018389 | [10 empty] | QuilceneWA
Medora | Medora | IN | Indiana | 18071 | Jackson | 38.8245 | -86.1712 | 696 | 855 | polygon | FALSE | TRUE | America/Indiana/Indianapolis | 3 | 47260 | 1840009711 | [10 empty] | MedoraIN
Hospers | Hospers | IA | Iowa | 19167 | Sioux | 43.0722 | -95.9039 | 696 | 533 | polygon | FALSE | TRUE | America/Chicago | 3 | 51238 | 1840006872 | [10 empty] | HospersIA
Courtland | Courtland | MN | Minnesota | 27103 | Nicollet | 44.2701 | -94.3464 | 696 | 102 | polygon | FALSE | TRUE | America/Chicago | 3 | 56021 | 1840006793 | [10 empty] | CourtlandMN
Bloomington | Bloomington | WI | Wisconsin | 55043 | Grant | 42.8932 | -90.9264 | 696 | 212 | polygon | FALSE | TRUE | America/Chicago | 3 | 53804 | 1840002970 | [10 empty] | BloomingtonWI
Science Hill | Science Hill | KY | Kentucky | 21199 | Pulaski | 37.174 | -84.6329 | 696 | 350 | polygon | FALSE | TRUE | America/New_York | 3 | 42553 | 1840015256 | [10 empty] | Science HillKY
Inyokern | Inyokern | CA | California | 6029 | Kern | 35.6546 | -117.8212 | 696 | 24 | polygon | FALSE | FALSE | America/Los_Angeles | 3 | 93527 | 1840017820 | [10 empty] | InyokernCA
Bancroft | Bancroft | IA | Iowa | 19109 | Kossuth | 43.2929 | -94.2176 | 696 | 482 | polygon | FALSE | TRUE | America/Chicago | 3 | 50517 | 1840006848 | [10 empty] | BancroftIA
Perry | Perry | MO | Missouri | 29173 | Ralls | 39.43 | -91.6665 | 695 | 212 | polygon | FALSE | TRUE | America/Chicago | 3 | 63462 | 1840009563 | [10 empty] | PerryMO
Mellen | Mellen | WI | Wisconsin | 55003 | Ashland | 46.324 | -90.6607 | 695 | 144 | polygon | FALSE | TRUE | America/Chicago | 3 | 54546 | 1840003918 | [10 empty] | MellenWI
Frankfort | Frankfort | KS | Kansas | 20117 | Marshall | 39.704 | -96.417 | 695 | 266 | polygon | FALSE | TRUE | America/Chicago | 3 | 66427 | 1840008424 | [10 empty] | FrankfortKS
Pueblito del Carmen | Pueblito del Carmen | PR | Puerto Rico | 72057 | Guayama | 18.0316 | -66.1656 | 695 | 294 | polygon | FALSE | TRUE | America/Puerto_Rico | 3 | 784 | 1630027037 | [10 empty] | Pueblito del CarmenPR
Unalakleet | Unalakleet | AK | Alaska | 2180 | Nome | 63.8922 | -160.786 | 695 | 93 | polygon | FALSE | TRUE | America/Anchorage | 3 | 99684 | 1840023501 | [10 empty] | UnalakleetAK
Canton | Canton | KS | Kansas | 20113 | McPherson | 38.3859 | -97.43 | 695 | 540 | polygon | FALSE | TRUE | America/Chicago | 3 | 67428 | 1840007487 | [10 empty] | CantonKS
Queenstown | Queenstown | MD | Maryland | 24035 | Queen Anne's | 38.9868 | -76.1633 | 695 | 133 | polygon | FALSE | TRUE | America/New_York | 3 | 21658 | 1840005902 | [10 empty] | QueenstownMD
Wartrace | Wartrace | TN | Tennessee | 47003 | Bedford | 35.5253 | -86.3301 | 695 | 306 | polygon | FALSE | TRUE | America/Chicago | 3 | 37183 | 1840016309 | [10 empty] | WartraceTN
San Ygnacio | San Ygnacio | TX | Texas | 48505 | Zapata | 27.048 | -99.4321 | 695 | 176 | polygon | FALSE | FALSE | America/Chicago | 3 | 78067 | 1840019722 | [10 empty] | San YgnacioTX
Foot of Ten | Foot of Ten | PA | Pennsylvania | 42013 | Blair | 40.4182 | -78.4612 | 695 | 458 | polygon | FALSE | FALSE | America/New_York | 3 | 16635 | 1840026414 | [10 empty] | Foot of TenPA
River Road | River Road | WA | Washington | 53009 | Clallam | 48.0677 | -123.1276 | 694 | 760 | polygon | FALSE | FALSE | America/Los_Angeles | 3 | 98382 | 1840037861 | [10 empty] | River RoadWA
Pecan Hill | Pecan Hill | TX | Texas | 48139 | Ellis | 32.4906 | -96.7815 | 694 | 125 | polygon | FALSE | TRUE | America/Chicago | 3 | 75154 75165 | 1840020760 | [10 empty] | Pecan HillTX
Melbourne Village | Melbourne Village | FL | Florida | 12009 | Brevard | 28.088 | -80.6652 | 694 | 460 | polygon | FALSE | TRUE | America/New_York | 3 | 32904 | 1840017234 | [10 empty] | Melbourne VillageFL
West Wood | West Wood | UT | Utah | 49007 | Carbon | 39.6051 | -110.8424 | 694 | 251 | polygon | FALSE | TRUE | America/Denver | 3 | 84501 | 1840041676 | [10 empty] | West WoodUT
Jackson Heights | Jackson Heights | NC | North Carolina | 37107 | Lenoir | 35.2236 | -77.6333 | 694 | 184 | polygon | FALSE | TRUE | America/New_York | 3 | 28504 | 1840042919 | [10 empty] | Jackson HeightsNC
Loretto | Loretto | KY | Kentucky | 21155 | Marion | 37.6351 | -85.3985 | 693 | 83 | polygon | FALSE | TRUE | America/New_York | 3 | 40037 | 1840015236 | [10 empty] | LorettoKY
Battle Creek | Battle Creek | IA | Iowa | 19093 | Ida | 42.3168 | -95.6003 | 693 | 536 | polygon | FALSE | TRUE | America/Chicago | 3 | 51006 | 1840006955 | [10 empty] | Battle CreekIA
Holden | Holden | WV | West Virginia | 54045 | Logan | 37.8238 | -82.0788 | 693 | 71 | polygon | FALSE | FALSE | America/New_York | 3 | 25625 | 1840006333 | [10 empty] | HoldenWV
Warsaw | Warsaw | OH | Ohio | 39031 | Coshocton | 40.336 | -82.0019 | 693 | 550 | polygon | FALSE | TRUE | America/New_York | 3 | 43844 | 1840012200 | [10 empty] | WarsawOH
York Haven | York Haven | PA | Pennsylvania | 42133 | York | 40.1106 | -76.7149 | 693 | 897 | polygon | FALSE | TRUE | America/New_York | 3 | 17370 | 1840001474 | [10 empty] | York HavenPA
Ridgeway | Ridgeway | VA | Virginia | 51089 | Henry | 36.5781 | -79.8583 | 693 | 280 | polygon | FALSE | TRUE | America/New_York | 3 | 24148 | 1840006560 | [10 empty] | RidgewayVA
Kenefick | Kenefick | TX | Texas | 48291 | Liberty | 30.1069 | -94.8502 | 693 | 172 | polygon | FALSE | TRUE | America/Chicago | 3 | 77535 | 1840022185 | [10 empty] | KenefickTX
Linn | Linn | TX | Texas | 48215 | Hidalgo | 26.5662 | -98.1297 | 693 | 5 | polygon | FALSE | FALSE | America/Chicago | 3 | 78563 78542 78541 | 1840019731 | [10 empty] | LinnTX
Wittmann | Wittmann | AZ | Arizona | 4013 | Maricopa | 33.7749 | -112.5251 | 693 | 277 | polygon | FALSE | FALSE | America/Phoenix | 3 | 85361 | 1840022928 | [10 empty] | WittmannAZ
Ashkum | Ashkum | IL | Illinois | 17075 | Iroquois | 40.8783 | -87.9533 | 693 | 326 | polygon | FALSE | TRUE | America/Chicago | 3 | 60911 | 1840011854 | [10 empty] | AshkumIL
Lorain | Lorain | PA | Pennsylvania | 42021 | Cambria | 40.296 | -78.8961 | 692 | 788 | polygon | FALSE | TRUE | America/New_York | 3 | 15902 | 1840001118 | [10 empty] | LorainPA
Mullan | Mullan | ID | Idaho | 16079 | Shoshone | 47.4689 | -115.7968 | 692 | 322 | polygon | FALSE | TRUE | America/Los_Angeles | 3 | 83846 | 1840019798 | [10 empty] | MullanID
Corydon | Corydon | KY | Kentucky | 21101 | Henderson | 37.7403 | -87.7063 | 692 | 492 | polygon | FALSE | TRUE | America/Chicago | 3 | 42406 | 1840014335 | [10 empty] | CorydonKY
Lone Oak | Lone Oak | TX | Texas | 48231 | Hunt | 32.9961 | -95.9406 | 692 | 240 | polygon | FALSE | TRUE | America/Chicago | 3 | 75453 | 1840020651 | [10 empty] | Lone OakTX
Pisgah | Pisgah | AL | Alabama | 1071 | Jackson | 34.6844 | -85.846 | 692 | 55 | polygon | FALSE | TRUE | America/Chicago | 3 | 35765 | 1840016529 | [10 empty] | PisgahAL
Oakville | Oakville | WA | Washington | 53027 | Grays Harbor | 46.8403 | -123.2337 | 692 | 483 | polygon | FALSE | TRUE | America/Los_Angeles | 3 | 98568 | 1840019848 | [10 empty] | OakvilleWA
Cascade | Cascade | WI | Wisconsin | 55117 | Sheboygan | 43.6599 | -88.0071 | 692 | 324 | polygon | FALSE | TRUE | America/Chicago | 3 | 53011 | 1840002623 | [10 empty] | CascadeWI
Fort Jones | Fort Jones | CA | California | 6093 | Siskiyou | 41.6085 | -122.8411 | 692 | 443 | polygon | FALSE | TRUE | America/Los_Angeles | 3 | 96032 | 1840020104 | [10 empty] | Fort JonesCA
West Lebanon | West Lebanon | IN | Indiana | 18171 | Warren | 40.2724 | -87.3862 | 692 | 434 | polygon | FALSE | TRUE | America/Indiana/Indianapolis | 3 | 47991 | 1840010443 | [10 empty] | West LebanonIN
Natural Steps | Natural Steps | AR | Arkansas | 5119 | Pulaski | 34.8669 | -92.4881 | 692 | 95 | polygon | FALSE | FALSE | America/Chicago | 3 | 72135 | 1840022809 | [10 empty] | Natural StepsAR
Portal | Portal | GA | Georgia | 13031 | Bulloch | 32.5383 | -81.9297 | 692 | 133 | polygon | FALSE | TRUE | America/New_York | 3 | 30450 | 1840016978 | [10 empty] | PortalGA
McCoole | McCoole | MD | Maryland | 24001 | Allegany | 39.4534 | -78.9731 | 692 | 190 | polygon | FALSE | FALSE | America/New_York | 3 | 21562 21557 | 1840024427 | [10 empty] | McCooleMD
Bevier | Bevier | MO | Missouri | 29121 | Macon | 39.7508 | -92.5644 | 691 | 273 | polygon | FALSE | TRUE | America/Chicago | 3 | 63532 | 1840007272 | [10 empty] | BevierMO
Chesapeake City | Chesapeake City | MD | Maryland | 24015 | Cecil | 39.528 | -75.8095 | 691 | 503 | polygon | FALSE | TRUE | America/New_York | 3 | 21915 | 1840005638 | [10 empty] | Chesapeake CityMD
Brownsdale | Brownsdale | MN | Minnesota | 27099 | Mower | 43.7401 | -92.8675 | 691 | 593 | polygon | FALSE | TRUE | America/Chicago | 3 | 55918 | 1840004169 | [10 empty] | BrownsdaleMN
Springer | Springer | OK | Oklahoma | 40019 | Carter | 34.2909 | -97.1255 | 691 | 17 | polygon | FALSE | TRUE | America/Chicago | 3 | 73401 73458 | 1840022845 | [10 empty] | SpringerOK
Cedar Crest | Cedar Crest | NM | New Mexico | 35001 | Bernalillo | 35.1114 | -106.3802 | 691 | 85 | polygon | FALSE | FALSE | America/Denver | 3 | 87008 | 1840017876 | [10 empty] | Cedar CrestNM
Town of Pines | Town of Pines | IN | Indiana | 18127 | Porter | 41.6882 | -86.9518 | 691 | 118 | polygon | FALSE | TRUE | America/Chicago | 3 | 46360 | 1840030032 | [10 empty] | Town of PinesIN
Mill Creek | Mill Creek | WV | West Virginia | 54083 | Randolph | 38.7319 | -79.9725 | 691 | 584 | polygon | FALSE | TRUE | America/New_York | 3 | 26280 | 1840005994 | [10 empty] | Mill CreekWV
Pleasant View | Pleasant View | PA | Pennsylvania | 42005 | Armstrong | 40.6121 | -79.5711 | 691 | 272 | polygon | FALSE | FALSE | America/New_York | 3 | 15690 | 1840035156 | [10 empty] | Pleasant ViewPA
Mokelumne Hill | Mokelumne Hill | CA | California | 6009 | Calaveras | 38.3057 | -120.7061 | 691 | 86 | polygon | FALSE | FALSE | America/Los_Angeles | 3 | 95245 | 1840018863 | [10 empty] | Mokelumne HillCA
Cohassett Beach | Cohassett Beach | WA | Washington | 53027 | Grays Harbor | 46.8656 | -124.1054 | 691 | 205 | polygon | FALSE | FALSE | America/Los_Angeles | 3 | 98595 | 1840017355 | [10 empty] | Cohassett BeachWA
Sewickley Hills | Sewickley Hills | PA | Pennsylvania | 42003 | Allegheny | 40.568 | -80.1271 | 690 | 107 | polygon | FALSE | TRUE | America/New_York | 3 | 15143 | 1840001261 | [10 empty] | Sewickley HillsPA
Oriskany Falls | Oriskany Falls | NY | New York | 36065 | Oneida | 42.938 | -75.4636 | 690 | 526 | polygon | FALSE | TRUE | America/New_York | 3 | 13425 | 1840004210 | [10 empty] | Oriskany FallsNY
Deerfield | Deerfield | KS | Kansas | 20093 | Kearny | 37.9818 | -101.1331 | 690 | 553 | polygon | FALSE | TRUE | America/Chicago | 3 | 67838 | 1840007522 | [10 empty] | DeerfieldKS
Potomac | Potomac | IL | Illinois | 17183 | Vermilion | 40.3068 | -87.7977 | 690 | 545 | polygon | FALSE | TRUE | America/Chicago | 3 | 61865 | 1840012181 | [10 empty] | PotomacIL
Bairdford | Bairdford | PA | Pennsylvania | 42003 | Allegheny | 40.6279 | -79.8818 | 690 | 176 | polygon | FALSE | FALSE | America/New_York | 3 | 15006 15044 | 1840026469 | [10 empty] | BairdfordPA
Opal | Opal | VA | Virginia | 51061 | Fauquier | 38.6201 | -77.8049 | 690 | 84 | polygon | FALSE | FALSE | America/New_York | 3 | 22712 20186 | 1840024595 | [10 empty] | OpalVA
Algoma | Algoma | MS | Mississippi | 28115 | Pontotoc | 34.1788 | -89.0336 | 689 | 40 | polygon | FALSE | TRUE | America/Chicago | 3 | 38863 | 1840015577 | [10 empty] | AlgomaMS
Lakeside | Lakeside | IA | Iowa | 19021 | Buena Vista | 42.6178 | -95.1772 | 689 | 1158 | polygon | FALSE | TRUE | America/Chicago | 3 | 50588 | 1840008024 | [10 empty] | LakesideIA
Mount Aetna | Mount Aetna | MD | Maryland | 24043 | Washington | 39.5989 | -77.6128 | 689 | 188 | polygon | FALSE | FALSE | America/New_York | 3 | 21742 | 1840005600 | [10 empty] | Mount AetnaMD
Falls City | Falls City | TX | Texas | 48255 | Karnes | 28.9821 | -98.0216 | 689 | 298 | polygon | FALSE | TRUE | America/Chicago | 3 | 78113 | 1840020991 | [10 empty] | Falls CityTX
Wallace | Wallace | SC | South Carolina | 45069 | Marlboro | 34.7201 | -79.8479 | 689 | 40 | polygon | FALSE | FALSE | America/New_York | 3 | 29596 | 1840026967 | [10 empty] | WallaceSC
Cedarville | Cedarville | IL | Illinois | 17177 | Stephenson | 42.3756 | -89.6363 | 689 | 590 | polygon | FALSE | TRUE | America/Chicago | 3 | 61032 61013 | 1840010105 | [10 empty] | CedarvilleIL
Crossville | Crossville | IL | Illinois | 17193 | White | 38.1626 | -88.0643 | 689 | 415 | polygon | FALSE | TRUE | America/Chicago | 3 | 62827 | 1840012922 | [10 empty] | CrossvilleIL
Fort Gay | Fort Gay | WV | West Virginia | 54099 | Wayne | 38.1201 | -82.5948 | 689 | 308 | polygon | FALSE | TRUE | America/New_York | 3 | 25514 | 1840006261 | [10 empty] | Fort GayWV
Hollister | Hollister | NC | North Carolina | 37083 | Halifax | 36.2593 | -77.9363 | 689 | 67 | polygon | FALSE | FALSE | America/New_York | 3 | 27844 | 1840025769 | [10 empty] | HollisterNC
Bardwell | Bardwell | TX | Texas | 48139 | Ellis | 32.2671 | -96.6954 | 689 | 872 | polygon | FALSE | TRUE | America/Chicago | 3 | 75101 | 1840019470 | [10 empty] | BardwellTX
Shannon | Shannon | IL | Illinois | 17015 | Carroll | 42.1524 | -89.7402 | 688 | 551 | polygon | FALSE | TRUE | America/Chicago | 3 | 61078 | 1840011241 | [10 empty] | ShannonIL
Wheaton | Wheaton | MO | Missouri | 29009 | Barry | 36.7616 | -94.057 | 688 | 522 | polygon | FALSE | TRUE | America/Chicago | 3 | 64874 | 1840010897 | [10 empty] | WheatonMO
Our Town | Our Town | AL | Alabama | 1123 | Tallapoosa | 32.8304 | -85.9687 | 688 | 22 | polygon | FALSE | FALSE | America/Chicago | 3 | 35010 | 1840023017 | [10 empty] | Our TownAL
Pleasant Hill | Pleasant Hill | LA | Louisiana | 22085 | Sabine | 31.8154 | -93.5164 | 688 | 164 | polygon | FALSE | TRUE | America/Chicago | 3 | 71065 | 1840018161 | [10 empty] | Pleasant HillLA
Copake Lake | Copake Lake | NY | New York | 36021 | Columbia | 42.1416 | -73.5903 | 688 | 27 | polygon | FALSE | FALSE | America/New_York | 3 | 12516 12521 12529 | 1840004625 | [10 empty] | Copake LakeNY
Gordonville | Gordonville | PA | Pennsylvania | 42071 | Lancaster | 40.0211 | -76.1365 | 688 | 279 | polygon | FALSE | FALSE | America/New_York | 3 | 17529 | 1840034993 | [10 empty] | GordonvillePA
Coleman | Coleman | WI | Wisconsin | 55075 | Marinette | 45.0672 | -88.0359 | 688 | 195 | polygon | FALSE | TRUE | America/Chicago | 3 | 54112 | 1840003928 | [10 empty] | ColemanWI
Montfort | Montfort | WI | Wisconsin | 55043 | Grant | 42.9697 | -90.4331 | 688 | 493 | polygon | FALSE | TRUE | America/Chicago | 3 | 53569 | 1840002977 | [10 empty] | MontfortWI
Calumet | Calumet | MI | Michigan | 26061 | Houghton | 47.2478 | -88.4535 | 687 | 1331 | polygon | FALSE | TRUE | America/Detroit | 3 | 49913 | 1840010907 | [10 empty] | CalumetMI
Clarks Grove | Clarks Grove | MN | Minnesota | 27047 | Freeborn | 43.7618 | -93.329 | 687 | 467 | polygon | FALSE | TRUE | America/Chicago | 3 | 56016 | 1840006822 | [10 empty] | Clarks GroveMN
Bokchito | Bokchito | OK | Oklahoma | 40013 | Bryan | 34.0179 | -96.1416 | 687 | 679 | polygon | FALSE | TRUE | America/Chicago | 3 | 74726 | 1840021926 | [10 empty] | BokchitoOK
Olin | Olin | IA | Iowa | 19105 | Jones | 41.9977 | -91.1417 | 687 | 259 | polygon | FALSE | TRUE | America/Chicago | 3 | 52320 | 1840009151 | [10 empty] | OlinIA
Wellsburg | Wellsburg | IA | Iowa | 19075 | Grundy | 42.4339 | -92.9266 | 687 | 241 | polygon | FALSE | TRUE | America/Chicago | 3 | 50680 | 1840010103 | [10 empty] | WellsburgIA
York | York | AZ | Arizona | 4011 | Greenlee | 32.9175 | -109.196 | 687 | 141 | polygon | FALSE | FALSE | America/Phoenix | 3 | 85534 | 1840022951 | [10 empty] | YorkAZ
Scooba | Scooba | MS | Mississippi | 28069 | Kemper | 32.8302 | -88.4771 | 686 | 106 | polygon | FALSE | TRUE | America/Chicago | 3 | 39358 | 1840018083 | [10 empty] | ScoobaMS
Harrodsburg | Harrodsburg | IN | Indiana | 18105 | Monroe | 39.018 | -86.5532 | 686 | 61 | polygon | FALSE | FALSE | America/Indiana/Indianapolis | 3 | 47403 47434 47462 | 1840024487 | [10 empty] | HarrodsburgIN
Thaxton | Thaxton | MS | Mississippi | 28115 | Pontotoc | 34.3071 | -89.1745 | 686 | 25 | polygon | FALSE | TRUE | America/Chicago | 3 | 38871 38874 | 1840016679 | [10 empty] | ThaxtonMS
Buffalo Lake | Buffalo Lake | MN | Minnesota | 27129 | Renville | 44.737 | -94.6173 | 686 | 377 | polygon | FALSE | TRUE | America/Chicago | 3 | 55314 | 1840006771 | [10 empty] | Buffalo LakeMN
Silverton | Silverton | TX | Texas | 48045 | Briscoe | 34.4714 | -101.3041 | 686 | 263 | polygon | FALSE | TRUE | America/Chicago | 3 | 79257 | 1840021882 | [10 empty] | SilvertonTX
Madison | Madison | AR | Arkansas | 5123 | St. Francis | 35.0188 | -90.7299 | 686 | 151 | polygon | FALSE | TRUE | America/Chicago | 3 | 72359 72335 | 1840015492 | [10 empty] | MadisonAR
Newland | Newland | NC | North Carolina | 37011 | Avery | 36.088 | -81.9274 | 686 | 354 | polygon | FALSE | TRUE | America/New_York | 3 | 28657 | 1840016115 | [10 empty] | NewlandNC
Sand Ridge | Sand Ridge | NY | New York | 36075 | Oswego | 43.2559 | -76.2317 | 686 | 110 | polygon | FALSE | FALSE | America/New_York | 3 | 13132 | 1840034061 | [10 empty] | Sand RidgeNY
Tenkiller | Tenkiller | OK | Oklahoma | 40021 | Cherokee | 35.7975 | -94.8656 | 686 | 13 | polygon | FALSE | FALSE | America/Chicago | 3 | 74471 74931 | 1840034655 | [10 empty] | TenkillerOK
Taconic Shores | Taconic Shores | NY | New York | 36021 | Columbia | 42.1192 | -73.5532 | 686 | 318 | polygon | FALSE | FALSE | America/New_York | 3 | 12516 | 1840034068 | [10 empty] | Taconic ShoresNY
North Gate | North Gate | CA | California | 6013 | Contra Costa | 37.9062 | -121.9981 | 685 | 402 | polygon | FALSE | TRUE | America/Los_Angeles | 3 | 94598 | 1840075981 | [10 empty] | North GateCA
Gasquet | Gasquet | CA | California | 6015 | Del Norte | 41.8429 | -123.9733 | 685 | 55 | polygon | FALSE | FALSE | America/Los_Angeles | 3 | 95543 | 1840025509 | [10 empty] | GasquetCA
War | War | WV | West Virginia | 54047 | McDowell | 37.304 | -81.6801 | 685 | 296 | polygon | FALSE | TRUE | America/New_York | 3 | 24892 | 1840006421 | [10 empty] | WarWV
Amity | Amity | AR | Arkansas | 5019 | Clark | 34.2662 | -93.4634 | 685 | 82 | polygon | FALSE | TRUE | America/Chicago | 3 | 71921 71920 | 1840013637 | [10 empty] | AmityAR
Blackwells Mills | Blackwells Mills | NJ | New Jersey | 34035 | Somerset | 40.4815 | -74.5714 | 684 | 216 | polygon | FALSE | FALSE | America/New_York | 3 | 8873 | 1840033455 | [10 empty] | Blackwells MillsNJ
Mounds | Mounds | IL | Illinois | 17153 | Pulaski | 37.1145 | -89.2024 | 684 | 218 | polygon | FALSE | TRUE | America/Chicago | 3 | 62964 | 1840008775 | [10 empty] | MoundsIL
Wild Rose | Wild Rose | WI | Wisconsin | 55137 | Waushara | 44.179 | -89.2439 | 684 | 181 | polygon | FALSE | TRUE | America/Chicago | 3 | 54984 | 1840002236 | [10 empty] | Wild RoseWI
Sedalia | Sedalia | NC | North Carolina | 37081 | Guilford | 36.076 | -79.6208 | 684 | 132 | polygon | FALSE | TRUE | America/New_York | 3 | 27377 27249 27342 | 1840017735 | [10 empty] | SedaliaNC
Nemacolin | Nemacolin | PA | Pennsylvania | 42059 | Greene | 39.8784 | -79.9295 | 684 | 184 | polygon | FALSE | FALSE | America/New_York | 3 | 15320 15351 | 1840005559 | [10 empty] | NemacolinPA
East Butler | East Butler | PA | Pennsylvania | 42019 | Butler | 40.8789 | -79.8474 | 684 | 253 | polygon | FALSE | TRUE | America/New_York | 3 | 16002 16029 | 1840000862 | [10 empty] | East ButlerPA
North Pearsall | North Pearsall | TX | Texas | 48163 | Frio | 28.9227 | -99.0944 | 684 | 174 | polygon | FALSE | FALSE | America/Chicago | 3 | 78061 | 1840019686 | [10 empty] | North PearsallTX
Tallaboa | Tallaboa | PR | Puerto Rico | 72111 | PeÃ±uelas | 17.996 | -66.7085 | 683 | 517 | polygon | FALSE | FALSE | America/Puerto_Rico | 3 | 624 | 1630035586 | [10 empty] | TallaboaPR
Westover Hills | Westover Hills | TX | Texas | 48439 | Tarrant | 32.7436 | -97.4123 | 683 | 372 | polygon | FALSE | TRUE | America/Chicago | 3 | 76107 | 1840023030 | [10 empty] | Westover HillsTX
Chesterfield | Chesterfield | TN | Tennessee | 47077 | Henderson | 35.6467 | -88.27 | 683 | 34 | polygon | FALSE | FALSE | America/Chicago | 3 | 38351 | 1840025795 | [10 empty] | ChesterfieldTN
Passamaquoddy Pleasant Point | Passamaquoddy Pleasant Point | ME | Maine | 23029 | Washington | 44.9613 | -67.0547 | 683 | 467 | polygon | FALSE | TRUE | America/New_York | 3 | 4667 | 1840052955 | [10 empty] | Passamaquoddy Pleasant PointME
Tres Pinos | Tres Pinos | CA | California | 6069 | San Benito | 36.7904 | -121.3105 | 683 | 73 | polygon | FALSE | FALSE | America/Los_Angeles | 3 | 95075 95023 | 1840024855 | [10 empty] | Tres PinosCA
Trenton | Trenton | TX | Texas | 48147 | Fannin | 33.4273 | -96.3409 | 683 | 140 | polygon | FALSE | TRUE | America/Chicago | 3 | 75490 | 1840021973 | [10 empty] | TrentonTX
Detroit | Detroit | TX | Texas | 48387 | Red River | 33.6602 | -95.2664 | 683 | 166 | polygon | FALSE | TRUE | America/Chicago | 3 | 75436 | 1840021951 | [10 empty] | DetroitTX
Spring Valley | Spring Valley | KY | Kentucky | 21111 | Jefferson | 38.2968 | -85.6108 | 683 | 1334 | polygon | FALSE | TRUE | America/New_York | 3 | 40241 | 1840030808 | [10 empty] | Spring ValleyKY
Elwood | Elwood | NE | Nebraska | 31073 | Gosper | 40.5897 | -99.8616 | 683 | 509 | polygon | FALSE | TRUE | America/Chicago | 3 | 68937 | 1840012042 | [10 empty] | ElwoodNE
Bloomdale | Bloomdale | OH | Ohio | 39173 | Wood | 41.1716 | -83.5534 | 683 | 396 | polygon | FALSE | TRUE | America/New_York | 3 | 44817 | 1840011547 | [10 empty] | BloomdaleOH
Bradford | Bradford | IL | Illinois | 17175 | Stark | 41.1772 | -89.6583 | 682 | 661 | polygon | FALSE | TRUE | America/Chicago | 3 | 61421 | 1840011729 | [10 empty] | BradfordIL
Santa Ana Pueblo | Santa Ana Pueblo | NM | New Mexico | 35043 | Sandoval | 35.3495 | -106.5202 | 682 | 35 | polygon | FALSE | TRUE | America/Denver | 3 | 87001 87004 87043 | 1840019068 | [10 empty] | Santa Ana PuebloNM
Woodlawn | Woodlawn | IL | Illinois | 17081 | Jefferson | 38.3283 | -89.0345 | 682 | 309 | polygon | FALSE | TRUE | America/Chicago | 3 | 62898 | 1840012914 | [10 empty] | WoodlawnIL
Porter | Porter | OK | Oklahoma | 40145 | Wagoner | 35.8687 | -95.5206 | 682 | 350 | polygon | FALSE | TRUE | America/Chicago | 3 | 74454 | 1840021697 | [10 empty] | PorterOK
Scranton | Scranton | KS | Kansas | 20139 | Osage | 38.7778 | -95.7402 | 682 | 244 | polygon | FALSE | TRUE | America/Chicago | 3 | 66537 | 1840009780 | [10 empty] | ScrantonKS
Calpella | Calpella | CA | California | 6045 | Mendocino | 39.2322 | -123.197 | 682 | 103 | polygon | FALSE | FALSE | America/Los_Angeles | 3 | 95482 | 1840025582 | [10 empty] | CalpellaCA
Boswell | Boswell | OK | Oklahoma | 40023 | Choctaw | 34.0281 | -95.8683 | 682 | 383 | polygon | FALSE | TRUE | America/Chicago | 3 | 74727 | 1840021931 | [10 empty] | BoswellOK
Stockton | Stockton | UT | Utah | 49045 | Tooele | 40.4496 | -112.3674 | 682 | 156 | polygon | FALSE | TRUE | America/Denver | 3 | 84071 | 1840022394 | [10 empty] | StocktonUT
Onaga | Onaga | KS | Kansas | 20149 | Pottawatomie | 39.4892 | -96.1703 | 682 | 401 | polygon | FALSE | TRUE | America/Chicago | 3 | 66521 | 1840009587 | [10 empty] | OnagaKS
Aroma Park | Aroma Park | IL | Illinois | 17091 | Kankakee | 41.0788 | -87.8011 | 682 | 140 | polygon | FALSE | TRUE | America/Chicago | 3 | 60901 60910 60964 | 1840011690 | [10 empty] | Aroma ParkIL
Ruthven | Ruthven | IA | Iowa | 19147 | Palo Alto | 43.13 | -94.8984 | 682 | 623 | polygon | FALSE | TRUE | America/Chicago | 3 | 51358 | 1840009057 | [10 empty] | RuthvenIA
Hoffman | Hoffman | MN | Minnesota | 27051 | Grant | 45.8341 | -95.787 | 682 | 122 | polygon | FALSE | TRUE | America/Chicago | 3 | 56339 | 1840006678 | [10 empty] | HoffmanMN
Wayne Lakes | Wayne Lakes | OH | Ohio | 39037 | Darke | 40.0217 | -84.6625 | 682 | 495 | polygon | FALSE | TRUE | America/New_York | 3 | 45331 | 1840034185 | [10 empty] | Wayne LakesOH
Junction City | Junction City | CA | California | 6105 | Trinity | 40.7274 | -123.0615 | 682 | 9 | polygon | FALSE | FALSE | America/Los_Angeles | 3 | 96048 | 1840024175 | [10 empty] | Junction CityCA
Saxton | Saxton | PA | Pennsylvania | 42009 | Bedford | 40.2127 | -78.247 | 681 | 646 | polygon | FALSE | TRUE | America/New_York | 3 | 16678 | 1840001406 | [10 empty] | SaxtonPA
Wilton | Wilton | AL | Alabama | 1117 | Shelby | 33.0813 | -86.8799 | 681 | 274 | polygon | FALSE | TRUE | America/Chicago | 3 | 35187 35115 | 1840016851 | [10 empty] | WiltonAL
Millerstown | Millerstown | PA | Pennsylvania | 42099 | Perry | 40.5543 | -77.153 | 681 | 311 | polygon | FALSE | TRUE | America/New_York | 3 | 17062 | 1840001304 | [10 empty] | MillerstownPA
Ririe | Ririe | ID | Idaho | 16051 | Jefferson | 43.6324 | -111.7714 | 681 | 508 | polygon | FALSE | TRUE | America/Boise | 3 | 83442 83443 | 1840020021 | [10 empty] | RirieID
Kress | Kress | TX | Texas | 48437 | Swisher | 34.3658 | -101.7484 | 681 | 472 | polygon | FALSE | TRUE | America/Chicago | 3 | 79052 | 1840020519 | [10 empty] | KressTX
Miller | Miller | MO | Missouri | 29109 | Lawrence | 37.2148 | -93.8406 | 681 | 346 | polygon | FALSE | TRUE | America/Chicago | 3 | 65707 | 1840008781 | [10 empty] | MillerMO
Maple Rapids | Maple Rapids | MI | Michigan | 26037 | Clinton | 43.1077 | -84.6897 | 681 | 192 | polygon | FALSE | TRUE | America/Detroit | 3 | 48835 48853 | 1840011025 | [10 empty] | Maple RapidsMI
McDade | McDade | TX | Texas | 48021 | Bastrop | 30.2819 | -97.2449 | 681 | 65 | polygon | FALSE | FALSE | America/Chicago | 3 | 78650 | 1840026027 | [10 empty] | McDadeTX
Waubeka | Waubeka | WI | Wisconsin | 55089 | Ozaukee | 43.4701 | -87.9919 | 681 | 113 | polygon | FALSE | FALSE | America/Chicago | 3 | 53080 53021 | 1840024030 | [10 empty] | WaubekaWI
San Jose | San Jose | NM | New Mexico | 35039 | Rio Arriba | 36.0367 | -106.1004 | 680 | 145 | polygon | FALSE | FALSE | America/Denver | 3 | 87537 87532 | 1840138591 | [10 empty] | San JoseNM
Gillett | Gillett | AR | Arkansas | 5001 | Arkansas | 34.1193 | -91.3789 | 680 | 263 | polygon | FALSE | TRUE | America/Chicago | 3 | 72055 | 1840013606 | [10 empty] | GillettAR
McClure | McClure | OH | Ohio | 39069 | Henry | 41.371 | -83.9415 | 680 | 527 | polygon | FALSE | TRUE | America/New_York | 3 | 43534 | 1840011609 | [10 empty] | McClureOH
Reeseville | Reeseville | WI | Wisconsin | 55027 | Dodge | 43.3062 | -88.8445 | 680 | 420 | polygon | FALSE | TRUE | America/Chicago | 3 | 53579 | 1840002745 | [10 empty] | ReesevilleWI
Tyrone | Tyrone | NM | New Mexico | 35017 | Grant | 32.7099 | -108.3028 | 680 | 782 | polygon | FALSE | FALSE | America/Denver | 3 | 88065 88061 | 1840025078 | [10 empty] | TyroneNM
Powers | Powers | OR | Oregon | 41011 | Coos | 42.8859 | -124.0734 | 680 | 448 | polygon | FALSE | TRUE | America/Los_Angeles | 3 | 97466 | 1840020058 | [10 empty] | PowersOR
Ochlocknee | Ochlocknee | GA | Georgia | 13275 | Thomas | 30.9752 | -84.0517 | 680 | 283 | polygon | FALSE | TRUE | America/New_York | 3 | 31773 | 1840017142 | [10 empty] | OchlockneeGA
Rocky Fork Point | Rocky Fork Point | OH | Ohio | 39071 | Highland | 39.1878 | -83.4901 | 680 | 368 | polygon | FALSE | FALSE | America/New_York | 3 | 45133 | 1840034400 | [10 empty] | Rocky Fork PointOH
Minneola | Minneola | KS | Kansas | 20025 | Clark | 37.4421 | -100.0131 | 679 | 570 | polygon | FALSE | TRUE | America/Chicago | 3 | 67865 | 1840008753 | [10 empty] | MinneolaKS
Twinsburg Heights | Twinsburg Heights | OH | Ohio | 39153 | Summit | 41.3064 | -81.4579 | 679 | 912 | polygon | FALSE | FALSE | America/New_York | 3 | 44087 | 1840034398 | [10 empty] | Twinsburg HeightsOH
Colfax | Colfax | IN | Indiana | 18023 | Clinton | 40.1941 | -86.6668 | 679 | 707 | polygon | FALSE | TRUE | America/Indiana/Indianapolis | 3 | 46035 | 1840009431 | [10 empty] | ColfaxIN
Boyden | Boyden | IA | Iowa | 19167 | Sioux | 43.1891 | -96.0032 | 679 | 384 | polygon | FALSE | TRUE | America/Chicago | 3 | 51234 | 1840006870 | [10 empty] | BoydenIA
Hollis Crossroads | Hollis Crossroads | AL | Alabama | 1029 | Cleburne | 33.5231 | -85.6437 | 679 | 21 | polygon | FALSE | FALSE | America/Chicago | 3 | 36264 36258 | 1840022933 | [10 empty] | Hollis CrossroadsAL
Kingston | Kingston | GA | Georgia | 13015 | Bartow | 34.232 | -84.9445 | 679 | 208 | polygon | FALSE | TRUE | America/New_York | 3 | 30145 | 1840014702 | [10 empty] | KingstonGA
Cascade | Cascade | MT | Montana | 30013 | Cascade | 47.277 | -111.7025 | 679 | 399 | polygon | FALSE | TRUE | America/Denver | 3 | 59421 | 1840022302 | [10 empty] | CascadeMT
Van Bibber Lake | Van Bibber Lake | IN | Indiana | 18133 | Putnam | 39.7292 | -86.9296 | 679 | 1016 | polygon | FALSE | FALSE | America/Indiana/Indianapolis | 3 | 46135 | 1840026609 | [10 empty] | Van Bibber LakeIN
La Moille | La Moille | IL | Illinois | 17011 | Bureau | 41.5301 | -89.2833 | 679 | 218 | polygon | FALSE | TRUE | America/Chicago | 3 | 61330 | 1840011568 | [10 empty] | La MoilleIL
Hollow Rock | Hollow Rock | TN | Tennessee | 47017 | Carroll | 36.0355 | -88.274 | 679 | 155 | polygon | FALSE | TRUE | America/Chicago | 3 | 38342 | 1840016179 | [10 empty] | Hollow RockTN
Oxford | Oxford | AR | Arkansas | 5065 | Izard | 36.2092 | -91.919 | 679 | 38 | polygon | FALSE | TRUE | America/Chicago | 3 | 72517 72565 | 1840014475 | [10 empty] | OxfordAR
West Pittsburg | West Pittsburg | PA | Pennsylvania | 42073 | Lawrence | 40.931 | -80.3591 | 679 | 382 | polygon | FALSE | FALSE | America/New_York | 3 | 16160 | 1840026380 | [10 empty] | West PittsburgPA
Timber Hills | Timber Hills | PA | Pennsylvania | 42075 | Lebanon | 40.2457 | -76.4838 | 679 | 392 | polygon | FALSE | FALSE | America/New_York | 3 | 17042 17064 | 1840035416 | [10 empty] | Timber HillsPA
Hindman | Hindman | KY | Kentucky | 21119 | Knott | 37.335 | -82.9819 | 678 | 84 | polygon | FALSE | TRUE | America/New_York | 3 | 41822 | 1840014373 | [10 empty] | HindmanKY
Mound City | Mound City | KS | Kansas | 20107 | Linn | 38.1328 | -94.8494 | 678 | 226 | polygon | FALSE | TRUE | America/Chicago | 3 | 66056 | 1840008665 | [10 empty] | Mound CityKS
West Mansfield | West Mansfield | OH | Ohio | 39091 | Logan | 40.4007 | -83.5444 | 678 | 313 | polygon | FALSE | TRUE | America/New_York | 3 | 43358 | 1840012159 | [10 empty] | West MansfieldOH
Dongola | Dongola | IL | Illinois | 17181 | Union | 37.3599 | -89.1654 | 678 | 240 | polygon | FALSE | TRUE | America/Chicago | 3 | 62926 | 1840013008 | [10 empty] | DongolaIL
Millville | Millville | CA | California | 6089 | Shasta | 40.5576 | -122.1696 | 678 | 32 | polygon | FALSE | FALSE | America/Los_Angeles | 3 | 96062 96073 | 1840018729 | [10 empty] | MillvilleCA
Paragon | Paragon | IN | Indiana | 18109 | Morgan | 39.3952 | -86.5627 | 678 | 951 | polygon | FALSE | TRUE | America/Indiana/Indianapolis | 3 | 46166 | 1840009670 | [10 empty] | ParagonIN
Reidville | Reidville | SC | South Carolina | 45083 | Spartanburg | 34.866 | -82.105 | 678 | 155 | polygon | FALSE | TRUE | America/New_York | 3 | 29375 29388 | 1840017882 | [10 empty] | ReidvilleSC
Ohio City | Ohio City | OH | Ohio | 39161 | Van Wert | 40.7703 | -84.6162 | 677 | 491 | polygon | FALSE | TRUE | America/New_York | 3 | 45874 | 1840011904 | [10 empty] | Ohio CityOH
Nuangola | Nuangola | PA | Pennsylvania | 42079 | Luzerne | 41.158 | -75.9773 | 677 | 248 | polygon | FALSE | TRUE | America/New_York | 3 | 18707 | 1840000764 | [10 empty] | NuangolaPA
Point Comfort | Point Comfort | TX | Texas | 48057 | Calhoun | 28.6715 | -96.5589 | 677 | 198 | polygon | FALSE | TRUE | America/Chicago | 3 | 77978 | 1840020995 | [10 empty] | Point ComfortTX
Fleming-Neon | Fleming-Neon | KY | Kentucky | 21133 | Letcher | 37.1953 | -82.7047 | 677 | 161 | polygon | FALSE | TRUE | America/New_York | 3 | 41840 41835 | 1840013258 | [10 empty] | Fleming-NeonKY
Kingstown | Kingstown | NC | North Carolina | 37045 | Cleveland | 35.3621 | -81.62 | 677 | 148 | polygon | FALSE | TRUE | America/New_York | 3 | 28150 | 1840016329 | [10 empty] | KingstownNC
Beasley | Beasley | TX | Texas | 48157 | Fort Bend | 29.4946 | -95.9146 | 677 | 245 | polygon | FALSE | TRUE | America/Chicago | 3 | 77417 | 1840019647 | [10 empty] | BeasleyTX
Sardis | Sardis | OH | Ohio | 39111 | Monroe | 39.6266 | -80.9059 | 677 | 207 | polygon | FALSE | FALSE | America/New_York | 3 | 43946 | 1840026608 | [10 empty] | SardisOH
Keiser | Keiser | AR | Arkansas | 5093 | Mississippi | 35.674 | -90.0958 | 676 | 702 | polygon | FALSE | TRUE | America/Chicago | 3 | 72351 | 1840014502 | [10 empty] | KeiserAR
Elnora | Elnora | IN | Indiana | 18027 | Daviess | 38.8762 | -87.0846 | 676 | 267 | polygon | FALSE | TRUE | America/Indiana/Vincennes | 3 | 47529 | 1840010734 | [10 empty] | ElnoraIN
Kiowa | Kiowa | OK | Oklahoma | 40121 | Pittsburg | 34.7223 | -95.9018 | 676 | 204 | polygon | FALSE | TRUE | America/Chicago | 3 | 74553 | 1840021815 | [10 empty] | KiowaOK
Rockland | Rockland | WI | Wisconsin | 55063 | La Crosse | 43.9075 | -90.9165 | 676 | 389 | polygon | FALSE | TRUE | America/Chicago | 3 | 54656 54653 54614 | 1840002580 | [10 empty] | RocklandWI
Morgantown | Morgantown | PA | Pennsylvania | 42011 | Berks | 40.1539 | -75.8906 | 676 | 276 | polygon | FALSE | FALSE | America/New_York | 3 | 19543 | 1840026451 | [10 empty] | MorgantownPA
West Alto Bonito | West Alto Bonito | TX | Texas | 48427 | Starr | 26.3144 | -98.6632 | 676 | 2275 | polygon | FALSE | FALSE | America/Chicago | 2 | 78582 | 1840037119 | [10 empty] | West Alto BonitoTX
Ingold | Ingold | NC | North Carolina | 37163 | Sampson | 34.8312 | -78.3497 | 676 | 50 | polygon | FALSE | FALSE | America/New_York | 3 | 28328 28441 | 1840013480 | [10 empty] | IngoldNC
Hendricks | Hendricks | MN | Minnesota | 27081 | Lincoln | 44.5076 | -96.4281 | 675 | 278 | polygon | FALSE | TRUE | America/Chicago | 3 | 56136 | 1840006785 | [10 empty] | HendricksMN
Salisbury | Salisbury | PA | Pennsylvania | 42111 | Somerset | 39.7535 | -79.0843 | 675 | 679 | polygon | FALSE | TRUE | America/New_York | 3 | 15558 | 1840003745 | [10 empty] | SalisburyPA
Leawood | Leawood | MO | Missouri | 29145 | Newton | 37.0333 | -94.4947 | 675 | 211 | polygon | FALSE | TRUE | America/Chicago | 3 | 64804 | 1840013044 | [10 empty] | LeawoodMO
Andrews | Andrews | FL | Florida | 12075 | Levy | 29.5496 | -82.8884 | 675 | 48 | polygon | FALSE | FALSE | America/New_York | 3 | 32626 32693 | 1840028972 | [10 empty] | AndrewsFL
Noorvik | Noorvik | AK | Alaska | 2188 | Northwest Arctic | 66.8292 | -161.0376 | 675 | 310 | polygon | FALSE | TRUE | America/Anchorage | 3 | 99763 | 1840023495 | [10 empty] | NoorvikAK
Tuntutuliak | Tuntutuliak | AK | Alaska | 2050 | Bethel | 60.3843 | -162.6838 | 675 | 2 | polygon | FALSE | FALSE | America/Nome | 3 | 99680 | 1840023349 | [10 empty] | TuntutuliakAK
Hebron | Hebron | ND | North Dakota | 38059 | Morton | 46.9023 | -102.0444 | 675 | 173 | polygon | FALSE | TRUE | America/North_Dakota/New_Salem | 3 | 58638 | 1840000198 | [10 empty] | HebronND
Alapaha | Alapaha | GA | Georgia | 13019 | Berrien | 31.3832 | -83.2237 | 675 | 253 | polygon | FALSE | TRUE | America/New_York | 3 | 31622 | 1840015870 | [10 empty] | AlapahaGA
Pennville | Pennville | IN | Indiana | 18075 | Jay | 40.492 | -85.147 | 675 | 524 | polygon | FALSE | TRUE | America/Indiana/Indianapolis | 3 | 47369 | 1840010421 | [10 empty] | PennvilleIN
Kirkwood | Kirkwood | IL | Illinois | 17187 | Warren | 40.8678 | -90.7483 | 675 | 277 | polygon | FALSE | TRUE | America/Chicago | 3 | 61447 | 1840011798 | [10 empty] | KirkwoodIL
Pe Ell | Pe Ell | WA | Washington | 53041 | Lewis | 46.5712 | -123.2982 | 675 | 440 | polygon | FALSE | TRUE | America/Los_Angeles | 3 | 98572 98522 | 1840022321 | [10 empty] | Pe EllWA
Weiner | Weiner | AR | Arkansas | 5111 | Poinsett | 35.6197 | -90.9054 | 674 | 190 | polygon | FALSE | TRUE | America/Chicago | 3 | 72479 | 1840015408 | [10 empty] | WeinerAR
Pikeville | Pikeville | NC | North Carolina | 37191 | Wayne | 35.4971 | -77.9879 | 674 | 344 | polygon | FALSE | TRUE | America/New_York | 3 | 27863 | 1840016324 | [10 empty] | PikevilleNC
Pine Valley | Pine Valley | NY | New York | 36015 | Chemung | 42.2273 | -76.8469 | 674 | 216 | polygon | FALSE | FALSE | America/New_York | 3 | 14845 14864 14872 | 1840026215 | [10 empty] | Pine ValleyNY
Nocona Hills | Nocona Hills | TX | Texas | 48337 | Montague | 33.8524 | -97.6435 | 674 | 49 | polygon | FALSE | FALSE | America/Chicago | 3 | 76255 | 1840025868 | [10 empty] | Nocona HillsTX
Penns Creek | Penns Creek | PA | Pennsylvania | 42109 | Snyder | 40.8631 | -77.0563 | 674 | 354 | polygon | FALSE | FALSE | America/New_York | 3 | 17862 17842 | 1840005362 | [10 empty] | Penns CreekPA
Ricardo | Ricardo | TX | Texas | 48273 | Kleberg | 27.4186 | -97.8476 | 674 | 58 | polygon | FALSE | FALSE | America/Chicago | 3 | 78363 | 1840026057 | [10 empty] | RicardoTX
Clayton | Clayton | IL | Illinois | 17001 | Adams | 40.0301 | -90.958 | 673 | 293 | polygon | FALSE | TRUE | America/Chicago | 3 | 62324 | 1840010506 | [10 empty] | ClaytonIL
New Bloomfield | New Bloomfield | MO | Missouri | 29027 | Callaway | 38.7167 | -92.0914 | 673 | 168 | polygon | FALSE | TRUE | America/Chicago | 3 | 65063 | 1840008561 | [10 empty] | New BloomfieldMO
Toksook Bay | Toksook Bay | AK | Alaska | 2050 | Bethel | 60.5333 | -165.1557 | 673 | 9 | polygon | FALSE | TRUE | America/Nome | 3 | 99637 | 1840023342 | [10 empty] | Toksook BayAK
Upper Marlboro | Upper Marlboro | MD | Maryland | 24033 | Prince George's | 38.8171 | -76.7546 | 673 | 632 | polygon | FALSE | TRUE | America/New_York | 3 | 20772 20773 20792 | 1840003828 | [10 empty] | Upper MarlboroMD
Kimball | Kimball | SD | South Dakota | 46015 | Brule | 43.7468 | -98.9569 | 673 | 84 | polygon | FALSE | TRUE | America/Chicago | 3 | 57355 | 1840002616 | [10 empty] | KimballSD
Bardwell | Bardwell | KY | Kentucky | 21039 | Carlisle | 36.874 | -89.0091 | 673 | 300 | polygon | FALSE | TRUE | America/Chicago | 3 | 42023 | 1840013287 | [10 empty] | BardwellKY
McAdenville | McAdenville | NC | North Carolina | 37071 | Gaston | 35.2652 | -81.0805 | 673 | 191 | polygon | FALSE | TRUE | America/New_York | 3 | 28101 28098 | 1840016394 | [10 empty] | McAdenvilleNC
Chillicothe | Chillicothe | TX | Texas | 48197 | Hardeman | 34.256 | -99.5144 | 673 | 254 | polygon | FALSE | TRUE | America/Chicago | 3 | 79225 | 1840019257 | [10 empty] | ChillicotheTX
Carrizo Hill | Carrizo Hill | TX | Texas | 48127 | Dimmit | 28.5033 | -99.8294 | 673 | 541 | polygon | FALSE | FALSE | America/Chicago | 3 | 78834 | 1840037036 | [10 empty] | Carrizo HillTX
Lytle Creek | Lytle Creek | CA | California | 6071 | San Bernardino | 34.2499 | -117.5044 | 673 | 43 | polygon | FALSE | FALSE | America/Los_Angeles | 3 | 92358 | 1840024932 | [10 empty] | Lytle CreekCA
New Underwood | New Underwood | SD | South Dakota | 46103 | Pennington | 44.0978 | -102.8362 | 673 | 233 | polygon | FALSE | TRUE | America/Denver | 3 | 57761 | 1840000318 | [10 empty] | New UnderwoodSD
Haviland | Haviland | KS | Kansas | 20097 | Kiowa | 37.6174 | -99.1059 | 672 | 526 | polygon | FALSE | TRUE | America/Chicago | 3 | 67059 | 1840001691 | [10 empty] | HavilandKS
Sunset Valley | Sunset Valley | TX | Texas | 48453 | Travis | 30.2258 | -97.8158 | 672 | 185 | polygon | FALSE | TRUE | America/Chicago | 3 | 78745 78735 | 1840022179 | [10 empty] | Sunset ValleyTX
Brownsboro Farm | Brownsboro Farm | KY | Kentucky | 21111 | Jefferson | 38.304 | -85.5946 | 672 | 1141 | polygon | FALSE | TRUE | America/New_York | 3 | 40241 | 1840030395 | [10 empty] | Brownsboro FarmKY
Kasota | Kasota | MN | Minnesota | 27079 | Le Sueur | 44.2916 | -93.9689 | 672 | 213 | polygon | FALSE | TRUE | America/Chicago | 3 | 56050 56082 | 1840007884 | [10 empty] | KasotaMN
McNary | McNary | AZ | Arizona | 4001 | Apache | 34.0923 | -109.8541 | 672 | 47 | polygon | FALSE | FALSE | America/Phoenix | 3 | 85935 85930 | 1840018996 | [10 empty] | McNaryAZ
Blue Ridge Summit | Blue Ridge Summit | PA | Pennsylvania | 42055 | Franklin | 39.7256 | -77.4687 | 672 | 349 | polygon | FALSE | FALSE | America/New_York | 3 | 17214 | 1840026532 | [10 empty] | Blue Ridge SummitPA
Ellendale | Ellendale | MN | Minnesota | 27147 | Steele | 43.8727 | -93.2993 | 672 | 311 | polygon | FALSE | TRUE | America/Chicago | 3 | 56026 | 1840007911 | [10 empty] | EllendaleMN
Six Mile | Six Mile | SC | South Carolina | 45077 | Pickens | 34.8082 | -82.8154 | 672 | 127 | polygon | FALSE | TRUE | America/New_York | 3 | 29682 | 1840017888 | [10 empty] | Six MileSC
Rowes Run | Rowes Run | PA | Pennsylvania | 42051 | Fayette | 40.0089 | -79.8177 | 672 | 210 | polygon | FALSE | FALSE | America/New_York | 3 | 15442 | 1840024356 | [10 empty] | Rowes RunPA
Sunset Village | Sunset Village | GA | Georgia | 13293 | Upson | 32.8947 | -84.4057 | 672 | 54 | polygon | FALSE | FALSE | America/New_York | 3 | 30286 | 1840013796 | [10 empty] | Sunset VillageGA
Adams | Adams | TN | Tennessee | 47147 | Robertson | 36.5826 | -87.0634 | 671 | 98 | polygon | FALSE | TRUE | America/Chicago | 3 | 37010 | 1840013294 | [10 empty] | AdamsTN
Farmersville | Farmersville | IL | Illinois | 17135 | Montgomery | 39.4412 | -89.6521 | 671 | 368 | polygon | FALSE | TRUE | America/Chicago | 3 | 62533 | 1840012639 | [10 empty] | FarmersvilleIL
Strawn | Strawn | TX | Texas | 48363 | Palo Pinto | 32.5509 | -98.4978 | 671 | 332 | polygon | FALSE | TRUE | America/Chicago | 3 | 76475 | 1840022039 | [10 empty] | StrawnTX
South Hills | South Hills | MT | Montana | 30043 | Jefferson | 46.5564 | -111.9974 | 671 | 44 | polygon | FALSE | TRUE | America/Denver | 3 | 59634 | 1840039735 | [10 empty] | South HillsMT
Marble | Marble | MN | Minnesota | 27061 | Itasca | 47.328 | -93.294 | 671 | 60 | polygon | FALSE | TRUE | America/Chicago | 3 | 55709 55764 | 1840007715 | [10 empty] | MarbleMN
Morley | Morley | MO | Missouri | 29201 | Scott | 37.0433 | -89.6122 | 671 | 323 | polygon | FALSE | TRUE | America/Chicago | 3 | 63767 | 1840008783 | [10 empty] | MorleyMO
Kuttawa | Kuttawa | KY | Kentucky | 21143 | Lyon | 37.0594 | -88.1149 | 670 | 118 | polygon | FALSE | TRUE | America/Chicago | 3 | 42038 42055 | 1840014393 | [10 empty] | KuttawaKY
Petrolia | Petrolia | TX | Texas | 48077 | Clay | 34.0132 | -98.2312 | 670 | 350 | polygon | FALSE | TRUE | America/Chicago | 3 | 76377 | 1840020548 | [10 empty] | PetroliaTX
Watkins | Watkins | CO | Colorado | 8005 | Arapahoe | 39.6971 | -104.5787 | 670 | 9 | polygon | FALSE | FALSE | America/Denver | 3 | 80137 | 1840028451 | [10 empty] | WatkinsCO
Cecilton | Cecilton | MD | Maryland | 24015 | Cecil | 39.4046 | -75.8675 | 670 | 535 | polygon | FALSE | TRUE | America/New_York | 3 | 21913 | 1840005636 | [10 empty] | CeciltonMD
St. Florian | St. Florian | AL | Alabama | 1077 | Lauderdale | 34.8714 | -87.6224 | 670 | 68 | polygon | FALSE | TRUE | America/Chicago | 3 | 35634 | 1840017892 | [10 empty] | St. FlorianAL
Lakehead | Lakehead | CA | California | 6089 | Shasta | 40.9007 | -122.3924 | 670 | 55 | polygon | FALSE | FALSE | America/Los_Angeles | 3 | 96051 | 1840028161 | [10 empty] | LakeheadCA
Vader | Vader | WA | Washington | 53041 | Lewis | 46.4045 | -122.9569 | 670 | 278 | polygon | FALSE | TRUE | America/Los_Angeles | 3 | 98593 | 1840021163 | [10 empty] | VaderWA
Waterloo | Waterloo | CA | California | 6077 | San Joaquin | 38.0365 | -121.1846 | 670 | 47 | polygon | FALSE | FALSE | America/Los_Angeles | 3 | 95215 | 1840026771 | [10 empty] | WaterlooCA
Hillman | Hillman | MI | Michigan | 26119 | Montmorency | 45.0647 | -83.8975 | 669 | 158 | polygon | FALSE | TRUE | America/Detroit | 3 | 49746 | 1840010927 | [10 empty] | HillmanMI
Walnut Creek | Walnut Creek | AZ | Arizona | 4015 | Mohave | 35.1312 | -114.1267 | 669 | 168 | polygon | FALSE | TRUE | America/Phoenix | 3 | 86413 | 1840075545 | [10 empty] | Walnut CreekAZ
Armour | Armour | SD | South Dakota | 46043 | Douglas | 43.319 | -98.3448 | 669 | 273 | polygon | FALSE | TRUE | America/Chicago | 3 | 57313 | 1840002861 | [10 empty] | ArmourSD
McRae | McRae | AR | Arkansas | 5145 | White | 35.1119 | -91.8253 | 669 | 383 | polygon | FALSE | TRUE | America/Chicago | 3 | 72102 | 1840015428 | [10 empty] | McRaeAR
Oak Grove | Oak Grove | TX | Texas | 48257 | Kaufman | 32.5327 | -96.3186 | 669 | 131 | polygon | FALSE | TRUE | America/Chicago | 3 | 75142 | 1840023035 | [10 empty] | Oak GroveTX
Rocky Hill | Rocky Hill | NJ | New Jersey | 34035 | Somerset | 40.4002 | -74.6405 | 669 | 422 | polygon | FALSE | TRUE | America/New_York | 3 | 8553 | 1840001055 | [10 empty] | Rocky HillNJ
Hull | Hull | TX | Texas | 48291 | Liberty | 30.1464 | -94.6422 | 669 | 129 | polygon | FALSE | FALSE | America/Chicago | 3 | 77564 | 1840026019 | [10 empty] | HullTX
Colton | Colton | SD | South Dakota | 46099 | Minnehaha | 43.7871 | -96.928 | 669 | 368 | polygon | FALSE | TRUE | America/Chicago | 3 | 57018 | 1840000339 | [10 empty] | ColtonSD
Freeport | Freeport | MN | Minnesota | 27145 | Stearns | 45.6627 | -94.6888 | 669 | 219 | polygon | FALSE | TRUE | America/Chicago | 3 | 56331 | 1840007779 | [10 empty] | FreeportMN
Bluford | Bluford | IL | Illinois | 17081 | Jefferson | 38.3256 | -88.735 | 669 | 166 | polygon | FALSE | TRUE | America/Chicago | 3 | 62814 | 1840012910 | [10 empty] | BlufordIL
Osmond | Osmond | WY | Wyoming | 56023 | Lincoln | 42.6777 | -110.9408 | 669 | 81 | polygon | FALSE | FALSE | America/Denver | 3 | 83110 | 1840024048 | [10 empty] | OsmondWY
Palmer | Palmer | TN | Tennessee | 47061 | Grundy | 35.3576 | -85.5656 | 668 | 52 | polygon | FALSE | TRUE | America/Chicago | 3 | 37365 | 1840016345 | [10 empty] | PalmerTN
McBain | McBain | MI | Michigan | 26113 | Missaukee | 44.1961 | -85.2154 | 668 | 204 | polygon | FALSE | TRUE | America/Detroit | 3 | 49657 | 1840002515 | [10 empty] | McBainMI
South Royalton | South Royalton | VT | Vermont | 50027 | Windsor | 43.8123 | -72.5156 | 668 | 232 | polygon | FALSE | FALSE | America/New_York | 3 | 5068 | 1840025413 | [10 empty] | South RoyaltonVT
Saybrook | Saybrook | IL | Illinois | 17113 | McLean | 40.4281 | -88.5263 | 668 | 325 | polygon | FALSE | TRUE | America/Chicago | 3 | 61770 | 1840011981 | [10 empty] | SaybrookIL
Bristow Cove | Bristow Cove | AL | Alabama | 1055 | Etowah | 34.1092 | -86.241 | 668 | 23 | polygon | FALSE | TRUE | America/Chicago | 3 | 35956 | 1840037800 | [10 empty] | Bristow CoveAL
Caroleen | Caroleen | NC | North Carolina | 37161 | Rutherford | 35.2811 | -81.7914 | 668 | 232 | polygon | FALSE | FALSE | America/New_York | 3 | 28043 28040 28114 28019 | 1840025816 | [10 empty] | CaroleenNC
Happy | Happy | TX | Texas | 48437 | Swisher | 34.7416 | -101.8572 | 668 | 243 | polygon | FALSE | TRUE | America/Chicago | 3 | 79042 | 1840021881 | [10 empty] | HappyTX
Adrian | Adrian | GA | Georgia | 13107 | Emanuel | 32.5306 | -82.592 | 668 | 187 | polygon | FALSE | TRUE | America/New_York | 3 | 31002 | 1840013805 | [10 empty] | AdrianGA
Chattaroy | Chattaroy | WV | West Virginia | 54059 | Mingo | 37.7062 | -82.2737 | 668 | 126 | polygon | FALSE | FALSE | America/New_York | 3 | 25661 25667 | 1840006355 | [10 empty] | ChattaroyWV
Efland | Efland | NC | North Carolina | 37135 | Orange | 36.0806 | -79.1718 | 668 | 144 | polygon | FALSE | FALSE | America/New_York | 3 | 27243 | 1840025778 | [10 empty] | EflandNC
Coggon | Coggon | IA | Iowa | 19113 | Linn | 42.2783 | -91.5304 | 667 | 412 | polygon | FALSE | TRUE | America/Chicago | 3 | 52218 | 1840006984 | [10 empty] | CoggonIA
Silver Cliff | Silver Cliff | CO | Colorado | 8027 | Custer | 38.1204 | -105.4104 | 667 | 16 | polygon | FALSE | TRUE | America/Denver | 3 | 81252 | 1840022524 | [10 empty] | Silver CliffCO
Liberty | Liberty | MS | Mississippi | 28005 | Amite | 31.1611 | -90.8006 | 667 | 124 | polygon | FALSE | TRUE | America/Chicago | 3 | 39645 | 1840017113 | [10 empty] | LibertyMS
PeÃ±asco | Penasco | NM | New Mexico | 35055 | Taos | 36.1703 | -105.6907 | 667 | 211 | polygon | FALSE | FALSE | America/Denver | 3 | 87553 | 1840019009 | [10 empty] | PeÃ±ascoNM
Sligo | Sligo | PA | Pennsylvania | 42031 | Clarion | 41.1081 | -79.4964 | 666 | 182 | polygon | FALSE | TRUE | America/New_York | 3 | 16255 | 1840003463 | [10 empty] | SligoPA
Beverly | Beverly | WV | West Virginia | 54083 | Randolph | 38.8442 | -79.8718 | 666 | 585 | polygon | FALSE | TRUE | America/New_York | 3 | 26253 | 1840005992 | [10 empty] | BeverlyWV
Rushville | Rushville | NY | New York | 36123 | Yates | 42.7607 | -77.2274 | 666 | 402 | polygon | FALSE | TRUE | America/New_York | 3 | 14544 | 1840004504 | [10 empty] | RushvilleNY
Sebeka | Sebeka | MN | Minnesota | 27159 | Wadena | 46.629 | -95.0878 | 666 | 104 | polygon | FALSE | TRUE | America/Chicago | 3 | 56477 | 1840008843 | [10 empty] | SebekaMN
La Tina Ranch | La Tina Ranch | TX | Texas | 48061 | Cameron | 26.2031 | -97.4764 | 666 | 36 | polygon | FALSE | FALSE | America/Chicago | 3 | 78583 | 1840036260 | [10 empty] | La Tina RanchTX
Cloverdale | Cloverdale | MS | Mississippi | 28001 | Adams | 31.496 | -91.4152 | 666 | 226 | polygon | FALSE | FALSE | America/Chicago | 3 | 39120 | 1840025950 | [10 empty] | CloverdaleMS
White Hall | White Hall | WV | West Virginia | 54049 | Marion | 39.4241 | -80.1889 | 666 | 244 | polygon | FALSE | TRUE | America/New_York | 3 | 26554 | 1840005738 | [10 empty] | White HallWV
Canyon City | Canyon City | OR | Oregon | 41023 | Grant | 44.393 | -118.9494 | 666 | 182 | polygon | FALSE | TRUE | America/Los_Angeles | 3 | 97820 | 1840022349 | [10 empty] | Canyon CityOR
Forest View | Forest View | IL | Illinois | 17031 | Cook | 41.8073 | -87.7798 | 666 | 220 | polygon | FALSE | TRUE | America/Chicago | 3 | 60402 60638 60804 | 1840011277 | [10 empty] | Forest ViewIL
Eckhart Mines | Eckhart Mines | MD | Maryland | 24001 | Allegany | 39.6553 | -78.8941 | 665 | 168 | polygon | FALSE | FALSE | America/New_York | 3 | 21532 21528 | 1840026619 | [10 empty] | Eckhart MinesMD
Potosi | Potosi | WI | Wisconsin | 55043 | Grant | 42.6875 | -90.7108 | 665 | 156 | polygon | FALSE | TRUE | America/Chicago | 3 | 53820 | 1840002982 | [10 empty] | PotosiWI
Turbotville | Turbotville | PA | Pennsylvania | 42097 | Northumberland | 41.1019 | -76.7695 | 665 | 571 | polygon | FALSE | TRUE | America/New_York | 3 | 17772 | 1840000852 | [10 empty] | TurbotvillePA
Albert City | Albert City | IA | Iowa | 19021 | Buena Vista | 42.7816 | -94.9491 | 665 | 471 | polygon | FALSE | TRUE | America/Chicago | 3 | 50510 | 1840006898 | [10 empty] | Albert CityIA
Chemung | Chemung | IL | Illinois | 17111 | McHenry | 42.4162 | -88.6642 | 665 | 913 | polygon | FALSE | FALSE | America/Chicago | 3 | 60033 | 1840025503 | [10 empty] | ChemungIL
Eleva | Eleva | WI | Wisconsin | 55121 | Trempealeau | 44.5763 | -91.4705 | 665 | 451 | polygon | FALSE | TRUE | America/Chicago | 3 | 54738 | 1840002389 | [10 empty] | ElevaWI
Sullivan | Sullivan | WI | Wisconsin | 55055 | Jefferson | 43.0118 | -88.5903 | 665 | 226 | polygon | FALSE | TRUE | America/Chicago | 3 | 53178 | 1840002998 | [10 empty] | SullivanWI
Taholah | Taholah | WA | Washington | 53027 | Grays Harbor | 47.3283 | -124.2728 | 665 | 74 | polygon | FALSE | FALSE | America/Los_Angeles | 3 | 98587 | 1840018447 | [10 empty] | TaholahWA
Bodega Bay | Bodega Bay | CA | California | 6097 | Sonoma | 38.325 | -123.0308 | 665 | 30 | polygon | FALSE | FALSE | America/Los_Angeles | 3 | 94923 | 1840017571 | [10 empty] | Bodega BayCA
Ocean Isle Beach | Ocean Isle Beach | NC | North Carolina | 37019 | Brunswick | 33.9011 | -78.4394 | 665 | 69 | polygon | FALSE | TRUE | America/New_York | 3 | 28469 | 1840016689 | [10 empty] | Ocean Isle BeachNC
Auburndale | Auburndale | WI | Wisconsin | 55141 | Wood | 44.6266 | -90.0144 | 665 | 123 | polygon | FALSE | TRUE | America/Chicago | 3 | 54412 | 1840002331 | [10 empty] | AuburndaleWI
Cliffside | Cliffside | NC | North Carolina | 37161 | Rutherford | 35.248 | -81.7653 | 665 | 110 | polygon | FALSE | FALSE | America/New_York | 3 | 28114 | 1840025817 | [10 empty] | CliffsideNC
Pleasant Hill | Pleasant Hill | TX | Texas | 48373 | Polk | 31.0033 | -94.7936 | 665 | 96 | polygon | FALSE | FALSE | America/Chicago | 3 | 75939 | 1840025987 | [10 empty] | Pleasant HillTX
Mathiston | Mathiston | MS | Mississippi | 28155 | Webster | 33.539 | -89.1277 | 664 | 104 | polygon | FALSE | TRUE | America/Chicago | 3 | 39752 | 1840016817 | [10 empty] | MathistonMS
Thompsontown | Thompsontown | PA | Pennsylvania | 42067 | Juniata | 40.5658 | -77.2362 | 664 | 786 | polygon | FALSE | TRUE | America/New_York | 3 | 17094 | 1840003622 | [10 empty] | ThompsontownPA
South New Castle | South New Castle | PA | Pennsylvania | 42073 | Lawrence | 40.9747 | -80.3457 | 664 | 790 | polygon | FALSE | TRUE | America/New_York | 3 | 16102 | 1840000940 | [10 empty] | South New CastlePA
Russia | Russia | OH | Ohio | 39149 | Shelby | 40.2341 | -84.4077 | 664 | 326 | polygon | FALSE | TRUE | America/New_York | 3 | 45363 | 1840012196 | [10 empty] | RussiaOH
Loretto | Loretto | MN | Minnesota | 27053 | Hennepin | 45.0548 | -93.6353 | 664 | 993 | polygon | FALSE | TRUE | America/Chicago | 3 | 55357 | 1840008922 | [10 empty] | LorettoMN
Holden Beach | Holden Beach | NC | North Carolina | 37019 | Brunswick | 33.912 | -78.3182 | 664 | 93 | polygon | FALSE | TRUE | America/New_York | 3 | 28462 | 1840016682 | [10 empty] | Holden BeachNC
Potters Hill | Potters Hill | NC | North Carolina | 37061 | Duplin | 34.9645 | -77.6983 | 664 | 47 | polygon | FALSE | FALSE | America/New_York | 3 | 28572 | 1840025833 | [10 empty] | Potters HillNC
Joppa | Joppa | AL | Alabama | 1043 | Cullman | 34.2982 | -86.5506 | 664 | 131 | polygon | FALSE | FALSE | America/Chicago | 3 | 35016 35087 | 1840025862 | [10 empty] | JoppaAL
Racine | Racine | OH | Ohio | 39105 | Meigs | 38.9685 | -81.9112 | 664 | 488 | polygon | FALSE | TRUE | America/New_York | 3 | 45771 | 1840012747 | [10 empty] | RacineOH
Friendship | Friendship | TN | Tennessee | 47033 | Crockett | 35.9084 | -89.2414 | 664 | 194 | polygon | FALSE | TRUE | America/Chicago | 3 | 38034 | 1840013393 | [10 empty] | FriendshipTN
Center City | Center City | MN | Minnesota | 27025 | Chisago | 45.3941 | -92.8141 | 664 | 438 | polygon | FALSE | TRUE | America/Chicago | 3 | 55012 | 1840000268 | [10 empty] | Center CityMN
Sycamore | Sycamore | GA | Georgia | 13287 | Turner | 31.671 | -83.6353 | 664 | 259 | polygon | FALSE | TRUE | America/New_York | 3 | 31790 | 1840015854 | [10 empty] | SycamoreGA
Kooskia | Kooskia | ID | Idaho | 16049 | Idaho | 46.1413 | -115.9766 | 664 | 405 | polygon | FALSE | TRUE | America/Los_Angeles | 3 | 83539 | 1840019895 | [10 empty] | KooskiaID
Bolt | Bolt | WV | West Virginia | 54081 | Raleigh | 37.7624 | -81.4189 | 664 | 47 | polygon | FALSE | FALSE | America/New_York | 3 | 25817 | 1840025707 | [10 empty] | BoltWV
Deer Creek | Deer Creek | IL | Illinois | 17179 | Tazewell | 40.6293 | -89.3313 | 663 | 478 | polygon | FALSE | TRUE | America/Chicago | 3 | 61733 | 1840011988 | [10 empty] | Deer CreekIL
Kernville | Kernville | CA | California | 6029 | Kern | 35.7531 | -118.4321 | 663 | 20 | polygon | FALSE | FALSE | America/Los_Angeles | 3 | 93238 | 1840017822 | [10 empty] | KernvilleCA
Crofton | Crofton | NE | Nebraska | 31107 | Knox | 42.7315 | -97.4986 | 663 | 400 | polygon | FALSE | TRUE | America/Chicago | 3 | 68730 | 1840002459 | [10 empty] | CroftonNE
Silverton | Silverton | CO | Colorado | 8111 | San Juan | 37.811 | -107.6648 | 663 | 306 | polygon | FALSE | TRUE | America/Denver | 3 | 81433 | 1840022540 | [10 empty] | SilvertonCO
St. Leon | St. Leon | IN | Indiana | 18029 | Dearborn | 39.2935 | -84.9641 | 663 | 37 | polygon | FALSE | TRUE | America/New_York | 3 | 47060 47012 | 1840010677 | [10 empty] | St. LeonIN
Oldenburg | Oldenburg | IN | Indiana | 18047 | Franklin | 39.3388 | -85.2041 | 663 | 595 | polygon | FALSE | TRUE | America/Indiana/Indianapolis | 3 | 47006 47036 | 1840009598 | [10 empty] | OldenburgIN
Two Rivers | Two Rivers | AK | Alaska | 2090 | Fairbanks North Star | 64.8908 | -147.0898 | 663 | 9 | polygon | FALSE | FALSE | America/Anchorage | 3 | 99712 | 1840023525 | [10 empty] | Two RiversAK
James Town | James Town | WY | Wyoming | 56037 | Sweetwater | 41.5651 | -109.5392 | 663 | 80 | polygon | FALSE | FALSE | America/Denver | 3 | 82935 | 1840017466 | [10 empty] | James TownWY
Puryear | Puryear | TN | Tennessee | 47079 | Henry | 36.4413 | -88.3324 | 663 | 270 | polygon | FALSE | TRUE | America/Chicago | 3 | 38251 | 1840014439 | [10 empty] | PuryearTN
Addison | Addison | WV | West Virginia | 54101 | Webster | 38.4782 | -80.4082 | 663 | 568 | polygon | FALSE | TRUE | America/New_York | 3 | 26288 | 1840073748 | [10 empty] | AddisonWV
Vayas | Vayas | PR | Puerto Rico | 72113 | Ponce | 18.0541 | -66.5858 | 662 | 2384 | polygon | FALSE | FALSE | America/Puerto_Rico | 2 | 731 | 1630026088 | [10 empty] | VayasPR
Lake Winola | Lake Winola | PA | Pennsylvania | 42131 | Wyoming | 41.5105 | -75.8509 | 662 | 165 | polygon | FALSE | FALSE | America/New_York | 3 | 18419 18625 18615 | 1840026294 | [10 empty] | Lake WinolaPA
Greenwood | Greenwood | FL | Florida | 12063 | Jackson | 30.8727 | -85.1612 | 662 | 56 | polygon | FALSE | TRUE | America/Chicago | 3 | 32443 | 1840017152 | [10 empty] | GreenwoodFL
Matherville | Matherville | IL | Illinois | 17131 | Mercer | 41.2596 | -90.6055 | 662 | 653 | polygon | FALSE | TRUE | America/Chicago | 3 | 61231 61263 | 1840011678 | [10 empty] | MathervilleIL
Viola | Viola | WI | Wisconsin | 55103 | Richland | 43.507 | -90.6735 | 662 | 256 | polygon | FALSE | TRUE | America/Chicago | 3 | 54664 | 1840002815 | [10 empty] | ViolaWI
Mountain Lakes | Mountain Lakes | NH | New Hampshire | 33009 | Grafton | 44.1205 | -71.9579 | 662 | 72 | polygon | FALSE | FALSE | America/New_York | 3 | 03774 03785 | 1840026129 | [10 empty] | Mountain LakesNH
Oneida | Oneida | IL | Illinois | 17095 | Knox | 41.0722 | -90.2247 | 662 | 334 | polygon | FALSE | TRUE | America/Chicago | 3 | 61467 | 1840009351 | [10 empty] | OneidaIL
Austinburg | Austinburg | OH | Ohio | 39007 | Ashtabula | 41.7692 | -80.8556 | 662 | 77 | polygon | FALSE | FALSE | America/New_York | 3 | 44010 | 1840026244 | [10 empty] | AustinburgOH
Alda | Alda | NE | Nebraska | 31079 | Hall | 40.8666 | -98.4679 | 662 | 452 | polygon | FALSE | TRUE | America/Chicago | 3 | 68810 | 1840010331 | [10 empty] | AldaNE
Bay View | Bay View | WA | Washington | 53057 | Skagit | 48.487 | -122.4628 | 662 | 98 | polygon | FALSE | FALSE | America/Los_Angeles | 3 | 98273 | 1840037745 | [10 empty] | Bay ViewWA
Rolling Fields | Rolling Fields | KY | Kentucky | 21111 | Jefferson | 38.2689 | -85.6708 | 661 | 1098 | polygon | FALSE | TRUE | America/New_York | 3 | 40207 | 1840014303 | [10 empty] | Rolling FieldsKY
Loghill Village | Loghill Village | CO | Colorado | 8091 | Ouray | 38.1962 | -107.779 | 661 | 45 | polygon | FALSE | FALSE | America/Denver | 3 | 81432 | 1840028564 | [10 empty] | Loghill VillageCO
Strykersville | Strykersville | NY | New York | 36121 | Wyoming | 42.708 | -78.4483 | 661 | 74 | polygon | FALSE | FALSE | America/New_York | 3 | 14145 | 1840025472 | [10 empty] | StrykersvilleNY
Timber Lakes | Timber Lakes | UT | Utah | 49051 | Wasatch | 40.4733 | -111.2533 | 661 | 28 | polygon | FALSE | FALSE | America/Denver | 3 | 84032 | 1840037250 | [10 empty] | Timber LakesUT
Manzanita | Manzanita | OR | Oregon | 41057 | Tillamook | 45.7165 | -123.9352 | 661 | 310 | polygon | FALSE | TRUE | America/Los_Angeles | 3 | 97130 | 1840019928 | [10 empty] | ManzanitaOR
Cleveland | Cleveland | MO | Missouri | 29037 | Cass | 38.6788 | -94.598 | 661 | 172 | polygon | FALSE | TRUE | America/Chicago | 3 | 64734 | 1840007460 | [10 empty] | ClevelandMO
Ashley | Ashley | ND | North Dakota | 38051 | McIntosh | 46.0347 | -99.3736 | 661 | 396 | polygon | FALSE | TRUE | America/Chicago | 3 | 58413 | 1840001986 | [10 empty] | AshleyND
Thunderbird Bay | Thunderbird Bay | TX | Texas | 48049 | Brown | 31.9087 | -99.0207 | 661 | 100 | polygon | FALSE | TRUE | America/Chicago | 3 | 76857 | 1840042639 | [10 empty] | Thunderbird BayTX
Elmwood | Elmwood | NE | Nebraska | 31025 | Cass | 40.8426 | -96.2947 | 661 | 679 | polygon | FALSE | TRUE | America/Chicago | 3 | 68349 | 1840011812 | [10 empty] | ElmwoodNE
Mechanicsburg | Mechanicsburg | IL | Illinois | 17167 | Sangamon | 39.8021 | -89.4067 | 661 | 246 | polygon | FALSE | TRUE | America/Chicago | 3 | 62545 | 1840012450 | [10 empty] | MechanicsburgIL
Strathmoor Village | Strathmoor Village | KY | Kentucky | 21111 | Jefferson | 38.2208 | -85.6778 | 660 | 2440 | polygon | FALSE | TRUE | America/New_York | 2 | 40205 | 1840030590 | [10 empty] | Strathmoor VillageKY
La Prairie | La Prairie | MN | Minnesota | 27061 | Itasca | 47.2302 | -93.4913 | 660 | 154 | polygon | FALSE | TRUE | America/Chicago | 3 | 55744 | 1840007718 | [10 empty] | La PrairieMN
New Cuyama | New Cuyama | CA | California | 6083 | Santa Barbara | 34.9421 | -119.6808 | 660 | 361 | polygon | FALSE | FALSE | America/Los_Angeles | 3 | 93254 | 1840024984 | [10 empty] | New CuyamaCA
Arroyo Colorado Estates | Arroyo Colorado Estates | TX | Texas | 48061 | Cameron | 26.1864 | -97.6113 | 660 | 236 | polygon | FALSE | TRUE | America/Chicago | 3 | 78586 | 1840037103 | [10 empty] | Arroyo Colorado EstatesTX
Flovilla | Flovilla | GA | Georgia | 13035 | Butts | 33.2524 | -83.903 | 660 | 130 | polygon | FALSE | TRUE | America/New_York | 3 | 30216 | 1840013767 | [10 empty] | FlovillaGA
Meridian Station | Meridian Station | MS | Mississippi | 28075 | Lauderdale | 32.5485 | -88.6092 | 660 | 150 | polygon | TRUE | TRUE | America/Chicago | 3 | 39335 39309 39305 | 1840073864 | [10 empty] | Meridian StationMS
Agency | Agency | MO | Missouri | 29021 | Buchanan | 39.6698 | -94.7587 | 660 | 69 | polygon | FALSE | TRUE | America/Chicago | 3 | 64401 64507 | 1840010601 | [10 empty] | AgencyMO
Cisne | Cisne | IL | Illinois | 17191 | Wayne | 38.5141 | -88.4374 | 660 | 404 | polygon | FALSE | TRUE | America/Chicago | 3 | 62823 | 1840010785 | [10 empty] | CisneIL
Parkway Village | Parkway Village | KY | Kentucky | 21111 | Jefferson | 38.2113 | -85.7381 | 660 | 2907 | polygon | FALSE | TRUE | America/New_York | 2 | 40217 | 1840014299 | [10 empty] | Parkway VillageKY
Motley | Motley | MN | Minnesota | 27097 | Morrison | 46.3349 | -94.6423 | 660 | 183 | polygon | FALSE | TRUE | America/Chicago | 3 | 56466 | 1840007758 | [10 empty] | MotleyMN
Welling | Welling | OK | Oklahoma | 40021 | Cherokee | 35.8561 | -94.8458 | 660 | 8 | polygon | FALSE | FALSE | America/Chicago | 3 | 74471 74960 | 1840019080 | [10 empty] | WellingOK
Amherst | Amherst | TX | Texas | 48279 | Lamb | 34.012 | -102.4148 | 660 | 278 | polygon | FALSE | TRUE | America/Chicago | 3 | 79312 | 1840019274 | [10 empty] | AmherstTX
Story | Story | WY | Wyoming | 56033 | Sheridan | 44.5731 | -106.9142 | 660 | 35 | polygon | FALSE | FALSE | America/Denver | 3 | 82842 | 1840018597 | [10 empty] | StoryWY
Deer Lake | Deer Lake | PA | Pennsylvania | 42107 | Schuylkill | 40.6214 | -76.0565 | 659 | 580 | polygon | FALSE | TRUE | America/New_York | 3 | 17961 17922 | 1840002757 | [10 empty] | Deer LakePA
St. Edward | St. Edward | NE | Nebraska | 31011 | Boone | 41.5715 | -97.8611 | 659 | 386 | polygon | FALSE | TRUE | America/Chicago | 3 | 68660 | 1840009203 | [10 empty] | St. EdwardNE
Genoa | Genoa | NV | Nevada | 32005 | Douglas | 39.0256 | -119.8309 | 659 | 27 | polygon | FALSE | FALSE | America/Los_Angeles | 3 | 89411 | 1840024555 | [10 empty] | GenoaNV
Heidelberg | Heidelberg | MS | Mississippi | 28061 | Jasper | 31.8898 | -88.9879 | 659 | 49 | polygon | FALSE | TRUE | America/Chicago | 3 | 39439 | 1840015833 | [10 empty] | HeidelbergMS
Palmyra | Palmyra | IL | Illinois | 17117 | Macoupin | 39.4345 | -89.9959 | 659 | 254 | polygon | FALSE | TRUE | America/Chicago | 3 | 62674 | 1840012658 | [10 empty] | PalmyraIL
Millington | Millington | IL | Illinois | 17093 | Kendall | 41.5623 | -88.6023 | 659 | 359 | polygon | FALSE | TRUE | America/Chicago | 3 | 60537 | 1840011506 | [10 empty] | MillingtonIL
Pippa Passes | Pippa Passes | KY | Kentucky | 21119 | Knott | 37.3342 | -82.8733 | 659 | 570 | polygon | FALSE | TRUE | America/New_York | 3 | 41844 | 1840014372 | [10 empty] | Pippa PassesKY
Dalzell | Dalzell | IL | Illinois | 17011 | Bureau | 41.3551 | -89.1759 | 659 | 262 | polygon | FALSE | TRUE | America/Chicago | 3 | 61362 61320 | 1840011571 | [10 empty] | DalzellIL
Blairstown | Blairstown | IA | Iowa | 19011 | Benton | 41.9059 | -92.0821 | 659 | 512 | polygon | FALSE | TRUE | America/Chicago | 3 | 52209 | 1840006983 | [10 empty] | BlairstownIA
Maury City | Maury City | TN | Tennessee | 47033 | Crockett | 35.8145 | -89.2239 | 659 | 225 | polygon | FALSE | TRUE | America/Chicago | 3 | 38050 38001 | 1840016235 | [10 empty] | Maury CityTN
Taylor Springs | Taylor Springs | IL | Illinois | 17135 | Montgomery | 39.131 | -89.4947 | 659 | 249 | polygon | FALSE | TRUE | America/Chicago | 3 | 62089 62049 | 1840012645 | [10 empty] | Taylor SpringsIL
Bluffs | Bluffs | IL | Illinois | 17171 | Scott | 39.7494 | -90.5352 | 659 | 285 | polygon | FALSE | TRUE | America/Chicago | 3 | 62621 | 1840012564 | [10 empty] | BluffsIL
Wabasso | Wabasso | MN | Minnesota | 27127 | Redwood | 44.4025 | -95.2554 | 659 | 299 | polygon | FALSE | TRUE | America/Chicago | 3 | 56293 | 1840010016 | [10 empty] | WabassoMN
Santa Clara | Santa Clara | PR | Puerto Rico | 72007 | Aguas Buenas | 18.211 | -66.132 | 659 | 821 | polygon | FALSE | FALSE | America/Puerto_Rico | 3 | 703 | 1630023675 | [10 empty] | Santa ClaraPR
Clio | Clio | SC | South Carolina | 45069 | Marlboro | 34.5791 | -79.5461 | 658 | 296 | polygon | FALSE | TRUE | America/New_York | 3 | 29525 | 1840016587 | [10 empty] | ClioSC
San Luis | San Luis | CO | Colorado | 8023 | Costilla | 37.2024 | -105.4225 | 658 | 448 | polygon | FALSE | TRUE | America/Denver | 3 | 81152 | 1840022549 | [10 empty] | San LuisCO
Stanwood | Stanwood | IA | Iowa | 19031 | Cedar | 41.8927 | -91.1488 | 658 | 321 | polygon | FALSE | TRUE | America/Chicago | 3 | 52337 | 1840009199 | [10 empty] | StanwoodIA
Ona | Ona | FL | Florida | 12049 | Hardee | 27.483 | -81.9098 | 658 | 9 | polygon | FALSE | FALSE | America/New_York | 3 | 33873 33865 | 1840025170 | [10 empty] | OnaFL
Sharptown | Sharptown | MD | Maryland | 24045 | Wicomico | 38.5382 | -75.719 | 658 | 601 | polygon | FALSE | TRUE | America/New_York | 3 | 21861 | 1840006223 | [10 empty] | SharptownMD
Remington | Remington | VA | Virginia | 51061 | Fauquier | 38.5346 | -77.8083 | 658 | 1159 | polygon | FALSE | TRUE | America/New_York | 3 | 22734 | 1840006056 | [10 empty] | RemingtonVA
Clyde | Clyde | KS | Kansas | 20029 | Cloud | 39.5918 | -97.4001 | 658 | 377 | polygon | FALSE | TRUE | America/Chicago | 3 | 66938 | 1840007325 | [10 empty] | ClydeKS
Virgin | Virgin | UT | Utah | 49053 | Washington | 37.2082 | -113.2086 | 658 | 14 | polygon | FALSE | TRUE | America/Denver | 3 | 84779 84745 | 1840022561 | [10 empty] | VirginUT
St. Meinrad | St. Meinrad | IN | Indiana | 18147 | Spencer | 38.1692 | -86.8257 | 658 | 151 | polygon | FALSE | FALSE | America/Chicago | 3 | 47577 | 1840026783 | [10 empty] | St. MeinradIN
Carlisle | Carlisle | IN | Indiana | 18153 | Sullivan | 38.9608 | -87.4015 | 658 | 490 | polygon | FALSE | TRUE | America/Indiana/Indianapolis | 3 | 47838 | 1840009629 | [10 empty] | CarlisleIN
Wampum | Wampum | PA | Pennsylvania | 42073 | Lawrence | 40.8863 | -80.3393 | 658 | 258 | polygon | FALSE | TRUE | America/New_York | 3 | 16157 | 1840000942 | [10 empty] | WampumPA
San Simeon | San Simeon | CA | California | 6079 | San Luis Obispo | 35.6182 | -121.1375 | 658 | 318 | polygon | FALSE | FALSE | America/Los_Angeles | 3 | 93452 | 1840024941 | [10 empty] | San SimeonCA
Friendship | Friendship | WI | Wisconsin | 55001 | Adams | 43.972 | -89.8202 | 657 | 281 | polygon | FALSE | TRUE | America/Chicago | 3 | 53934 | 1840002233 | [10 empty] | FriendshipWI
Milan | Milan | GA | Georgia | 13271 | Telfair | 32.0194 | -83.0631 | 657 | 81 | polygon | FALSE | TRUE | America/New_York | 3 | 31060 | 1840014922 | [10 empty] | MilanGA
Elberfeld | Elberfeld | IN | Indiana | 18173 | Warrick | 38.1617 | -87.4481 | 656 | 827 | polygon | FALSE | TRUE | America/Chicago | 3 | 47613 | 1840010820 | [10 empty] | ElberfeldIN
McDowell | McDowell | KY | Kentucky | 21071 | Floyd | 37.459 | -82.734 | 656 | 102 | polygon | FALSE | FALSE | America/New_York | 3 | 41647 | 1840030513 | [10 empty] | McDowellKY
Van Horne | Van Horne | IA | Iowa | 19011 | Benton | 42.0083 | -92.0897 | 656 | 272 | polygon | FALSE | TRUE | America/Chicago | 3 | 52346 | 1840010124 | [10 empty] | Van HorneIA
Hershey | Hershey | NE | Nebraska | 31111 | Lincoln | 41.1601 | -100.9985 | 656 | 331 | polygon | FALSE | TRUE | America/Chicago | 3 | 69143 | 1840011649 | [10 empty] | HersheyNE
Valley Acres | Valley Acres | CA | California | 6029 | Kern | 35.2087 | -119.4106 | 656 | 61 | polygon | FALSE | FALSE | America/Los_Angeles | 3 | 93268 | 1840019143 | [10 empty] | Valley AcresCA
Round Hill | Round Hill | VA | Virginia | 51107 | Loudoun | 39.1319 | -77.7681 | 656 | 690 | polygon | FALSE | TRUE | America/New_York | 3 | 20141 20142 | 1840005876 | [10 empty] | Round HillVA
Fulton | Fulton | CA | California | 6097 | Sonoma | 38.4937 | -122.7734 | 655 | 129 | polygon | FALSE | FALSE | America/Los_Angeles | 3 | 95439 | 1840024615 | [10 empty] | FultonCA
Thayer | Thayer | IL | Illinois | 17167 | Sangamon | 39.5404 | -89.758 | 655 | 414 | polygon | FALSE | TRUE | America/Chicago | 3 | 62615 62689 | 1840012458 | [10 empty] | ThayerIL
Beemer | Beemer | NE | Nebraska | 31039 | Cuming | 41.93 | -96.8092 | 655 | 631 | polygon | FALSE | TRUE | America/Chicago | 3 | 68716 | 1840011361 | [10 empty] | BeemerNE
Joliet | Joliet | MT | Montana | 30009 | Carbon | 45.4845 | -108.9721 | 655 | 921 | polygon | FALSE | TRUE | America/Denver | 3 | 59041 | 1840021216 | [10 empty] | JolietMT
Shueyville | Shueyville | IA | Iowa | 19103 | Johnson | 41.8462 | -91.6512 | 655 | 135 | polygon | FALSE | TRUE | America/Chicago | 3 | 52338 | 1840009228 | [10 empty] | ShueyvilleIA
Niantic | Niantic | IL | Illinois | 17115 | Macon | 39.8541 | -89.1652 | 655 | 243 | polygon | FALSE | TRUE | America/Chicago | 3 | 62551 | 1840012430 | [10 empty] | NianticIL
Greendale | Greendale | MO | Missouri | 29189 | St. Louis | 38.6938 | -90.3125 | 654 | 1312 | polygon | FALSE | TRUE | America/Chicago | 3 | 63121 | 1840008590 | [10 empty] | GreendaleMO
Milner | Milner | GA | Georgia | 13171 | Lamar | 33.1177 | -84.193 | 654 | 121 | polygon | FALSE | TRUE | America/New_York | 3 | 30257 | 1840014855 | [10 empty] | MilnerGA
Lecompton | Lecompton | KS | Kansas | 20045 | Douglas | 39.0358 | -95.3929 | 654 | 143 | polygon | FALSE | TRUE | America/Chicago | 3 | 66050 | 1840008559 | [10 empty] | LecomptonKS
Round Rock | Round Rock | AZ | Arizona | 4001 | Apache | 36.5044 | -109.4616 | 654 | 17 | polygon | FALSE | FALSE | America/Denver | 3 | 86547 | 1840019001 | [10 empty] | Round RockAZ
Justice | Justice | WV | West Virginia | 54059 | Mingo | 37.5992 | -81.8381 | 654 | 191 | polygon | FALSE | FALSE | America/New_York | 3 | 24851 25621 | 1840025712 | [10 empty] | JusticeWV
Eldorado Springs | Eldorado Springs | CO | Colorado | 8013 | Boulder | 39.9367 | -105.2625 | 654 | 97 | polygon | FALSE | FALSE | America/Denver | 3 | 80025 80303 | 1840017528 | [10 empty] | Eldorado SpringsCO
Monroe | Monroe | OR | Oregon | 41003 | Benton | 44.3168 | -123.2989 | 654 | 499 | polygon | FALSE | TRUE | America/Los_Angeles | 3 | 97456 | 1840019997 | [10 empty] | MonroeOR
Clarissa | Clarissa | MN | Minnesota | 27153 | Todd | 46.1284 | -94.949 | 653 | 248 | polygon | FALSE | TRUE | America/Chicago | 3 | 56440 | 1840006665 | [10 empty] | ClarissaMN
Pennsbury Village | Pennsbury Village | PA | Pennsylvania | 42003 | Allegheny | 40.4282 | -80.1011 | 653 | 3338 | polygon | FALSE | TRUE | America/New_York | 2 | 15205 | 1840001252 | [10 empty] | Pennsbury VillagePA
Lemitar | Lemitar | NM | New Mexico | 35053 | Socorro | 34.1551 | -106.9122 | 653 | 183 | polygon | FALSE | FALSE | America/Denver | 3 | 87823 | 1840033685 | [10 empty] | LemitarNM
Cove | Cove | OR | Oregon | 41061 | Union | 45.2964 | -117.8102 | 653 | 313 | polygon | FALSE | TRUE | America/Los_Angeles | 3 | 97824 | 1840018545 | [10 empty] | CoveOR
Bendersville | Bendersville | PA | Pennsylvania | 42001 | Adams | 39.9813 | -77.2493 | 653 | 558 | polygon | FALSE | TRUE | America/New_York | 3 | 17306 17304 | 1840000677 | [10 empty] | BendersvillePA
Sycamore Hills | Sycamore Hills | MO | Missouri | 29189 | St. Louis | 38.7012 | -90.3489 | 653 | 1887 | polygon | FALSE | TRUE | America/Chicago | 3 | 63114 | 1840012826 | [10 empty] | Sycamore HillsMO
McLaughlin | McLaughlin | SD | South Dakota | 46031 | Corson | 45.8133 | -100.8107 | 653 | 623 | polygon | FALSE | TRUE | America/Denver | 3 | 57642 | 1840002016 | [10 empty] | McLaughlinSD
Bluetown | Bluetown | TX | Texas | 48061 | Cameron | 26.0734 | -97.8199 | 653 | 86 | polygon | FALSE | FALSE | America/Chicago | 3 | 78586 78559 | 1840025181 | [10 empty] | BluetownTX
Schenevus | Schenevus | NY | New York | 36077 | Otsego | 42.5497 | -74.827 | 652 | 244 | polygon | FALSE | FALSE | America/New_York | 3 | 12155 | 1840004451 | [10 empty] | SchenevusNY
Yates City | Yates City | IL | Illinois | 17095 | Knox | 40.7776 | -90.0139 | 652 | 510 | polygon | FALSE | TRUE | America/Chicago | 3 | 61572 | 1840011768 | [10 empty] | Yates CityIL
Grantsboro | Grantsboro | NC | North Carolina | 37137 | Pamlico | 35.1448 | -76.8447 | 652 | 65 | polygon | FALSE | TRUE | America/New_York | 3 | 28529 | 1840016424 | [10 empty] | GrantsboroNC
El Rancho Vela | El Rancho Vela | TX | Texas | 48427 | Starr | 26.4038 | -98.7691 | 652 | 1948 | polygon | FALSE | TRUE | America/Chicago | 3 | 78582 | 1840040749 | [10 empty] | El Rancho VelaTX
Rocky Ripple | Rocky Ripple | IN | Indiana | 18097 | Marion | 39.8484 | -86.1731 | 652 | 831 | polygon | FALSE | TRUE | America/Indiana/Indianapolis | 3 | 46208 | 1840010573 | [10 empty] | Rocky RippleIN
Greensburg | Greensburg | LA | Louisiana | 22091 | St. Helena | 30.83 | -90.6698 | 652 | 99 | polygon | FALSE | TRUE | America/Chicago | 3 | 70441 | 1840017157 | [10 empty] | GreensburgLA
Glenwood | Glenwood | GA | Georgia | 13309 | Wheeler | 32.1805 | -82.6709 | 651 | 135 | polygon | FALSE | TRUE | America/New_York | 3 | 30428 | 1840013833 | [10 empty] | GlenwoodGA
Oak Level | Oak Level | VA | Virginia | 51089 | Henry | 36.7944 | -79.9392 | 651 | 41 | polygon | FALSE | FALSE | America/New_York | 3 | 24055 | 1840006554 | [10 empty] | Oak LevelVA
Jewett | Jewett | OH | Ohio | 39067 | Harrison | 40.3681 | -81.0031 | 651 | 494 | polygon | FALSE | TRUE | America/New_York | 3 | 43986 | 1840012214 | [10 empty] | JewettOH
Verlot | Verlot | WA | Washington | 53061 | Snohomish | 48.1003 | -121.7679 | 651 | 23 | polygon | FALSE | FALSE | America/Los_Angeles | 3 | 98252 | 1840018376 | [10 empty] | VerlotWA
Weston | Weston | OR | Oregon | 41059 | Umatilla | 45.8165 | -118.4258 | 651 | 370 | polygon | FALSE | TRUE | America/Los_Angeles | 3 | 97886 | 1840021196 | [10 empty] | WestonOR
Fremont | Fremont | WI | Wisconsin | 55135 | Waupaca | 44.2602 | -88.8715 | 651 | 243 | polygon | FALSE | TRUE | America/Chicago | 3 | 54940 | 1840002355 | [10 empty] | FremontWI
Viburnum | Viburnum | MO | Missouri | 29093 | Iron | 37.7149 | -91.1295 | 651 | 146 | polygon | FALSE | TRUE | America/Chicago | 3 | 65566 | 1840010855 | [10 empty] | ViburnumMO
Summertown | Summertown | TN | Tennessee | 47099 | Lawrence | 35.4344 | -87.3084 | 651 | 125 | polygon | FALSE | FALSE | America/Chicago | 3 | 38483 | 1840025826 | [10 empty] | SummertownTN
Hills | Hills | MN | Minnesota | 27133 | Rock | 43.5278 | -96.3594 | 651 | 399 | polygon | FALSE | TRUE | America/Chicago | 3 | 56138 | 1840006819 | [10 empty] | HillsMN
Allgood | Allgood | AL | Alabama | 1009 | Blount | 33.9064 | -86.5178 | 650 | 241 | polygon | FALSE | TRUE | America/Chicago | 3 | 35013 35121 | 1840015599 | [10 empty] | AllgoodAL
New Boston | New Boston | IL | Illinois | 17131 | Mercer | 41.1698 | -90.9998 | 650 | 266 | polygon | FALSE | TRUE | America/Chicago | 3 | 61272 | 1840008257 | [10 empty] | New BostonIL
Sheridan | Sheridan | MI | Michigan | 26117 | Montcalm | 43.2086 | -85.0739 | 650 | 227 | polygon | FALSE | TRUE | America/Detroit | 3 | 48884 | 1840010995 | [10 empty] | SheridanMI
Crawford | Crawford | MS | Mississippi | 28087 | Lowndes | 33.3023 | -88.6253 | 650 | 179 | polygon | FALSE | TRUE | America/Chicago | 3 | 39743 | 1840016815 | [10 empty] | CrawfordMS
Holland | Holland | IN | Indiana | 18037 | Dubois | 38.2464 | -87.0384 | 650 | 671 | polygon | FALSE | TRUE | America/Indiana/Vincennes | 3 | 47541 | 1840010802 | [10 empty] | HollandIN
Alhambra | Alhambra | IL | Illinois | 17119 | Madison | 38.8878 | -89.7361 | 650 | 332 | polygon | FALSE | TRUE | America/Chicago | 3 | 62001 | 1840010712 | [10 empty] | AlhambraIL
Yakutat | Yakutat | AK | Alaska | 2282 | Yakutat | 59.567 | -139.5966 | 649 | 2 | polygon | FALSE | FALSE | America/Yakutat | 3 | 99689 | 1840023424 | [10 empty] | YakutatAK
Welcome | Welcome | MN | Minnesota | 27091 | Martin | 43.6662 | -94.6071 | 649 | 172 | polygon | FALSE | TRUE | America/Chicago | 3 | 56181 | 1840010047 | [10 empty] | WelcomeMN
Perdido Beach | Perdido Beach | AL | Alabama | 1003 | Baldwin | 30.3554 | -87.5036 | 649 | 211 | polygon | FALSE | TRUE | America/Chicago | 3 | 36530 | 1840023131 | [10 empty] | Perdido BeachAL
Pretty Prairie | Pretty Prairie | KS | Kansas | 20155 | Reno | 37.78 | -98.0224 | 649 | 435 | polygon | FALSE | TRUE | America/Chicago | 3 | 67570 | 1840009766 | [10 empty] | Pretty PrairieKS
Melrose | Melrose | OR | Oregon | 41019 | Douglas | 43.2529 | -123.4575 | 649 | 57 | polygon | FALSE | FALSE | America/Los_Angeles | 3 | 97471 | 1840025420 | [10 empty] | MelroseOR
Oak City | Oak City | UT | Utah | 49027 | Millard | 39.3762 | -112.3391 | 649 | 266 | polygon | FALSE | TRUE | America/Denver | 3 | 84649 | 1840022460 | [10 empty] | Oak CityUT
Wickliffe | Wickliffe | KY | Kentucky | 21007 | Ballard | 36.9658 | -89.0822 | 649 | 219 | polygon | FALSE | TRUE | America/Chicago | 3 | 42087 | 1840015260 | [10 empty] | WickliffeKY
Birch Tree | Birch Tree | MO | Missouri | 29203 | Shannon | 36.9967 | -91.4916 | 649 | 181 | polygon | FALSE | TRUE | America/Chicago | 3 | 65438 | 1840007617 | [10 empty] | Birch TreeMO
Hanover | Hanover | KS | Kansas | 20201 | Washington | 39.8935 | -96.8753 | 648 | 417 | polygon | FALSE | TRUE | America/Chicago | 3 | 66945 | 1840007287 | [10 empty] | HanoverKS
Lake Roesiger | Lake Roesiger | WA | Washington | 53061 | Snohomish | 47.9839 | -121.9129 | 648 | 63 | polygon | FALSE | FALSE | America/Los_Angeles | 3 | 98290 | 1840037853 | [10 empty] | Lake RoesigerWA
Heron Lake | Heron Lake | MN | Minnesota | 27063 | Jackson | 43.798 | -95.3198 | 648 | 201 | polygon | FALSE | TRUE | America/Chicago | 3 | 56137 | 1840006840 | [10 empty] | Heron LakeMN
Port Leyden | Port Leyden | NY | New York | 36049 | Lewis | 43.5838 | -75.3413 | 648 | 405 | polygon | FALSE | TRUE | America/New_York | 3 | 13433 | 1840004136 | [10 empty] | Port LeydenNY
Woonsocket | Woonsocket | SD | South Dakota | 46111 | Sanborn | 44.0541 | -98.2724 | 648 | 319 | polygon | FALSE | TRUE | America/Chicago | 3 | 57385 | 1840002535 | [10 empty] | WoonsocketSD
Timberlake | Timberlake | OH | Ohio | 39085 | Lake | 41.6655 | -81.4428 | 648 | 1185 | polygon | FALSE | TRUE | America/New_York | 3 | 44095 | 1840000544 | [10 empty] | TimberlakeOH
Dauberville | Dauberville | PA | Pennsylvania | 42011 | Berks | 40.4606 | -75.9984 | 648 | 119 | polygon | FALSE | FALSE | America/New_York | 3 | 19541 19533 | 1840034924 | [10 empty] | DaubervillePA
Ottertail | Ottertail | MN | Minnesota | 27111 | Otter Tail | 46.4267 | -95.5638 | 648 | 58 | polygon | FALSE | TRUE | America/Chicago | 3 | 56571 | 1840008849 | [10 empty] | OttertailMN
New Hope | New Hope | VA | Virginia | 51015 | Augusta | 38.1954 | -78.9044 | 648 | 43 | polygon | FALSE | FALSE | America/New_York | 3 | 22980 24401 24467 24431 24437 24469 | 1840024687 | [10 empty] | New HopeVA
Sharpsburg | Sharpsburg | MD | Maryland | 24043 | Washington | 39.4576 | -77.7496 | 647 | 1157 | polygon | FALSE | TRUE | America/New_York | 3 | 21782 | 1840005617 | [10 empty] | SharpsburgMD
Little Hocking | Little Hocking | OH | Ohio | 39167 | Washington | 39.2608 | -81.702 | 647 | 602 | polygon | FALSE | FALSE | America/New_York | 3 | 45742 | 1840026635 | [10 empty] | Little HockingOH
Vicksburg | Vicksburg | AZ | Arizona | 4012 | La Paz | 33.7293 | -113.8254 | 647 | 1 | polygon | FALSE | FALSE | America/Phoenix | 3 | 85325 85348 | 1840022880 | [10 empty] | VicksburgAZ
Waldron | Waldron | IN | Indiana | 18145 | Shelby | 39.4535 | -85.6629 | 647 | 198 | polygon | FALSE | FALSE | America/Indiana/Indianapolis | 3 | 46182 | 1840026630 | [10 empty] | WaldronIN
Creston | Creston | IL | Illinois | 17141 | Ogle | 41.9336 | -88.9743 | 647 | 218 | polygon | FALSE | TRUE | America/Chicago | 3 | 60113 61068 | 1840011234 | [10 empty] | CrestonIL
Norwood | Norwood | MO | Missouri | 29229 | Wright | 37.1072 | -92.4189 | 647 | 156 | polygon | FALSE | TRUE | America/Chicago | 3 | 65717 | 1840008745 | [10 empty] | NorwoodMO
Norborne | Norborne | MO | Missouri | 29033 | Carroll | 39.3024 | -93.6759 | 647 | 385 | polygon | FALSE | TRUE | America/Chicago | 3 | 64668 | 1840008462 | [10 empty] | NorborneMO
Gallaway | Gallaway | TN | Tennessee | 47047 | Fayette | 35.3274 | -89.6066 | 647 | 40 | polygon | FALSE | TRUE | America/Chicago | 3 | 38036 38002 38049 | 1840013474 | [10 empty] | GallawayTN
Evansville | Evansville | IL | Illinois | 17157 | Randolph | 38.0889 | -89.9322 | 647 | 316 | polygon | FALSE | TRUE | America/Chicago | 3 | 62242 | 1840012935 | [10 empty] | EvansvilleIL
Lake Arthur Estates | Lake Arthur Estates | PA | Pennsylvania | 42019 | Butler | 40.9616 | -80.1483 | 647 | 376 | polygon | FALSE | FALSE | America/New_York | 3 | 16051 | 1840035452 | [10 empty] | Lake Arthur EstatesPA
Busby | Busby | MT | Montana | 30003 | Big Horn | 45.5281 | -106.9753 | 647 | 17 | polygon | FALSE | FALSE | America/Denver | 3 | 59016 | 1840017406 | [10 empty] | BusbyMT
Greenevers | Greenevers | NC | North Carolina | 37061 | Duplin | 34.8271 | -77.9247 | 647 | 159 | polygon | FALSE | TRUE | America/New_York | 3 | 28458 | 1840016469 | [10 empty] | GreeneversNC
New Florence | New Florence | PA | Pennsylvania | 42129 | Westmoreland | 40.379 | -79.0752 | 647 | 762 | polygon | FALSE | TRUE | America/New_York | 3 | 15944 | 1840001150 | [10 empty] | New FlorencePA
Asharoken | Asharoken | NY | New York | 36103 | Suffolk | 40.938 | -73.3815 | 646 | 167 | polygon | FALSE | TRUE | America/New_York | 3 | 11768 | 1840005141 | [10 empty] | AsharokenNY
North Middletown | North Middletown | KY | Kentucky | 21017 | Bourbon | 38.1426 | -84.1102 | 646 | 749 | polygon | FALSE | TRUE | America/New_York | 3 | 40361 40357 | 1840014314 | [10 empty] | North MiddletownKY
Clarence | Clarence | PA | Pennsylvania | 42027 | Centre | 41.0484 | -77.946 | 646 | 151 | polygon | FALSE | FALSE | America/New_York | 3 | 16829 16874 | 1840005155 | [10 empty] | ClarencePA
East Pecos | East Pecos | NM | New Mexico | 35047 | San Miguel | 35.5765 | -105.6499 | 646 | 69 | polygon | FALSE | FALSE | America/Denver | 3 | 87552 | 1840026936 | [10 empty] | East PecosNM
New Chapel Hill | New Chapel Hill | TX | Texas | 48423 | Smith | 32.3012 | -95.1674 | 646 | 104 | polygon | FALSE | TRUE | America/Chicago | 3 | 75707 | 1840020742 | [10 empty] | New Chapel HillTX
Woodlawn | Woodlawn | NC | North Carolina | 37001 | Alamance | 36.1158 | -79.2898 | 646 | 75 | polygon | FALSE | FALSE | America/New_York | 3 | 27302 | 1840134907 | [10 empty] | WoodlawnNC
Satsop | Satsop | WA | Washington | 53027 | Grays Harbor | 47.0223 | -123.4737 | 646 | 35 | polygon | FALSE | FALSE | America/Los_Angeles | 3 | 98583 98541 | 1840018445 | [10 empty] | SatsopWA
Galesville | Galesville | MD | Maryland | 24003 | Anne Arundel | 38.8379 | -76.5514 | 645 | 191 | polygon | FALSE | FALSE | America/New_York | 3 | 20765 20778 | 1840026672 | [10 empty] | GalesvilleMD
Savanna | Savanna | OK | Oklahoma | 40121 | Pittsburg | 34.8353 | -95.8357 | 645 | 175 | polygon | FALSE | TRUE | America/Chicago | 3 | 74565 74501 | 1840022789 | [10 empty] | SavannaOK
Cordova | Cordova | IL | Illinois | 17161 | Rock Island | 41.6775 | -90.3218 | 645 | 433 | polygon | FALSE | TRUE | America/Chicago | 3 | 61242 | 1840011440 | [10 empty] | CordovaIL
Carey | Carey | ID | Idaho | 16013 | Blaine | 43.3097 | -113.9444 | 645 | 72 | polygon | FALSE | TRUE | America/Boise | 3 | 83320 | 1840018634 | [10 empty] | CareyID
Stephen | Stephen | MN | Minnesota | 27089 | Marshall | 48.4518 | -96.8769 | 645 | 319 | polygon | FALSE | TRUE | America/Chicago | 3 | 56757 | 1840008819 | [10 empty] | StephenMN
North San Pedro | North San Pedro | TX | Texas | 48355 | Nueces | 27.8027 | -97.682 | 645 | 2569 | polygon | FALSE | FALSE | America/Chicago | 2 | 78380 | 1840037095 | [10 empty] | North San PedroTX
Minnesota Lake | Minnesota Lake | MN | Minnesota | 27043 | Faribault | 43.8408 | -93.8279 | 644 | 153 | polygon | FALSE | TRUE | America/Chicago | 3 | 56068 | 1840007947 | [10 empty] | Minnesota LakeMN
South Wilmington | South Wilmington | IL | Illinois | 17063 | Grundy | 41.1745 | -88.2795 | 644 | 505 | polygon | FALSE | TRUE | America/Chicago | 3 | 60474 | 1840011619 | [10 empty] | South WilmingtonIL
Shoshoni | Shoshoni | WY | Wyoming | 56013 | Fremont | 43.238 | -108.1068 | 644 | 69 | polygon | FALSE | TRUE | America/Denver | 3 | 82649 | 1840022355 | [10 empty] | ShoshoniWY
Minford | Minford | OH | Ohio | 39145 | Scioto | 38.8618 | -82.8552 | 644 | 142 | polygon | FALSE | FALSE | America/New_York | 3 | 45653 | 1840026703 | [10 empty] | MinfordOH
North Springfield | North Springfield | VT | Vermont | 50027 | Windsor | 43.33 | -72.5263 | 644 | 225 | polygon | FALSE | FALSE | America/New_York | 3 | 05150 05156 | 1840025408 | [10 empty] | North SpringfieldVT
Kirtland Hills | Kirtland Hills | OH | Ohio | 39085 | Lake | 41.6362 | -81.3193 | 644 | 44 | polygon | FALSE | TRUE | America/New_York | 3 | 44060 | 1840000536 | [10 empty] | Kirtland HillsOH
Taycheedah | Taycheedah | WI | Wisconsin | 55039 | Fond du Lac | 43.8122 | -88.3914 | 644 | 336 | polygon | FALSE | FALSE | America/Chicago | 3 | 54937 54935 | 1840024010 | [10 empty] | TaycheedahWI
Barlow | Barlow | KY | Kentucky | 21007 | Ballard | 37.0511 | -89.0445 | 644 | 451 | polygon | FALSE | TRUE | America/Chicago | 3 | 42024 | 1840013260 | [10 empty] | BarlowKY
Lynch | Lynch | KY | Kentucky | 21095 | Harlan | 36.9641 | -82.9139 | 644 | 830 | polygon | FALSE | TRUE | America/New_York | 3 | 40855 | 1840015265 | [10 empty] | LynchKY
Picture Rocks | Picture Rocks | PA | Pennsylvania | 42081 | Lycoming | 41.2804 | -76.7079 | 644 | 255 | polygon | FALSE | TRUE | America/New_York | 3 | 17737 17762 | 1840000634 | [10 empty] | Picture RocksPA
Alexandria | Alexandria | SD | South Dakota | 46061 | Hanson | 43.654 | -97.7799 | 644 | 398 | polygon | FALSE | TRUE | America/Chicago | 3 | 57311 | 1840002643 | [10 empty] | AlexandriaSD
Nenahnezad | Nenahnezad | NM | New Mexico | 35045 | San Juan | 36.7354 | -108.4253 | 644 | 71 | polygon | FALSE | FALSE | America/Denver | 3 | 87416 | 1840033725 | [10 empty] | NenahnezadNM
Coffeen | Coffeen | IL | Illinois | 17135 | Montgomery | 39.0883 | -89.3898 | 644 | 213 | polygon | FALSE | TRUE | America/Chicago | 3 | 62017 | 1840007363 | [10 empty] | CoffeenIL
Remy | Remy | OK | Oklahoma | 40135 | Sequoyah | 35.4578 | -94.4984 | 644 | 19 | polygon | FALSE | FALSE | America/Chicago | 3 | 74954 74948 | 1840034582 | [10 empty] | RemyOK
Sunset | Sunset | TX | Texas | 48337 | Montague | 33.4479 | -97.7663 | 644 | 50 | polygon | FALSE | FALSE | America/Chicago | 3 | 76270 | 1840025869 | [10 empty] | SunsetTX
Gilbert | Gilbert | SC | South Carolina | 45063 | Lexington | 33.9245 | -81.3928 | 643 | 91 | polygon | FALSE | TRUE | America/New_York | 3 | 29054 | 1840016727 | [10 empty] | GilbertSC
Stanton | Stanton | IA | Iowa | 19137 | Montgomery | 40.981 | -95.1029 | 643 | 271 | polygon | FALSE | TRUE | America/Chicago | 3 | 51573 | 1840009345 | [10 empty] | StantonIA
Agency | Agency | IA | Iowa | 19179 | Wapello | 40.9975 | -92.3072 | 643 | 382 | polygon | FALSE | TRUE | America/Chicago | 3 | 52530 | 1840007149 | [10 empty] | AgencyIA
Green Valley | Green Valley | IL | Illinois | 17179 | Tazewell | 40.4072 | -89.6442 | 643 | 825 | polygon | FALSE | TRUE | America/Chicago | 3 | 61534 | 1840011985 | [10 empty] | Green ValleyIL
Blairsville | Blairsville | GA | Georgia | 13291 | Union | 34.8761 | -83.9548 | 643 | 224 | polygon | FALSE | TRUE | America/New_York | 3 | 30512 30514 | 1840013555 | [10 empty] | BlairsvilleGA
Rock Island | Rock Island | OK | Oklahoma | 40079 | Le Flore | 35.1831 | -94.4811 | 643 | 20 | polygon | FALSE | TRUE | America/Chicago | 3 | 74902 74932 | 1840021796 | [10 empty] | Rock IslandOK
Florence | Florence | MT | Montana | 30081 | Ravalli | 46.6345 | -114.0814 | 643 | 323 | polygon | FALSE | FALSE | America/Denver | 3 | 59833 | 1840017382 | [10 empty] | FlorenceMT
Washburn | Washburn | IA | Iowa | 19013 | Black Hawk | 42.4112 | -92.2685 | 643 | 200 | polygon | FALSE | FALSE | America/Chicago | 3 | 50702 | 1840026195 | [10 empty] | WashburnIA
Winslow West | Winslow West | AZ | Arizona | 4017 | Navajo | 34.9923 | -110.7069 | 642 | 13 | polygon | FALSE | FALSE | America/Phoenix | 3 | 86047 | 1840027984 | [10 empty] | Winslow WestAZ
Rossiter | Rossiter | PA | Pennsylvania | 42063 | Indiana | 40.8991 | -78.9356 | 642 | 131 | polygon | FALSE | FALSE | America/New_York | 3 | 15772 | 1840005350 | [10 empty] | RossiterPA
Shawnee | Shawnee | OH | Ohio | 39127 | Perry | 39.6063 | -82.2046 | 642 | 110 | polygon | FALSE | TRUE | America/New_York | 3 | 43782 | 1840012485 | [10 empty] | ShawneeOH
Palo Seco | Palo Seco | PR | Puerto Rico | 72095 | Maunabo | 18.0093 | -65.9369 | 642 | 545 | polygon | FALSE | FALSE | America/Puerto_Rico | 3 | 707 | 1630035537 | [10 empty] | Palo SecoPR
Vineyard Lake | Vineyard Lake | MI | Michigan | 26075 | Jackson | 42.0868 | -84.2102 | 642 | 96 | polygon | FALSE | TRUE | America/Detroit | 3 | 49230 | 1840039593 | [10 empty] | Vineyard LakeMI
Franklin | Franklin | WV | West Virginia | 54071 | Pendleton | 38.6452 | -79.3332 | 642 | 440 | polygon | FALSE | TRUE | America/New_York | 3 | 26807 | 1840006087 | [10 empty] | FranklinWV
Caddo Valley | Caddo Valley | AR | Arkansas | 5019 | Clark | 34.1897 | -93.0679 | 642 | 80 | polygon | FALSE | TRUE | America/Chicago | 3 | 71923 | 1840015584 | [10 empty] | Caddo ValleyAR
Huntsville | Huntsville | UT | Utah | 49057 | Weber | 41.2602 | -111.7741 | 642 | 299 | polygon | FALSE | TRUE | America/Denver | 3 | 84317 | 1840021345 | [10 empty] | HuntsvilleUT
Redwater | Redwater | MS | Mississippi | 28079 | Leake | 32.7835 | -89.5559 | 642 | 23 | polygon | FALSE | FALSE | America/Chicago | 3 | 39051 | 1840013802 | [10 empty] | RedwaterMS
Argyle | Argyle | MN | Minnesota | 27089 | Marshall | 48.3366 | -96.8162 | 642 | 164 | polygon | FALSE | TRUE | America/Chicago | 3 | 56713 | 1840006597 | [10 empty] | ArgyleMN
Elloree | Elloree | SC | South Carolina | 45075 | Orangeburg | 33.5302 | -80.5711 | 641 | 243 | polygon | FALSE | TRUE | America/New_York | 3 | 29047 | 1840016822 | [10 empty] | ElloreeSC
Dustin Acres | Dustin Acres | CA | California | 6029 | Kern | 35.2159 | -119.375 | 641 | 67 | polygon | FALSE | FALSE | America/Los_Angeles | 3 | 93268 | 1840019129 | [10 empty] | Dustin AcresCA
Noble | Noble | IL | Illinois | 17159 | Richland | 38.6974 | -88.2234 | 641 | 243 | polygon | FALSE | TRUE | America/Chicago | 3 | 62868 | 1840012833 | [10 empty] | NobleIL
Frost | Frost | TX | Texas | 48349 | Navarro | 32.0788 | -96.8086 | 641 | 218 | polygon | FALSE | TRUE | America/Chicago | 3 | 76641 | 1840020779 | [10 empty] | FrostTX
Castlewood | Castlewood | SD | South Dakota | 46057 | Hamlin | 44.7242 | -97.0309 | 641 | 215 | polygon | FALSE | TRUE | America/Chicago | 3 | 57223 | 1840002298 | [10 empty] | CastlewoodSD
Mendon | Mendon | OH | Ohio | 39107 | Mercer | 40.6733 | -84.5175 | 641 | 445 | polygon | FALSE | TRUE | America/New_York | 3 | 45862 | 1840012004 | [10 empty] | MendonOH
Almena | Almena | WI | Wisconsin | 55005 | Barron | 45.4149 | -92.0384 | 641 | 219 | polygon | FALSE | TRUE | America/Chicago | 3 | 54805 | 1840002068 | [10 empty] | AlmenaWI
Flintville | Flintville | TN | Tennessee | 47103 | Lincoln | 35.0601 | -86.4164 | 641 | 46 | polygon | FALSE | FALSE | America/Chicago | 3 | 37335 | 1840025830 | [10 empty] | FlintvilleTN
Bolton | Bolton | NC | North Carolina | 37047 | Columbus | 34.3174 | -78.3977 | 641 | 68 | polygon | FALSE | TRUE | America/New_York | 3 | 28423 | 1840015568 | [10 empty] | BoltonNC
Harmony | Harmony | IN | Indiana | 18021 | Clay | 39.5337 | -87.073 | 641 | 300 | polygon | FALSE | TRUE | America/Indiana/Indianapolis | 3 | 47853 47834 | 1840010623 | [10 empty] | HarmonyIN
Tidioute | Tidioute | PA | Pennsylvania | 42123 | Warren | 41.6847 | -79.4004 | 641 | 230 | polygon | FALSE | TRUE | America/New_York | 3 | 16351 | 1840003336 | [10 empty] | TidioutePA
Arlee | Arlee | MT | Montana | 30047 | Lake | 47.1679 | -114.0838 | 641 | 38 | polygon | FALSE | FALSE | America/Denver | 3 | 59821 | 1840017330 | [10 empty] | ArleeMT
Jennerstown | Jennerstown | PA | Pennsylvania | 42111 | Somerset | 40.1635 | -79.0611 | 640 | 128 | polygon | FALSE | TRUE | America/New_York | 3 | 15563 15531 15547 | 1840003739 | [10 empty] | JennerstownPA
Clayton | Clayton | LA | Louisiana | 22029 | Concordia | 31.7226 | -91.5373 | 640 | 156 | polygon | FALSE | TRUE | America/Chicago | 3 | 71326 71334 | 1840017074 | [10 empty] | ClaytonLA
Simla | Simla | CO | Colorado | 8039 | Elbert | 39.1408 | -104.0824 | 640 | 401 | polygon | FALSE | TRUE | America/Denver | 3 | 80835 | 1840022457 | [10 empty] | SimlaCO
Malta | Malta | OH | Ohio | 39115 | Morgan | 39.6515 | -81.8639 | 640 | 719 | polygon | FALSE | TRUE | America/New_York | 3 | 43758 | 1840012568 | [10 empty] | MaltaOH
Francis Creek | Francis Creek | WI | Wisconsin | 55071 | Manitowoc | 44.2005 | -87.7208 | 640 | 217 | polygon | FALSE | TRUE | America/Chicago | 3 | 54247 54220 54214 | 1840002211 | [10 empty] | Francis CreekWI
Vermont | Vermont | IL | Illinois | 17057 | Fulton | 40.2957 | -90.429 | 640 | 196 | polygon | FALSE | TRUE | America/Chicago | 3 | 61484 | 1840012020 | [10 empty] | VermontIL
Harrah | Harrah | WA | Washington | 53077 | Yakima | 46.4071 | -120.5421 | 640 | 1142 | polygon | FALSE | TRUE | America/Los_Angeles | 3 | 98933 | 1840021156 | [10 empty] | HarrahWA
Grafton | Grafton | IL | Illinois | 17083 | Jersey | 38.9764 | -90.4257 | 640 | 66 | polygon | FALSE | TRUE | America/Chicago | 3 | 62037 | 1840008529 | [10 empty] | GraftonIL
Brighton | Brighton | IA | Iowa | 19183 | Washington | 41.1747 | -91.8212 | 640 | 316 | polygon | FALSE | TRUE | America/Chicago | 3 | 52540 | 1840004897 | [10 empty] | BrightonIA
Halaula | Halaula | HI | Hawaii | 15001 | Hawaii | 20.2261 | -155.7816 | 640 | 93 | polygon | FALSE | FALSE | Pacific/Honolulu | 3 | 96755 | 1840029473 | [10 empty] | HalaulaHI
Rollingstone | Rollingstone | MN | Minnesota | 27169 | Winona | 44.0993 | -91.8187 | 639 | 566 | polygon | FALSE | TRUE | America/Chicago | 3 | 55969 | 1840008990 | [10 empty] | RollingstoneMN
Whitsett | Whitsett | NC | North Carolina | 37081 | Guilford | 36.0783 | -79.572 | 639 | 95 | polygon | FALSE | TRUE | America/New_York | 3 | 27377 27249 | 1840016140 | [10 empty] | WhitsettNC
Roxton | Roxton | TX | Texas | 48277 | Lamar | 33.5453 | -95.7247 | 639 | 285 | polygon | FALSE | TRUE | America/Chicago | 3 | 75477 | 1840020593 | [10 empty] | RoxtonTX
Cannonsburg | Cannonsburg | KY | Kentucky | 21019 | Boyd | 38.3806 | -82.7006 | 639 | 141 | polygon | FALSE | FALSE | America/New_York | 3 | 41102 | 1840026749 | [10 empty] | CannonsburgKY
Dufur | Dufur | OR | Oregon | 41065 | Wasco | 45.453 | -121.1289 | 639 | 422 | polygon | FALSE | TRUE | America/Los_Angeles | 3 | 97021 | 1840018567 | [10 empty] | DufurOR
Lost Nation | Lost Nation | IL | Illinois | 17141 | Ogle | 41.9124 | -89.3689 | 639 | 101 | polygon | FALSE | FALSE | America/Chicago | 3 | 61021 | 1840029893 | [10 empty] | Lost NationIL
Stratton | Stratton | CO | Colorado | 8063 | Kit Carson | 39.3029 | -102.6035 | 639 | 480 | polygon | FALSE | TRUE | America/Denver | 3 | 80836 | 1840022452 | [10 empty] | StrattonCO
Crowder | Crowder | MS | Mississippi | 28119 | Quitman | 34.1729 | -90.1377 | 639 | 540 | polygon | FALSE | TRUE | America/Chicago | 3 | 38622 | 1840016646 | [10 empty] | CrowderMS
Saluda | Saluda | VA | Virginia | 51119 | Middlesex | 37.6053 | -76.5938 | 639 | 75 | polygon | FALSE | FALSE | America/New_York | 3 | 23149 | 1840026816 | [10 empty] | SaludaVA
Cardwell | Cardwell | MO | Missouri | 29069 | Dunklin | 36.0475 | -90.2909 | 639 | 391 | polygon | FALSE | TRUE | America/Chicago | 3 | 63829 | 1840007664 | [10 empty] | CardwellMO
Alden | Alden | MN | Minnesota | 27047 | Freeborn | 43.6695 | -93.5735 | 639 | 255 | polygon | FALSE | TRUE | America/Chicago | 3 | 56009 | 1840006825 | [10 empty] | AldenMN
Notus | Notus | ID | Idaho | 16027 | Canyon | 43.7266 | -116.7998 | 638 | 669 | polygon | FALSE | TRUE | America/Boise | 3 | 83607 83656 | 1840020042 | [10 empty] | NotusID
Findlay | Findlay | IL | Illinois | 17173 | Shelby | 39.5223 | -88.7546 | 638 | 266 | polygon | FALSE | TRUE | America/Chicago | 3 | 62534 | 1840012588 | [10 empty] | FindlayIL
St. Lucie Village | St. Lucie Village | FL | Florida | 12111 | St. Lucie | 27.4966 | -80.3416 | 638 | 274 | polygon | FALSE | TRUE | America/New_York | 3 | 34946 | 1840028959 | [10 empty] | St. Lucie VillageFL
West City | West City | IL | Illinois | 17055 | Franklin | 37.9962 | -88.947 | 638 | 153 | polygon | FALSE | TRUE | America/Chicago | 3 | 62812 | 1840012958 | [10 empty] | West CityIL
Kotlik | Kotlik | AK | Alaska | 2158 | Kusilvak | 63.0305 | -163.553 | 638 | 82 | polygon | FALSE | TRUE | America/Nome | 3 | 99620 | 1840023325 | [10 empty] | KotlikAK
La Mesa | La Mesa | NM | New Mexico | 35013 | DoÃ±a Ana | 32.1244 | -106.709 | 638 | 103 | polygon | FALSE | FALSE | America/Denver | 3 | 88044 | 1840025084 | [10 empty] | La MesaNM
Bryantown | Bryantown | MD | Maryland | 24017 | Charles | 38.5498 | -76.8429 | 637 | 59 | polygon | FALSE | FALSE | America/New_York | 3 | 20601 20617 | 1840026735 | [10 empty] | BryantownMD
Roberts | Roberts | ID | Idaho | 16051 | Jefferson | 43.7206 | -112.1283 | 637 | 784 | polygon | FALSE | TRUE | America/Boise | 3 | 83444 | 1840020022 | [10 empty] | RobertsID
Cohutta | Cohutta | GA | Georgia | 13313 | Whitfield | 34.9539 | -84.9593 | 637 | 52 | polygon | FALSE | TRUE | America/New_York | 3 | 30710 | 1840014650 | [10 empty] | CohuttaGA
Paukaa | Paukaa | HI | Hawaii | 15001 | Hawaii | 19.7625 | -155.0948 | 637 | 577 | polygon | FALSE | FALSE | Pacific/Honolulu | 3 | 96720 | 1840023206 | [10 empty] | PaukaaHI
Iron River | Iron River | WI | Wisconsin | 55007 | Bayfield | 46.5671 | -91.4069 | 637 | 39 | polygon | FALSE | FALSE | America/Chicago | 3 | 54847 | 1840026071 | [10 empty] | Iron RiverWI
Ojo Amarillo | Ojo Amarillo | NM | New Mexico | 35045 | San Juan | 36.6942 | -108.3704 | 637 | 125 | polygon | FALSE | FALSE | America/Denver | 3 | 87416 | 1840033722 | [10 empty] | Ojo AmarilloNM
Aquadale | Aquadale | NC | North Carolina | 37167 | Stanly | 35.2244 | -80.2236 | 637 | 75 | polygon | FALSE | FALSE | America/New_York | 3 | 28128 | 1840025823 | [10 empty] | AquadaleNC
Valier | Valier | IL | Illinois | 17055 | Franklin | 38.0176 | -89.0439 | 637 | 218 | polygon | FALSE | TRUE | America/Chicago | 3 | 62891 62812 | 1840012956 | [10 empty] | ValierIL
Tacna | Tacna | AZ | Arizona | 4027 | Yuma | 32.7004 | -113.9618 | 637 | 127 | polygon | FALSE | FALSE | America/Phoenix | 3 | 85352 85347 | 1840019357 | [10 empty] | TacnaAZ
Robbinsville | Robbinsville | NC | North Carolina | 37075 | Graham | 35.3217 | -83.8094 | 637 | 370 | polygon | FALSE | TRUE | America/New_York | 3 | 28771 | 1840017858 | [10 empty] | RobbinsvilleNC
Waterville | Waterville | KS | Kansas | 20117 | Marshall | 39.6919 | -96.7469 | 636 | 499 | polygon | FALSE | TRUE | America/Chicago | 3 | 66548 | 1840010552 | [10 empty] | WatervilleKS
Ducor | Ducor | CA | California | 6107 | Tulare | 35.8943 | -119.0456 | 636 | 402 | polygon | FALSE | FALSE | America/Los_Angeles | 3 | 93218 | 1840019031 | [10 empty] | DucorCA
Weir | Weir | KS | Kansas | 20021 | Cherokee | 37.3083 | -94.7747 | 636 | 256 | polygon | FALSE | TRUE | America/Chicago | 3 | 66781 | 1840001718 | [10 empty] | WeirKS
Smithville | Smithville | GA | Georgia | 13177 | Lee | 31.9013 | -84.2552 | 636 | 97 | polygon | FALSE | TRUE | America/New_York | 3 | 31787 | 1840015852 | [10 empty] | SmithvilleGA
East Avon | East Avon | NY | New York | 36051 | Livingston | 42.9128 | -77.7072 | 636 | 187 | polygon | FALSE | FALSE | America/New_York | 3 | 14414 | 1840024070 | [10 empty] | East AvonNY
Moravia | Moravia | IA | Iowa | 19007 | Appanoose | 40.8918 | -92.8191 | 636 | 220 | polygon | FALSE | TRUE | America/Chicago | 3 | 52571 | 1840008318 | [10 empty] | MoraviaIA
Canistota | Canistota | SD | South Dakota | 46087 | McCook | 43.5978 | -97.2926 | 636 | 437 | polygon | FALSE | TRUE | America/Chicago | 3 | 57012 | 1840002658 | [10 empty] | CanistotaSD
Roseland | Roseland | IN | Indiana | 18141 | St. Joseph | 41.7176 | -86.2505 | 636 | 638 | polygon | FALSE | TRUE | America/Indiana/Indianapolis | 3 | 46637 | 1840010195 | [10 empty] | RoselandIN
O'Brien | O'Brien | OR | Oregon | 41033 | Josephine | 42.0702 | -123.7077 | 636 | 47 | polygon | FALSE | FALSE | America/Los_Angeles | 3 | 97534 | 1840025486 | [10 empty] | O'BrienOR
Bull Creek | Bull Creek | MO | Missouri | 29213 | Taney | 36.7151 | -93.202 | 635 | 1456 | polygon | FALSE | TRUE | America/Chicago | 3 | 65616 | 1840010900 | [10 empty] | Bull CreekMO
Alpha | Alpha | IL | Illinois | 17073 | Henry | 41.1917 | -90.3802 | 635 | 793 | polygon | FALSE | TRUE | America/Chicago | 3 | 61413 | 1840010245 | [10 empty] | AlphaIL
Lake Benton | Lake Benton | MN | Minnesota | 27081 | Lincoln | 44.2644 | -96.2918 | 635 | 62 | polygon | FALSE | TRUE | America/Chicago | 3 | 56149 | 1840007875 | [10 empty] | Lake BentonMN
Lynn | Lynn | AL | Alabama | 1133 | Winston | 34.0548 | -87.5555 | 635 | 23 | polygon | FALSE | TRUE | America/Chicago | 3 | 35565 35575 | 1840016709 | [10 empty] | LynnAL
Micanopy | Micanopy | FL | Florida | 12001 | Alachua | 29.506 | -82.2806 | 635 | 236 | polygon | FALSE | TRUE | America/New_York | 3 | 32667 | 1840017215 | [10 empty] | MicanopyFL
Highfill | Highfill | AR | Arkansas | 5007 | Benton | 36.2767 | -94.3237 | 635 | 13 | polygon | FALSE | TRUE | America/Chicago | 3 | 72734 72712 | 1840015290 | [10 empty] | HighfillAR
Lake Milton | Lake Milton | OH | Ohio | 39099 | Mahoning | 41.096 | -80.9812 | 635 | 164 | polygon | FALSE | FALSE | America/New_York | 3 | 44429 | 1840034119 | [10 empty] | Lake MiltonOH
East Vandergrift | East Vandergrift | PA | Pennsylvania | 42129 | Westmoreland | 40.5973 | -79.563 | 635 | 1943 | polygon | FALSE | TRUE | America/New_York | 3 | 15629 | 1840001135 | [10 empty] | East VandergriftPA
Winchester | Winchester | WI | Wisconsin | 55139 | Winnebago | 44.1982 | -88.6599 | 635 | 106 | polygon | FALSE | FALSE | America/Chicago | 3 | 54947 | 1840025391 | [10 empty] | WinchesterWI
Middleton | Middleton | TN | Tennessee | 47069 | Hardeman | 35.0593 | -88.8901 | 635 | 117 | polygon | FALSE | TRUE | America/Chicago | 3 | 38052 | 1840014584 | [10 empty] | MiddletonTN
Cochranville | Cochranville | PA | Pennsylvania | 42029 | Chester | 39.8905 | -75.9241 | 635 | 219 | polygon | FALSE | FALSE | America/New_York | 3 | 19330 | 1840026541 | [10 empty] | CochranvillePA
Dove Creek | Dove Creek | CO | Colorado | 8033 | Dolores | 37.7668 | -108.9071 | 634 | 427 | polygon | FALSE | TRUE | America/Denver | 3 | 81324 | 1840021540 | [10 empty] | Dove CreekCO
Elgin | Elgin | IA | Iowa | 19065 | Fayette | 42.9553 | -91.6356 | 634 | 369 | polygon | FALSE | TRUE | America/Chicago | 3 | 52141 | 1840008005 | [10 empty] | ElginIA
Thatcher | Thatcher | UT | Utah | 49003 | Box Elder | 41.6815 | -112.3201 | 634 | 20 | polygon | FALSE | FALSE | America/Denver | 3 | 84337 | 1840024109 | [10 empty] | ThatcherUT
Jay | Jay | FL | Florida | 12113 | Santa Rosa | 30.9504 | -87.1523 | 634 | 147 | polygon | FALSE | TRUE | America/Chicago | 3 | 32565 | 1840017156 | [10 empty] | JayFL
Milnor | Milnor | ND | North Dakota | 38081 | Sargent | 46.2603 | -97.4571 | 634 | 248 | polygon | FALSE | TRUE | America/Chicago | 3 | 58060 | 1840000248 | [10 empty] | MilnorND
Onida | Onida | SD | South Dakota | 46119 | Sully | 44.7048 | -100.0675 | 634 | 364 | polygon | FALSE | TRUE | America/Chicago | 3 | 57564 | 1840000299 | [10 empty] | OnidaSD
Hungry Horse | Hungry Horse | MT | Montana | 30029 | Flathead | 48.3843 | -114.0652 | 634 | 170 | polygon | FALSE | FALSE | America/Denver | 3 | 59919 | 1840017299 | [10 empty] | Hungry HorseMT
Livingston | Livingston | WI | Wisconsin | 55043 | Grant | 42.9001 | -90.4337 | 634 | 235 | polygon | FALSE | TRUE | America/Chicago | 3 | 53554 | 1840002976 | [10 empty] | LivingstonWI
Clarkson | Clarkson | NE | Nebraska | 31037 | Colfax | 41.7234 | -97.1215 | 633 | 308 | polygon | FALSE | TRUE | America/Chicago | 3 | 68629 | 1840007085 | [10 empty] | ClarksonNE
Tees Toh | Tees Toh | AZ | Arizona | 4017 | Navajo | 35.4849 | -110.3989 | 633 | 14 | polygon | FALSE | FALSE | America/Denver | 3 | 86047 | 1840022585 | [10 empty] | Tees TohAZ
Downey | Downey | ID | Idaho | 16005 | Bannock | 42.4288 | -112.1233 | 633 | 249 | polygon | FALSE | TRUE | America/Boise | 3 | 83234 | 1840018670 | [10 empty] | DowneyID
Taconite | Taconite | MN | Minnesota | 27061 | Itasca | 47.3315 | -93.3758 | 633 | 8 | polygon | FALSE | TRUE | America/Chicago | 3 | 55786 55709 55764 | 1840008831 | [10 empty] | TaconiteMN
Dicksonville | Dicksonville | PA | Pennsylvania | 42063 | Indiana | 40.7153 | -79.0105 | 632 | 270 | polygon | FALSE | FALSE | America/New_York | 3 | 15734 15728 | 1840005349 | [10 empty] | DicksonvillePA
Excel | Excel | AL | Alabama | 1099 | Monroe | 31.4264 | -87.3433 | 632 | 148 | polygon | FALSE | TRUE | America/Chicago | 3 | 36460 36439 | 1840004979 | [10 empty] | ExcelAL
Campbell | Campbell | TX | Texas | 48231 | Hunt | 33.1483 | -95.9532 | 632 | 183 | polygon | FALSE | TRUE | America/Chicago | 3 | 75422 | 1840019393 | [10 empty] | CampbellTX
Klamath | Klamath | CA | California | 6015 | Del Norte | 41.5322 | -124.0063 | 632 | 19 | polygon | FALSE | FALSE | America/Los_Angeles | 3 | 95548 | 1840017480 | [10 empty] | KlamathCA
Binger | Binger | OK | Oklahoma | 40015 | Caddo | 35.3105 | -98.3433 | 632 | 279 | polygon | FALSE | TRUE | America/Chicago | 3 | 73009 | 1840020435 | [10 empty] | BingerOK
Norwalk | Norwalk | WI | Wisconsin | 55081 | Monroe | 43.8342 | -90.6269 | 632 | 236 | polygon | FALSE | TRUE | America/Chicago | 3 | 54648 | 1840002573 | [10 empty] | NorwalkWI
Rose City | Rose City | MI | Michigan | 26129 | Ogemaw | 44.4209 | -84.116 | 632 | 226 | polygon | FALSE | TRUE | America/Detroit | 3 | 48654 | 1840002518 | [10 empty] | Rose CityMI
Loleta | Loleta | CA | California | 6023 | Humboldt | 40.6409 | -124.2225 | 632 | 114 | polygon | FALSE | FALSE | America/Los_Angeles | 3 | 95551 | 1840009621 | [10 empty] | LoletaCA
Nelsonville | Nelsonville | NY | New York | 36079 | Putnam | 41.4291 | -73.9466 | 632 | 236 | polygon | FALSE | TRUE | America/New_York | 3 | 10516 | 1840004892 | [10 empty] | NelsonvilleNY
Ackermanville | Ackermanville | PA | Pennsylvania | 42095 | Northampton | 40.835 | -75.2226 | 632 | 178 | polygon | FALSE | FALSE | America/New_York | 3 | 18013 | 1840034840 | [10 empty] | AckermanvillePA
Wingo | Wingo | KY | Kentucky | 21083 | Graves | 36.6422 | -88.7396 | 631 | 249 | polygon | FALSE | TRUE | America/Chicago | 3 | 42088 | 1840015270 | [10 empty] | WingoKY
Golconda | Golconda | IL | Illinois | 17151 | Pope | 37.3622 | -88.4872 | 631 | 496 | polygon | FALSE | TRUE | America/Chicago | 3 | 62938 | 1840008736 | [10 empty] | GolcondaIL
Davis | Davis | WV | West Virginia | 54093 | Tucker | 39.1266 | -79.4609 | 631 | 133 | polygon | FALSE | TRUE | America/New_York | 3 | 26260 | 1840005890 | [10 empty] | DavisWV
The Lakes | The Lakes | MN | Minnesota | 27101 | Murray | 44.136 | -95.7083 | 631 | 7 | polygon | FALSE | FALSE | America/Chicago | 3 | 56123 56175 56172 56132 | 1840032018 | [10 empty] | The LakesMN
Niland | Niland | CA | California | 6025 | Imperial | 33.2387 | -115.5146 | 631 | 606 | polygon | FALSE | FALSE | America/Los_Angeles | 3 | 92257 | 1840019371 | [10 empty] | NilandCA
Nisqually Indian Community | Nisqually Indian Community | WA | Washington | 53067 | Thurston | 47.0178 | -122.6728 | 631 | 86 | polygon | FALSE | TRUE | America/Los_Angeles | 3 | 98513 | 1840074509 | [10 empty] | Nisqually Indian CommunityWA
Cohasset | Cohasset | CA | California | 6007 | Butte | 39.9022 | -121.7453 | 631 | 9 | polygon | FALSE | FALSE | America/Los_Angeles | 3 | 95973 | 1840025567 | [10 empty] | CohassetCA
Mangham | Mangham | LA | Louisiana | 22083 | Richland | 32.309 | -91.7795 | 631 | 227 | polygon | FALSE | TRUE | America/Chicago | 3 | 71259 | 1840016976 | [10 empty] | ManghamLA
Brooksville | Brooksville | KY | Kentucky | 21023 | Bracken | 38.6818 | -84.0666 | 631 | 516 | polygon | FALSE | TRUE | America/New_York | 3 | 41004 | 1840013178 | [10 empty] | BrooksvilleKY
Hayden | Hayden | AZ | Arizona | 4007 | Gila | 32.9995 | -110.7814 | 631 | 192 | polygon | FALSE | TRUE | America/Phoenix | 3 | 85135 85192 | 1840021911 | [10 empty] | HaydenAZ
Gibson | Gibson | GA | Georgia | 13125 | Glascock | 33.2334 | -82.596 | 631 | 237 | polygon | FALSE | TRUE | America/New_York | 3 | 30810 | 1840013779 | [10 empty] | GibsonGA
Hoyt | Hoyt | KS | Kansas | 20085 | Jackson | 39.2493 | -95.7081 | 630 | 518 | polygon | FALSE | TRUE | America/Chicago | 3 | 66440 | 1840007328 | [10 empty] | HoytKS
Jefferson | Jefferson | WV | West Virginia | 54039 | Kanawha | 38.3701 | -81.7709 | 630 | 728 | polygon | FALSE | FALSE | America/New_York | 3 | 25177 | 1840038310 | [10 empty] | JeffersonWV
Pinckard | Pinckard | AL | Alabama | 1045 | Dale | 31.3173 | -85.543 | 630 | 45 | polygon | FALSE | TRUE | America/Chicago | 3 | 36371 | 1840017089 | [10 empty] | PinckardAL
Selma | Selma | VA | Virginia | 51005 | Alleghany | 37.8033 | -79.8499 | 630 | 624 | polygon | FALSE | FALSE | America/New_York | 3 | 24474 | 1840006364 | [10 empty] | SelmaVA
Man | Man | WV | West Virginia | 54045 | Logan | 37.7522 | -81.8923 | 630 | 221 | polygon | FALSE | TRUE | America/New_York | 3 | 25635 25634 25632 | 1840006338 | [10 empty] | ManWV
Ridgeway | Ridgeway | WI | Wisconsin | 55049 | Iowa | 42.9986 | -89.993 | 630 | 195 | polygon | FALSE | TRUE | America/Chicago | 3 | 53582 | 1840002963 | [10 empty] | RidgewayWI
Patton Village | Patton Village | CA | California | 6035 | Lassen | 40.1401 | -120.1778 | 630 | 73 | polygon | FALSE | FALSE | America/Los_Angeles | 3 | 96113 | 1840028300 | [10 empty] | Patton VillageCA
Geronimo | Geronimo | TX | Texas | 48187 | Guadalupe | 29.6728 | -97.9686 | 630 | 29 | polygon | FALSE | FALSE | America/Chicago | 3 | 78155 | 1840018262 | [10 empty] | GeronimoTX
Candlewood Lake | Candlewood Lake | OH | Ohio | 39117 | Morrow | 40.6214 | -82.7764 | 630 | 105 | polygon | FALSE | TRUE | America/New_York | 3 | 43338 | 1840042965 | [10 empty] | Candlewood LakeOH
Melrose | Melrose | NM | New Mexico | 35009 | Curry | 34.4289 | -103.6296 | 629 | 143 | polygon | FALSE | TRUE | America/Denver | 3 | 88124 | 1840022817 | [10 empty] | MelroseNM
Springdale | Springdale | UT | Utah | 49053 | Washington | 37.1816 | -113.0048 | 629 | 52 | polygon | FALSE | TRUE | America/Denver | 3 | 84767 | 1840022559 | [10 empty] | SpringdaleUT
Grosse Tete | Grosse Tete | LA | Louisiana | 22047 | Iberville | 30.4148 | -91.4395 | 629 | 165 | polygon | FALSE | TRUE | America/Chicago | 3 | 70740 | 1840018237 | [10 empty] | Grosse TeteLA
Johnson City | Johnson City | OR | Oregon | 41005 | Clackamas | 45.4045 | -122.5795 | 629 | 3485 | polygon | FALSE | TRUE | America/Los_Angeles | 2 | 97267 | 1840018570 | [10 empty] | Johnson CityOR
Mermentau | Mermentau | LA | Louisiana | 22001 | Acadia | 30.1874 | -92.584 | 629 | 113 | polygon | FALSE | TRUE | America/Chicago | 3 | 70556 70559 | 1840018241 | [10 empty] | MermentauLA
Hartford | Hartford | AR | Arkansas | 5131 | Sebastian | 35.0236 | -94.3799 | 629 | 128 | polygon | FALSE | TRUE | America/Chicago | 3 | 72938 | 1840013459 | [10 empty] | HartfordAR
Hamilton | Hamilton | VA | Virginia | 51107 | Loudoun | 39.1349 | -77.6642 | 629 | 1161 | polygon | FALSE | TRUE | America/New_York | 3 | 20158 20159 | 1840005870 | [10 empty] | HamiltonVA
Risingsun | Risingsun | OH | Ohio | 39173 | Wood | 41.2671 | -83.4268 | 629 | 426 | polygon | FALSE | TRUE | America/New_York | 3 | 43457 | 1840011556 | [10 empty] | RisingsunOH
Dahlgren Center | Dahlgren Center | VA | Virginia | 51099 | King George | 38.34 | -77.0324 | 628 | 59 | polygon | TRUE | TRUE | America/New_York | 3 | 22448 | 1840043194 | [10 empty] | Dahlgren CenterVA
New Hope | New Hope | TX | Texas | 48085 | Collin | 33.2115 | -96.5636 | 628 | 169 | polygon | FALSE | TRUE | America/Chicago | 3 | 75071 | 1840022997 | [10 empty] | New HopeTX
Westcliffe | Westcliffe | CO | Colorado | 8027 | Custer | 38.134 | -105.4654 | 628 | 196 | polygon | FALSE | TRUE | America/Denver | 3 | 81252 | 1840022525 | [10 empty] | WestcliffeCO
Santa Maria | Santa Maria | TX | Texas | 48061 | Cameron | 26.0767 | -97.8464 | 628 | 990 | polygon | FALSE | FALSE | America/Chicago | 3 | 78592 | 1840019740 | [10 empty] | Santa MariaTX
Firth | Firth | NE | Nebraska | 31109 | Lancaster | 40.5359 | -96.6049 | 627 | 716 | polygon | FALSE | TRUE | America/Chicago | 3 | 68358 | 1840011848 | [10 empty] | FirthNE
Winterstown | Winterstown | PA | Pennsylvania | 42133 | York | 39.8408 | -76.6175 | 627 | 100 | polygon | FALSE | TRUE | America/New_York | 3 | 17356 17322 | 1840001469 | [10 empty] | WinterstownPA
Graford | Graford | TX | Texas | 48363 | Palo Pinto | 32.9374 | -98.2476 | 627 | 337 | polygon | FALSE | TRUE | America/Chicago | 3 | 76449 | 1840020688 | [10 empty] | GrafordTX
Selby | Selby | SD | South Dakota | 46129 | Walworth | 45.5057 | -100.0329 | 627 | 339 | polygon | FALSE | TRUE | America/Chicago | 3 | 57472 | 1840002085 | [10 empty] | SelbySD
Laurel Hill | Laurel Hill | FL | Florida | 12091 | Okaloosa | 30.9641 | -86.4561 | 627 | 65 | polygon | FALSE | TRUE | America/Chicago | 3 | 32567 | 1840015010 | [10 empty] | Laurel HillFL
Reece City | Reece City | AL | Alabama | 1055 | Etowah | 34.0772 | -86.0345 | 627 | 68 | polygon | FALSE | TRUE | America/Chicago | 3 | 35954 | 1840017965 | [10 empty] | Reece CityAL
Lovelady | Lovelady | TX | Texas | 48225 | Houston | 31.1279 | -95.4456 | 627 | 183 | polygon | FALSE | TRUE | America/Chicago | 3 | 75851 | 1840020834 | [10 empty] | LoveladyTX
Westwood | Westwood | PA | Pennsylvania | 42029 | Chester | 39.9702 | -75.8555 | 627 | 530 | polygon | FALSE | FALSE | America/New_York | 3 | 19320 | 1840026542 | [10 empty] | WestwoodPA
Boyce | Boyce | VA | Virginia | 51043 | Clarke | 39.0933 | -78.0601 | 627 | 659 | polygon | FALSE | TRUE | America/New_York | 3 | 22620 | 1840005893 | [10 empty] | BoyceVA
Ladonia | Ladonia | TX | Texas | 48147 | Fannin | 33.4283 | -95.9482 | 627 | 121 | polygon | FALSE | TRUE | America/Chicago | 3 | 75449 | 1840021975 | [10 empty] | LadoniaTX
Davis | Davis | IL | Illinois | 17177 | Stephenson | 42.4216 | -89.4147 | 627 | 597 | polygon | FALSE | TRUE | America/Chicago | 3 | 61019 | 1840011113 | [10 empty] | DavisIL
Allardt | Allardt | TN | Tennessee | 47049 | Fentress | 36.3811 | -84.8814 | 627 | 64 | polygon | FALSE | TRUE | America/Chicago | 3 | 38556 | 1840013304 | [10 empty] | AllardtTN
Stockton | Stockton | AL | Alabama | 1003 | Baldwin | 30.9946 | -87.86 | 626 | 25 | polygon | FALSE | FALSE | America/Chicago | 3 | 36507 36579 | 1840027498 | [10 empty] | StocktonAL
Kirtland | Kirtland | NM | New Mexico | 35045 | San Juan | 36.7502 | -108.3588 | 626 | 134 | polygon | FALSE | TRUE | America/Denver | 3 | 87417 | 1840017671 | [10 empty] | KirtlandNM
Arcadia University | Arcadia University | PA | Pennsylvania | 42091 | Montgomery | 40.0918 | -75.1653 | 626 | 2452 | polygon | FALSE | TRUE | America/New_York | 2 | 19038 | 1840043391 | [10 empty] | Arcadia UniversityPA
Shenandoah Retreat | Shenandoah Retreat | VA | Virginia | 51043 | Clarke | 39.1373 | -77.8637 | 626 | 160 | polygon | FALSE | FALSE | America/New_York | 3 | 20135 | 1840026669 | [10 empty] | Shenandoah RetreatVA
Fairfield | Fairfield | WA | Washington | 53063 | Spokane | 47.3848 | -117.1748 | 626 | 392 | polygon | FALSE | TRUE | America/Los_Angeles | 3 | 99012 | 1840021096 | [10 empty] | FairfieldWA
Wanamie | Wanamie | PA | Pennsylvania | 42079 | Luzerne | 41.1763 | -76.0384 | 626 | 246 | polygon | FALSE | FALSE | America/New_York | 3 | 18634 | 1840035243 | [10 empty] | WanamiePA
Cartwright | Cartwright | OK | Oklahoma | 40013 | Bryan | 33.8555 | -96.561 | 626 | 101 | polygon | FALSE | FALSE | America/Chicago | 3 | 74731 74733 | 1840026981 | [10 empty] | CartwrightOK
Millville | Millville | DE | Delaware | 10005 | Sussex | 38.5356 | -75.1284 | 626 | 94 | polygon | FALSE | TRUE | America/New_York | 3 | 19970 19945 19967 | 1840006080 | [10 empty] | MillvilleDE
West College Corner | West College Corner | IN | Indiana | 18161 | Union | 39.5694 | -84.819 | 626 | 905 | polygon | FALSE | TRUE | America/New_York | 3 | 47003 | 1840010608 | [10 empty] | West College CornerIN
Queen City | Queen City | MO | Missouri | 29197 | Schuyler | 40.4127 | -92.5663 | 625 | 234 | polygon | FALSE | TRUE | America/Chicago | 3 | 63561 | 1840009412 | [10 empty] | Queen CityMO
Sharon | Sharon | SC | South Carolina | 45091 | York | 34.952 | -81.3436 | 625 | 184 | polygon | FALSE | TRUE | America/New_York | 3 | 29742 | 1840017884 | [10 empty] | SharonSC
La Belle | La Belle | MO | Missouri | 29111 | Lewis | 40.1165 | -91.9147 | 625 | 355 | polygon | FALSE | TRUE | America/Chicago | 3 | 63447 | 1840008384 | [10 empty] | La BelleMO
Lakota | Lakota | ND | North Dakota | 38063 | Nelson | 48.0429 | -98.3468 | 625 | 241 | polygon | FALSE | TRUE | America/Chicago | 3 | 58344 | 1840000095 | [10 empty] | LakotaND
Pilot Station | Pilot Station | AK | Alaska | 2158 | Kusilvak | 61.9422 | -162.8828 | 625 | 150 | polygon | FALSE | TRUE | America/Nome | 3 | 99650 | 1840023329 | [10 empty] | Pilot StationAK
Michie | Michie | TN | Tennessee | 47109 | McNairy | 35.0605 | -88.4257 | 625 | 42 | polygon | FALSE | TRUE | America/Chicago | 3 | 38357 | 1840016408 | [10 empty] | MichieTN
English | English | IN | Indiana | 18025 | Crawford | 38.3408 | -86.4592 | 625 | 79 | polygon | FALSE | TRUE | America/Indiana/Marengo | 3 | 47118 | 1840010810 | [10 empty] | EnglishIN
Atlasburg | Atlasburg | PA | Pennsylvania | 42125 | Washington | 40.3436 | -80.3804 | 625 | 357 | polygon | FALSE | FALSE | America/New_York | 3 | 15004 15021 | 1840026498 | [10 empty] | AtlasburgPA
Parker School | Parker School | MT | Montana | 30041 | Hill | 48.2468 | -109.7342 | 625 | 32 | polygon | FALSE | FALSE | America/Denver | 3 | 59521 | 1840032836 | [10 empty] | Parker SchoolMT
Anguilla | Anguilla | MS | Mississippi | 28125 | Sharkey | 32.9719 | -90.8284 | 625 | 233 | polygon | FALSE | TRUE | America/Chicago | 3 | 38721 | 1840015762 | [10 empty] | AnguillaMS
Douglas City | Douglas City | CA | California | 6105 | Trinity | 40.6636 | -122.9261 | 625 | 9 | polygon | FALSE | FALSE | America/Los_Angeles | 3 | 96024 | 1840024173 | [10 empty] | Douglas CityCA
Chamberino | Chamberino | NM | New Mexico | 35013 | DoÃ±a Ana | 32.0364 | -106.6776 | 625 | 78 | polygon | FALSE | FALSE | America/Denver | 3 | 88021 88027 88044 | 1840025081 | [10 empty] | ChamberinoNM
Randall | Randall | MN | Minnesota | 27097 | Morrison | 46.0887 | -94.5007 | 624 | 120 | polygon | FALSE | TRUE | America/Chicago | 3 | 56475 | 1840008865 | [10 empty] | RandallMN
Balaton | Balaton | MN | Minnesota | 27083 | Lyon | 44.2331 | -95.8707 | 624 | 166 | polygon | FALSE | TRUE | America/Chicago | 3 | 56115 | 1840006787 | [10 empty] | BalatonMN
Derby Line | Derby Line | VT | Vermont | 50019 | Orleans | 45.0008 | -72.1034 | 624 | 332 | polygon | FALSE | TRUE | America/Montreal | 3 | 5830 | 1840004049 | [10 empty] | Derby LineVT
Catawba | Catawba | NC | North Carolina | 37035 | Catawba | 35.7066 | -81.0659 | 624 | 61 | polygon | FALSE | TRUE | America/New_York | 3 | 28609 | 1840016282 | [10 empty] | CatawbaNC
Trout Lake | Trout Lake | WA | Washington | 53039 | Klickitat | 45.9975 | -121.529 | 624 | 34 | polygon | FALSE | FALSE | America/Los_Angeles | 3 | 98650 | 1840024000 | [10 empty] | Trout LakeWA
New Berlin | New Berlin | TX | Texas | 48187 | Guadalupe | 29.4892 | -98.1094 | 624 | 25 | polygon | FALSE | TRUE | America/Chicago | 3 | 78124 78121 78155 | 1840020945 | [10 empty] | New BerlinTX
What Cheer | What Cheer | IA | Iowa | 19107 | Keokuk | 41.3998 | -92.3546 | 624 | 196 | polygon | FALSE | TRUE | America/Chicago | 3 | 50268 | 1840010260 | [10 empty] | What CheerIA
Groveland | Groveland | ID | Idaho | 16011 | Bingham | 43.2235 | -112.3755 | 624 | 104 | polygon | FALSE | FALSE | America/Boise | 3 | 83221 | 1840024023 | [10 empty] | GrovelandID
Hayden Lake | Hayden Lake | ID | Idaho | 16055 | Kootenai | 47.7638 | -116.7558 | 623 | 393 | polygon | FALSE | TRUE | America/Los_Angeles | 3 | 83835 | 1840019809 | [10 empty] | Hayden LakeID
Dodge City | Dodge City | AL | Alabama | 1043 | Cullman | 34.0453 | -86.8837 | 623 | 69 | polygon | FALSE | TRUE | America/Chicago | 3 | 35057 35077 | 1840016700 | [10 empty] | Dodge CityAL
Peters | Peters | CA | California | 6077 | San Joaquin | 37.9763 | -121.044 | 623 | 95 | polygon | FALSE | FALSE | America/Los_Angeles | 3 | 95236 | 1840024698 | [10 empty] | PetersCA
Waverly | Waverly | WV | West Virginia | 54107 | Wood | 39.3328 | -81.3813 | 623 | 158 | polygon | FALSE | FALSE | America/New_York | 3 | 26184 | 1840025618 | [10 empty] | WaverlyWV
Hawley | Hawley | TX | Texas | 48253 | Jones | 32.6037 | -99.8111 | 623 | 82 | polygon | FALSE | TRUE | America/Chicago | 3 | 79525 | 1840020727 | [10 empty] | HawleyTX
New Market | New Market | IN | Indiana | 18107 | Montgomery | 39.9527 | -86.9215 | 623 | 883 | polygon | FALSE | TRUE | America/Indiana/Indianapolis | 3 | 47965 | 1840009463 | [10 empty] | New MarketIN
Tripp | Tripp | SD | South Dakota | 46067 | Hutchinson | 43.2255 | -97.9658 | 623 | 405 | polygon | FALSE | TRUE | America/Chicago | 3 | 57376 | 1840002858 | [10 empty] | TrippSD
Bradley Junction | Bradley Junction | FL | Florida | 12105 | Polk | 27.7942 | -81.9784 | 623 | 114 | polygon | FALSE | FALSE | America/New_York | 3 | 33860 | 1840025154 | [10 empty] | Bradley JunctionFL
Carney | Carney | OK | Oklahoma | 40081 | Lincoln | 35.8065 | -97.0154 | 623 | 138 | polygon | FALSE | TRUE | America/Chicago | 3 | 74832 | 1840022712 | [10 empty] | CarneyOK
Camp Douglas | Camp Douglas | WI | Wisconsin | 55057 | Juneau | 43.9197 | -90.2697 | 623 | 240 | polygon | FALSE | TRUE | America/Chicago | 3 | 54618 | 1840002228 | [10 empty] | Camp DouglasWI
Pultneyville | Pultneyville | NY | New York | 36117 | Wayne | 43.2735 | -77.1825 | 623 | 107 | polygon | FALSE | FALSE | America/New_York | 3 | 14589 14538 | 1840026166 | [10 empty] | PultneyvilleNY
Avoca | Avoca | WI | Wisconsin | 55049 | Iowa | 43.1906 | -90.326 | 623 | 106 | polygon | FALSE | TRUE | America/Chicago | 3 | 53506 | 1840002954 | [10 empty] | AvocaWI
Blue Berry Hill | Blue Berry Hill | TX | Texas | 48025 | Bee | 28.3855 | -97.792 | 623 | 82 | polygon | FALSE | FALSE | America/Chicago | 3 | 78102 | 1840037033 | [10 empty] | Blue Berry HillTX
St. Francisville | St. Francisville | IL | Illinois | 17101 | Lawrence | 38.5919 | -87.6474 | 622 | 322 | polygon | FALSE | TRUE | America/Chicago | 3 | 62460 | 1840009782 | [10 empty] | St. FrancisvilleIL
Farmington | Farmington | IA | Iowa | 19177 | Van Buren | 40.6389 | -91.7391 | 622 | 512 | polygon | FALSE | TRUE | America/Chicago | 3 | 52626 | 1840008303 | [10 empty] | FarmingtonIA
Oneida Castle | Oneida Castle | NY | New York | 36065 | Oneida | 43.0814 | -75.6331 | 622 | 467 | polygon | FALSE | TRUE | America/New_York | 3 | 13421 | 1840004208 | [10 empty] | Oneida CastleNY
Glenville | Glenville | MN | Minnesota | 27047 | Freeborn | 43.5738 | -93.2817 | 622 | 214 | polygon | FALSE | TRUE | America/Chicago | 3 | 56036 | 1840007932 | [10 empty] | GlenvilleMN
Lake Buckhorn | Lake Buckhorn | OH | Ohio | 39075 | Holmes | 40.4744 | -81.9082 | 622 | 136 | polygon | FALSE | TRUE | America/New_York | 3 | 44654 | 1840042992 | [10 empty] | Lake BuckhornOH
Bettsville | Bettsville | OH | Ohio | 39147 | Seneca | 41.2441 | -83.2338 | 622 | 460 | polygon | FALSE | TRUE | America/New_York | 3 | 44883 44815 | 1840011718 | [10 empty] | BettsvilleOH
Fontanelle | Fontanelle | IA | Iowa | 19001 | Adair | 41.29 | -94.5602 | 622 | 251 | polygon | FALSE | TRUE | America/Chicago | 3 | 50846 | 1840008237 | [10 empty] | FontanelleIA
Port Austin | Port Austin | MI | Michigan | 26063 | Huron | 44.0431 | -82.9945 | 622 | 243 | polygon | FALSE | TRUE | America/Detroit | 3 | 48467 | 1840013149 | [10 empty] | Port AustinMI
Doyle | Doyle | CA | California | 6035 | Lassen | 40.0275 | -120.1172 | 622 | 39 | polygon | FALSE | FALSE | America/Los_Angeles | 3 | 96109 | 1840024200 | [10 empty] | DoyleCA
Hammondsport | Hammondsport | NY | New York | 36101 | Steuben | 42.4082 | -77.2236 | 622 | 695 | polygon | FALSE | TRUE | America/New_York | 3 | 14840 | 1840004549 | [10 empty] | HammondsportNY
Richfield | Richfield | NC | North Carolina | 37167 | Stanly | 35.4703 | -80.2575 | 622 | 106 | polygon | FALSE | TRUE | America/New_York | 3 | 28137 | 1840017855 | [10 empty] | RichfieldNC
Paul Smiths | Paul Smiths | NY | New York | 36033 | Franklin | 44.4341 | -74.2533 | 622 | 932 | polygon | FALSE | FALSE | America/New_York | 3 | 12970 | 1840026120 | [10 empty] | Paul SmithsNY
Zanesville | Zanesville | IN | Indiana | 18179 | Wells | 40.9155 | -85.2807 | 621 | 289 | polygon | FALSE | TRUE | America/Indiana/Indianapolis | 3 | 46799 46798 46770 | 1840010299 | [10 empty] | ZanesvilleIN
Earlsboro | Earlsboro | OK | Oklahoma | 40125 | Pottawatomie | 35.3277 | -96.8014 | 621 | 26 | polygon | FALSE | TRUE | America/Chicago | 3 | 74804 74840 | 1840021787 | [10 empty] | EarlsboroOK
Smelterville | Smelterville | ID | Idaho | 16079 | Shoshone | 47.5426 | -116.1774 | 621 | 784 | polygon | FALSE | TRUE | America/Los_Angeles | 3 | 83868 | 1840021089 | [10 empty] | SmeltervilleID
Peterstown | Peterstown | WV | West Virginia | 54063 | Monroe | 37.3991 | -80.795 | 621 | 757 | polygon | FALSE | TRUE | America/New_York | 3 | 24963 | 1840006385 | [10 empty] | PeterstownWV
East Randolph | East Randolph | NY | New York | 36009 | Cattaraugus | 42.1692 | -78.9521 | 621 | 220 | polygon | FALSE | FALSE | America/New_York | 3 | 14772 14730 | 1840004600 | [10 empty] | East RandolphNY
Huntington | Huntington | AR | Arkansas | 5131 | Sebastian | 35.0813 | -94.2665 | 621 | 358 | polygon | FALSE | TRUE | America/Chicago | 3 | 72940 | 1840014576 | [10 empty] | HuntingtonAR
Patterson Springs | Patterson Springs | NC | North Carolina | 37045 | Cleveland | 35.233 | -81.5162 | 621 | 263 | polygon | FALSE | TRUE | America/New_York | 3 | 28073 28152 | 1840016338 | [10 empty] | Patterson SpringsNC
Imboden | Imboden | AR | Arkansas | 5075 | Lawrence | 36.2021 | -91.1823 | 621 | 249 | polygon | FALSE | TRUE | America/Chicago | 3 | 72434 | 1840016132 | [10 empty] | ImbodenAR
Foots Creek | Foots Creek | OR | Oregon | 41029 | Jackson | 42.3845 | -123.1408 | 621 | 39 | polygon | FALSE | FALSE | America/Los_Angeles | 3 | 97525 | 1840025459 | [10 empty] | Foots CreekOR
Burlington | Burlington | IL | Illinois | 17089 | Kane | 42.0415 | -88.5511 | 620 | 33 | polygon | FALSE | TRUE | America/Chicago | 3 | 60140 60109 60178 | 1840010148 | [10 empty] | BurlingtonIL
St. Mary's | St. Mary's | CO | Colorado | 8019 | Clear Creek | 39.8162 | -105.6479 | 620 | 166 | polygon | FALSE | TRUE | America/Denver | 3 | 80452 | 1840028569 | [10 empty] | St. Mary'sCO
Mifflin | Mifflin | PA | Pennsylvania | 42067 | Juniata | 40.5686 | -77.4048 | 620 | 1373 | polygon | FALSE | TRUE | America/New_York | 3 | 17058 | 1840003619 | [10 empty] | MifflinPA
Cushing | Cushing | TX | Texas | 48347 | Nacogdoches | 31.8126 | -94.8411 | 620 | 174 | polygon | FALSE | TRUE | America/Chicago | 3 | 75760 | 1840019535 | [10 empty] | CushingTX
Ozawkie | Ozawkie | KS | Kansas | 20087 | Jefferson | 39.2354 | -95.4659 | 620 | 806 | polygon | FALSE | TRUE | America/Chicago | 3 | 66070 | 1840009610 | [10 empty] | OzawkieKS
Pattison | Pattison | TX | Texas | 48473 | Waller | 29.8193 | -95.9765 | 620 | 71 | polygon | FALSE | TRUE | America/Chicago | 3 | 77423 77466 | 1840020914 | [10 empty] | PattisonTX
Holiday Lakes | Holiday Lakes | OH | Ohio | 39077 | Huron | 41.0923 | -82.7292 | 620 | 138 | polygon | FALSE | TRUE | America/New_York | 3 | 44890 | 1840042971 | [10 empty] | Holiday LakesOH
North Courtland | North Courtland | AL | Alabama | 1079 | Lawrence | 34.6788 | -87.3083 | 620 | 361 | polygon | FALSE | TRUE | America/Chicago | 3 | 35618 | 1840016592 | [10 empty] | North CourtlandAL
Pardeesville | Pardeesville | PA | Pennsylvania | 42079 | Luzerne | 41.0008 | -75.9681 | 620 | 366 | polygon | FALSE | FALSE | America/New_York | 3 | 18202 | 1840026332 | [10 empty] | PardeesvillePA
Ridgeley | Ridgeley | WV | West Virginia | 54057 | Mineral | 39.6432 | -78.7711 | 620 | 824 | polygon | FALSE | TRUE | America/New_York | 3 | 26753 | 1840005727 | [10 empty] | RidgeleyWV
Inez | Inez | KY | Kentucky | 21159 | Martin | 37.8693 | -82.5399 | 620 | 138 | polygon | FALSE | TRUE | America/New_York | 3 | 41224 | 1840014338 | [10 empty] | InezKY
Enoree | Enoree | SC | South Carolina | 45083 | Spartanburg | 34.6593 | -81.9609 | 619 | 154 | polygon | FALSE | FALSE | America/New_York | 3 | 29335 | 1840026959 | [10 empty] | EnoreeSC
Baileyton | Baileyton | AL | Alabama | 1043 | Cullman | 34.2609 | -86.6082 | 619 | 45 | polygon | FALSE | TRUE | America/Chicago | 3 | 35019 | 1840015588 | [10 empty] | BaileytonAL
Shiloh | Shiloh | OH | Ohio | 39139 | Richland | 40.9695 | -82.6016 | 619 | 261 | polygon | FALSE | TRUE | America/New_York | 3 | 44878 | 1840011884 | [10 empty] | ShilohOH
Lolita | Lolita | TX | Texas | 48239 | Jackson | 28.8326 | -96.5387 | 619 | 92 | polygon | FALSE | FALSE | America/Chicago | 3 | 77971 | 1840019677 | [10 empty] | LolitaTX
Parma | Parma | MO | Missouri | 29143 | New Madrid | 36.6117 | -89.8189 | 619 | 374 | polygon | FALSE | TRUE | America/Chicago | 3 | 63870 | 1840009941 | [10 empty] | ParmaMO
Webster | Webster | WI | Wisconsin | 55013 | Burnett | 45.8798 | -92.3628 | 619 | 136 | polygon | FALSE | TRUE | America/Chicago | 3 | 54893 | 1840001994 | [10 empty] | WebsterWI
Sea Ranch Lakes | Sea Ranch Lakes | FL | Florida | 12011 | Broward | 26.2007 | -80.0981 | 619 | 1373 | polygon | FALSE | TRUE | America/New_York | 3 | 33308 | 1840018329 | [10 empty] | Sea Ranch LakesFL
Grove City | Grove City | MN | Minnesota | 27093 | Meeker | 45.148 | -94.6815 | 619 | 363 | polygon | FALSE | TRUE | America/Chicago | 3 | 56243 | 1840000278 | [10 empty] | Grove CityMN
St. Charles | St. Charles | IA | Iowa | 19121 | Madison | 41.288 | -93.8075 | 619 | 444 | polygon | FALSE | TRUE | America/Chicago | 3 | 50240 | 1840009290 | [10 empty] | St. CharlesIA
Roby | Roby | TX | Texas | 48151 | Fisher | 32.746 | -100.3794 | 619 | 332 | polygon | FALSE | TRUE | America/Chicago | 3 | 79543 | 1840020723 | [10 empty] | RobyTX
Camden | Camden | IN | Indiana | 18015 | Carroll | 40.6099 | -86.5397 | 619 | 923 | polygon | FALSE | TRUE | America/Indiana/Indianapolis | 3 | 46923 46917 | 1840009407 | [10 empty] | CamdenIN
Conneaut Lake | Conneaut Lake | PA | Pennsylvania | 42039 | Crawford | 41.6023 | -80.3094 | 619 | 658 | polygon | FALSE | TRUE | America/New_York | 3 | 16316 | 1840000554 | [10 empty] | Conneaut LakePA
Suttons Bay | Suttons Bay | MI | Michigan | 26089 | Leelanau | 44.9798 | -85.6506 | 619 | 186 | polygon | FALSE | TRUE | America/Detroit | 3 | 49682 | 1840013141 | [10 empty] | Suttons BayMI
Walnuttown | Walnuttown | PA | Pennsylvania | 42011 | Berks | 40.4467 | -75.8405 | 618 | 402 | polygon | FALSE | FALSE | America/New_York | 3 | 19522 | 1840026466 | [10 empty] | WalnuttownPA
Scottsville | Scottsville | VA | Virginia | 51003 | Albemarle | 37.8063 | -78.4919 | 618 | 156 | polygon | FALSE | TRUE | America/New_York | 3 | 24590 | 1840006281 | [10 empty] | ScottsvilleVA
Cygnet | Cygnet | OH | Ohio | 39173 | Wood | 41.2407 | -83.6437 | 618 | 720 | polygon | FALSE | TRUE | America/New_York | 3 | 43413 | 1840011554 | [10 empty] | CygnetOH
Glorieta | Glorieta | NM | New Mexico | 35049 | Santa Fe | 35.5839 | -105.7629 | 618 | 31 | polygon | FALSE | FALSE | America/Denver | 3 | 87535 | 1840017772 | [10 empty] | GlorietaNM
Madison | Madison | KS | Kansas | 20073 | Greenwood | 38.1335 | -96.1372 | 618 | 406 | polygon | FALSE | TRUE | America/Chicago | 3 | 66860 | 1840009760 | [10 empty] | MadisonKS
Moores Hill | Moores Hill | IN | Indiana | 18029 | Dearborn | 39.1129 | -85.0893 | 618 | 554 | polygon | FALSE | TRUE | America/New_York | 3 | 47032 | 1840009624 | [10 empty] | Moores HillIN
Cecilia | Cecilia | KY | Kentucky | 21093 | Hardin | 37.6622 | -85.9522 | 618 | 166 | polygon | FALSE | FALSE | America/New_York | 3 | 42724 | 1840026798 | [10 empty] | CeciliaKY
Elgin | Elgin | NE | Nebraska | 31003 | Antelope | 41.9831 | -98.0828 | 617 | 327 | polygon | FALSE | TRUE | America/Chicago | 3 | 68636 | 1840008088 | [10 empty] | ElginNE
Garden City | Garden City | UT | Utah | 49033 | Rich | 41.937 | -111.4122 | 617 | 27 | polygon | FALSE | TRUE | America/Denver | 3 | 84028 | 1840021324 | [10 empty] | Garden CityUT
Trafford | Trafford | AL | Alabama | 1073 | Jefferson | 33.8194 | -86.7467 | 617 | 97 | polygon | FALSE | TRUE | America/Chicago | 3 | 35180 35172 | 1840016804 | [10 empty] | TraffordAL
Adams | Adams | NE | Nebraska | 31067 | Gage | 40.4571 | -96.5127 | 617 | 400 | polygon | FALSE | TRUE | America/Chicago | 3 | 68301 | 1840010436 | [10 empty] | AdamsNE
Garland | Garland | NC | North Carolina | 37163 | Sampson | 34.7859 | -78.3947 | 617 | 221 | polygon | FALSE | TRUE | America/New_York | 3 | 28441 | 1840016432 | [10 empty] | GarlandNC
Oak Hill | Oak Hill | MI | Michigan | 26101 | Manistee | 44.2197 | -86.3031 | 617 | 473 | polygon | FALSE | FALSE | America/Detroit | 3 | 49660 | 1840023963 | [10 empty] | Oak HillMI
Lahoma | Lahoma | OK | Oklahoma | 40047 | Garfield | 36.3878 | -98.0898 | 617 | 708 | polygon | FALSE | TRUE | America/Chicago | 3 | 73754 | 1840021652 | [10 empty] | LahomaOK
Muddy | Muddy | MT | Montana | 30003 | Big Horn | 45.5798 | -106.7754 | 617 | 8 | polygon | FALSE | FALSE | America/Denver | 3 | 59043 | 1840018530 | [10 empty] | MuddyMT
Golden | Golden | IL | Illinois | 17001 | Adams | 40.1104 | -91.0193 | 617 | 370 | polygon | FALSE | TRUE | America/Chicago | 3 | 62339 | 1840012361 | [10 empty] | GoldenIL
Smallwood | Smallwood | NY | New York | 36105 | Sullivan | 41.6595 | -74.8202 | 616 | 158 | polygon | FALSE | FALSE | America/New_York | 3 | 12778 12786 | 1840004787 | [10 empty] | SmallwoodNY
Riviera | Riviera | TX | Texas | 48273 | Kleberg | 27.2992 | -97.7996 | 616 | 64 | polygon | FALSE | FALSE | America/Chicago | 3 | 78379 | 1840026058 | [10 empty] | RivieraTX
Crescent | Crescent | IA | Iowa | 19155 | Pottawattamie | 41.3653 | -95.859 | 616 | 245 | polygon | FALSE | TRUE | America/Chicago | 3 | 51526 | 1840007118 | [10 empty] | CrescentIA
Magnolia | Magnolia | KY | Kentucky | 21123 | Larue | 37.4502 | -85.74 | 616 | 116 | polygon | FALSE | FALSE | America/Chicago | 3 | 42757 | 1840026825 | [10 empty] | MagnoliaKY
Edgerton | Edgerton | MO | Missouri | 29165 | Platte | 39.5022 | -94.629 | 616 | 213 | polygon | FALSE | TRUE | America/Chicago | 3 | 64444 | 1840008483 | [10 empty] | EdgertonMO
Egan | Egan | LA | Louisiana | 22001 | Acadia | 30.246 | -92.5136 | 616 | 49 | polygon | FALSE | FALSE | America/Chicago | 3 | 70531 | 1840026026 | [10 empty] | EganLA
Elmore | Elmore | MN | Minnesota | 27043 | Faribault | 43.5069 | -94.0888 | 616 | 261 | polygon | FALSE | TRUE | America/Chicago | 3 | 56027 | 1840007945 | [10 empty] | ElmoreMN
Idamay | Idamay | WV | West Virginia | 54049 | Marion | 39.493 | -80.2572 | 616 | 269 | polygon | FALSE | FALSE | America/New_York | 3 | 26576 | 1840025598 | [10 empty] | IdamayWV
McConnell | McConnell | WV | West Virginia | 54045 | Logan | 37.8282 | -81.9652 | 616 | 757 | polygon | FALSE | FALSE | America/New_York | 3 | 25646 | 1840038271 | [10 empty] | McConnellWV
Lidgerwood | Lidgerwood | ND | North Dakota | 38077 | Richland | 46.0738 | -97.1451 | 616 | 364 | polygon | FALSE | TRUE | America/Chicago | 3 | 58053 | 1840000233 | [10 empty] | LidgerwoodND
Artemus | Artemus | KY | Kentucky | 21121 | Knox | 36.8352 | -83.8414 | 615 | 175 | polygon | FALSE | FALSE | America/New_York | 3 | 40906 40903 | 1840026893 | [10 empty] | ArtemusKY
Rosman | Rosman | NC | North Carolina | 37175 | Transylvania | 35.1458 | -82.8201 | 615 | 434 | polygon | FALSE | TRUE | America/New_York | 3 | 28712 28772 | 1840017862 | [10 empty] | RosmanNC
Bergholz | Bergholz | OH | Ohio | 39081 | Jefferson | 40.5208 | -80.8851 | 615 | 421 | polygon | FALSE | TRUE | America/New_York | 3 | 43908 | 1840012117 | [10 empty] | BergholzOH
Greensboro | Greensboro | FL | Florida | 12039 | Gadsden | 30.5705 | -84.7324 | 615 | 103 | polygon | FALSE | TRUE | America/New_York | 3 | 32351 32330 | 1840017183 | [10 empty] | GreensboroFL
Pleasant Valley | Pleasant Valley | AK | Alaska | 2090 | Fairbanks North Star | 64.8855 | -146.8986 | 614 | 7 | polygon | FALSE | FALSE | America/Anchorage | 3 | 99712 99716 | 1840023685 | [10 empty] | Pleasant ValleyAK
Stockbridge | Stockbridge | WI | Wisconsin | 55015 | Calumet | 44.0717 | -88.3105 | 614 | 72 | polygon | FALSE | TRUE | America/Chicago | 3 | 53088 54129 53014 | 1840002248 | [10 empty] | StockbridgeWI
Havre North | Havre North | MT | Montana | 30041 | Hill | 48.5632 | -109.6712 | 614 | 70 | polygon | FALSE | TRUE | America/Denver | 3 | 59501 | 1840074035 | [10 empty] | Havre NorthMT
Redwood | Redwood | NY | New York | 36045 | Jefferson | 44.3011 | -75.8063 | 614 | 120 | polygon | FALSE | FALSE | America/New_York | 3 | 13679 | 1840004108 | [10 empty] | RedwoodNY
Menno | Menno | SD | South Dakota | 46067 | Hutchinson | 43.2386 | -97.5772 | 614 | 455 | polygon | FALSE | TRUE | America/Chicago | 3 | 57045 | 1840002860 | [10 empty] | MennoSD
Sankertown | Sankertown | PA | Pennsylvania | 42021 | Cambria | 40.4714 | -78.5921 | 614 | 803 | polygon | FALSE | TRUE | America/New_York | 3 | 16630 | 1840001123 | [10 empty] | SankertownPA
Wanship | Wanship | UT | Utah | 49043 | Summit | 40.8168 | -111.4151 | 614 | 46 | polygon | FALSE | FALSE | America/Denver | 3 | 84017 | 1840024188 | [10 empty] | WanshipUT
Seville | Seville | CA | California | 6107 | Tulare | 36.4856 | -119.2247 | 614 | 372 | polygon | FALSE | FALSE | America/Los_Angeles | 3 | 93292 93670 | 1840024879 | [10 empty] | SevilleCA
Hunterstown | Hunterstown | PA | Pennsylvania | 42001 | Adams | 39.8826 | -77.1569 | 614 | 137 | polygon | FALSE | FALSE | America/New_York | 3 | 17325 | 1840026581 | [10 empty] | HunterstownPA
Irvington | Irvington | IL | Illinois | 17189 | Washington | 38.4386 | -89.1601 | 613 | 234 | polygon | FALSE | TRUE | America/Chicago | 3 | 62801 62848 | 1840012899 | [10 empty] | IrvingtonIL
Trimble | Trimble | MO | Missouri | 29049 | Clinton | 39.4761 | -94.5619 | 613 | 399 | polygon | FALSE | TRUE | America/Chicago | 3 | 64492 | 1840010607 | [10 empty] | TrimbleMO
Mountainburg | Mountainburg | AR | Arkansas | 5033 | Crawford | 35.6361 | -94.1679 | 613 | 155 | polygon | FALSE | TRUE | America/Chicago | 3 | 72946 | 1840014537 | [10 empty] | MountainburgAR
Paoli | Paoli | OK | Oklahoma | 40049 | Garvin | 34.8261 | -97.2619 | 613 | 591 | polygon | FALSE | TRUE | America/Chicago | 3 | 73074 | 1840022823 | [10 empty] | PaoliOK
Pomeroy | Pomeroy | IA | Iowa | 19025 | Calhoun | 42.5519 | -94.6778 | 613 | 115 | polygon | FALSE | TRUE | America/Chicago | 3 | 50575 | 1840009118 | [10 empty] | PomeroyIA
Lowry City | Lowry City | MO | Missouri | 29185 | St. Clair | 38.1401 | -93.7275 | 613 | 230 | polygon | FALSE | TRUE | America/Chicago | 3 | 64763 | 1840009842 | [10 empty] | Lowry CityMO
Sunday Lake | Sunday Lake | WA | Washington | 53061 | Snohomish | 48.2306 | -122.2684 | 613 | 136 | polygon | FALSE | TRUE | America/Los_Angeles | 3 | 98292 | 1840042107 | [10 empty] | Sunday LakeWA
Shishmaref | Shishmaref | AK | Alaska | 2180 | Nome | 66.2372 | -166.1027 | 613 | 101 | polygon | FALSE | TRUE | America/Nome | 3 | 99772 | 1840023498 | [10 empty] | ShishmarefAK
La Paloma-Lost Creek | La Paloma-Lost Creek | TX | Texas | 48355 | Nueces | 27.7195 | -97.7391 | 613 | 27 | polygon | FALSE | TRUE | America/Chicago | 3 | 78380 | 1840074188 | [10 empty] | La Paloma-Lost CreekTX
Fairfield | Fairfield | OK | Oklahoma | 40001 | Adair | 35.8407 | -94.6062 | 613 | 47 | polygon | FALSE | FALSE | America/Chicago | 3 | 74960 | 1840034637 | [10 empty] | FairfieldOK
Bennington | Bennington | KS | Kansas | 20143 | Ottawa | 39.0332 | -97.5933 | 612 | 561 | polygon | FALSE | TRUE | America/Chicago | 3 | 67422 | 1840007383 | [10 empty] | BenningtonKS
Dry Tavern | Dry Tavern | PA | Pennsylvania | 42059 | Greene | 39.9399 | -80.0095 | 612 | 174 | polygon | FALSE | FALSE | America/New_York | 3 | 15357 | 1840026595 | [10 empty] | Dry TavernPA
Lawrenceville | Lawrenceville | PA | Pennsylvania | 42117 | Tioga | 41.9959 | -77.1304 | 612 | 405 | polygon | FALSE | TRUE | America/New_York | 3 | 16929 | 1840003299 | [10 empty] | LawrencevillePA
Villa Pancho | Villa Pancho | TX | Texas | 48061 | Cameron | 25.8842 | -97.4154 | 612 | 851 | polygon | FALSE | FALSE | America/Chicago | 3 | 78521 | 1840037084 | [10 empty] | Villa PanchoTX
Shelby | Shelby | IA | Iowa | 19165 | Shelby | 41.5067 | -95.4506 | 612 | 126 | polygon | FALSE | TRUE | America/Chicago | 3 | 51570 | 1840009213 | [10 empty] | ShelbyIA
Gates | Gates | TN | Tennessee | 47097 | Lauderdale | 35.8407 | -89.4081 | 612 | 335 | polygon | FALSE | TRUE | America/Chicago | 3 | 38037 | 1840016245 | [10 empty] | GatesTN
Ava | Ava | IL | Illinois | 17077 | Jackson | 37.8886 | -89.4965 | 612 | 223 | polygon | FALSE | TRUE | America/Chicago | 3 | 62907 | 1840007561 | [10 empty] | AvaIL
Keystone | Keystone | IA | Iowa | 19011 | Benton | 41.9995 | -92.1982 | 612 | 527 | polygon | FALSE | TRUE | America/Chicago | 3 | 52249 | 1840008096 | [10 empty] | KeystoneIA
Jacksonville | Jacksonville | PA | Pennsylvania | 42063 | Indiana | 40.5652 | -79.2952 | 612 | 34 | polygon | FALSE | FALSE | America/New_York | 3 | 15748 15774 15727 15725 15752 15756 | 1840005352 | [10 empty] | JacksonvillePA
Cordova | Cordova | MD | Maryland | 24041 | Talbot | 38.868 | -75.9989 | 612 | 48 | polygon | FALSE | FALSE | America/New_York | 3 | 21625 | 1840006088 | [10 empty] | CordovaMD
Griggstown | Griggstown | NJ | New Jersey | 34035 | Somerset | 40.44 | -74.5989 | 611 | 96 | polygon | FALSE | FALSE | America/New_York | 3 | 8540 | 1840024277 | [10 empty] | GriggstownNJ
Irvona | Irvona | PA | Pennsylvania | 42033 | Clearfield | 40.7736 | -78.5501 | 611 | 253 | polygon | FALSE | TRUE | America/New_York | 3 | 16656 | 1840003497 | [10 empty] | IrvonaPA
Isola | Isola | MS | Mississippi | 28053 | Humphreys | 33.2634 | -90.5923 | 611 | 319 | polygon | FALSE | TRUE | America/Chicago | 3 | 38754 | 1840016887 | [10 empty] | IsolaMS
Mooresburg | Mooresburg | TN | Tennessee | 47073 | Hawkins | 36.3531 | -83.2362 | 611 | 62 | polygon | FALSE | FALSE | America/New_York | 3 | 37811 | 1840025758 | [10 empty] | MooresburgTN
Whitesburg | Whitesburg | GA | Georgia | 13045 | Carroll | 33.4928 | -84.9137 | 611 | 85 | polygon | FALSE | TRUE | America/New_York | 3 | 30185 | 1840015680 | [10 empty] | WhitesburgGA
Matador | Matador | TX | Texas | 48345 | Motley | 34.015 | -100.8211 | 611 | 180 | polygon | FALSE | TRUE | America/Chicago | 3 | 79244 | 1840022881 | [10 empty] | MatadorTX
Trimble | Trimble | TN | Tennessee | 47045 | Dyer | 36.202 | -89.188 | 611 | 364 | polygon | FALSE | TRUE | America/Chicago | 3 | 38259 | 1840016160 | [10 empty] | TrimbleTN
Yatesville | Yatesville | PA | Pennsylvania | 42079 | Luzerne | 41.3037 | -75.7825 | 611 | 387 | polygon | FALSE | TRUE | America/New_York | 3 | 18640 | 1840000779 | [10 empty] | YatesvillePA
Wampsville | Wampsville | NY | New York | 36053 | Madison | 43.0772 | -75.7097 | 611 | 230 | polygon | FALSE | TRUE | America/New_York | 3 | 13163 13032 | 1840004358 | [10 empty] | WampsvilleNY
Muir | Muir | MI | Michigan | 26067 | Ionia | 42.9973 | -84.9359 | 611 | 331 | polygon | FALSE | TRUE | America/Detroit | 3 | 48860 48851 | 1840011020 | [10 empty] | MuirMI
Alto | Alto | CA | California | 6041 | Marin | 37.9056 | -122.5186 | 611 | 1876 | polygon | FALSE | FALSE | America/Los_Angeles | 3 | 94941 | 1840027992 | [10 empty] | AltoCA
Bunnlevel | Bunnlevel | NC | North Carolina | 37085 | Harnett | 35.31 | -78.7725 | 611 | 31 | polygon | FALSE | FALSE | America/New_York | 3 | 28323 | 1840024949 | [10 empty] | BunnlevelNC
Winfall | Winfall | NC | North Carolina | 37143 | Perquimans | 36.2104 | -76.455 | 610 | 102 | polygon | FALSE | TRUE | America/New_York | 3 | 27944 27985 | 1840016100 | [10 empty] | WinfallNC
Reardan | Reardan | WA | Washington | 53043 | Lincoln | 47.6697 | -117.8779 | 610 | 474 | polygon | FALSE | TRUE | America/Los_Angeles | 3 | 99029 | 1840021110 | [10 empty] | ReardanWA
Nortonville | Nortonville | KS | Kansas | 20087 | Jefferson | 39.4158 | -95.3304 | 610 | 545 | polygon | FALSE | TRUE | America/Chicago | 3 | 66060 | 1840008506 | [10 empty] | NortonvilleKS
Elk Horn | Elk Horn | IA | Iowa | 19165 | Shelby | 41.593 | -95.0615 | 610 | 306 | polygon | FALSE | TRUE | America/Chicago | 3 | 51531 | 1840008161 | [10 empty] | Elk HornIA
Lyndon | Lyndon | IL | Illinois | 17195 | Whiteside | 41.7174 | -89.924 | 610 | 311 | polygon | FALSE | TRUE | America/Chicago | 3 | 61261 | 1840011422 | [10 empty] | LyndonIL
Bartelso | Bartelso | IL | Illinois | 17027 | Clinton | 38.5371 | -89.4672 | 610 | 546 | polygon | FALSE | TRUE | America/Chicago | 3 | 62218 | 1840012852 | [10 empty] | BartelsoIL
Curlew Lake | Curlew Lake | WA | Washington | 53019 | Ferry | 48.7311 | -118.6663 | 610 | 54 | polygon | FALSE | TRUE | America/Los_Angeles | 3 | 99166 | 1840043278 | [10 empty] | Curlew LakeWA
Garfield | Garfield | WA | Washington | 53075 | Whitman | 47.0103 | -117.1395 | 609 | 250 | polygon | FALSE | TRUE | America/Los_Angeles | 3 | 99130 | 1840021141 | [10 empty] | GarfieldWA
Skokomish | Skokomish | WA | Washington | 53045 | Mason | 47.3298 | -123.1579 | 609 | 35 | polygon | FALSE | FALSE | America/Los_Angeles | 3 | 98584 | 1840018433 | [10 empty] | SkokomishWA
Sandy Hook | Sandy Hook | KY | Kentucky | 21063 | Elliott | 38.0929 | -83.1241 | 609 | 239 | polygon | FALSE | TRUE | America/New_York | 3 | 41171 | 1840015210 | [10 empty] | Sandy HookKY
West Point | West Point | AL | Alabama | 1043 | Cullman | 34.2401 | -86.9626 | 609 | 68 | polygon | FALSE | TRUE | America/Chicago | 3 | 35057 35179 | 1840016704 | [10 empty] | West PointAL
Fort Cobb | Fort Cobb | OK | Oklahoma | 40015 | Caddo | 35.1041 | -98.4417 | 609 | 334 | polygon | FALSE | TRUE | America/Chicago | 3 | 73038 | 1840021766 | [10 empty] | Fort CobbOK
Calvert | Calvert | AL | Alabama | 1129 | Washington | 31.154 | -88.0169 | 609 | 100 | polygon | FALSE | FALSE | America/Chicago | 3 | 36513 36560 | 1840025955 | [10 empty] | CalvertAL
Paradise Heights | Paradise Heights | FL | Florida | 12095 | Orange | 28.6237 | -81.5439 | 609 | 510 | polygon | FALSE | FALSE | America/New_York | 3 | 32703 | 1840028994 | [10 empty] | Paradise HeightsFL
Caspar | Caspar | CA | California | 6045 | Mendocino | 39.3631 | -123.8044 | 608 | 78 | polygon | FALSE | FALSE | America/Los_Angeles | 3 | 95460 95420 | 1840025583 | [10 empty] | CasparCA
Winona | Winona | TX | Texas | 48423 | Smith | 32.4928 | -95.173 | 608 | 152 | polygon | FALSE | TRUE | America/Chicago | 3 | 75792 | 1840023047 | [10 empty] | WinonaTX
Sanders | Sanders | AZ | Arizona | 4001 | Apache | 35.2095 | -109.3224 | 608 | 98 | polygon | FALSE | FALSE | America/Denver | 3 | 86512 | 1840022626 | [10 empty] | SandersAZ
Metamora | Metamora | OH | Ohio | 39051 | Fulton | 41.7114 | -83.9057 | 608 | 287 | polygon | FALSE | TRUE | America/New_York | 3 | 43540 | 1840011514 | [10 empty] | MetamoraOH
Montvale | Montvale | VA | Virginia | 51019 | Bedford | 37.3866 | -79.7253 | 608 | 97 | polygon | FALSE | FALSE | America/New_York | 3 | 24064 24122 | 1840026837 | [10 empty] | MontvaleVA
Bell Hill | Bell Hill | WA | Washington | 53009 | Clallam | 48.055 | -123.087 | 608 | 88 | polygon | FALSE | FALSE | America/Los_Angeles | 3 | 98382 | 1840037847 | [10 empty] | Bell HillWA
Caneyville | Caneyville | KY | Kentucky | 21085 | Grayson | 37.4241 | -86.4906 | 607 | 142 | polygon | FALSE | TRUE | America/Chicago | 3 | 42721 | 1840014364 | [10 empty] | CaneyvilleKY
Provencal | Provencal | LA | Louisiana | 22069 | Natchitoches | 31.6547 | -93.1999 | 607 | 95 | polygon | FALSE | TRUE | America/Chicago | 3 | 71468 71469 | 1840018143 | [10 empty] | ProvencalLA
Rosa SÃ¡nchez | Rosa Sanchez | PR | Puerto Rico | 72151 | Yabucoa | 18.0623 | -65.9141 | 607 | 538 | polygon | FALSE | FALSE | America/Puerto_Rico | 3 | 767 | 1630023681 | [10 empty] | Rosa SÃ¡nchezPR
Ingleside on the Bay | Ingleside on the Bay | TX | Texas | 48409 | San Patricio | 27.8304 | -97.221 | 607 | 801 | polygon | FALSE | TRUE | America/Chicago | 3 | 78362 | 1840037011 | [10 empty] | Ingleside on the BayTX
New Houlka | New Houlka | MS | Mississippi | 28017 | Chickasaw | 34.0363 | -89.0211 | 607 | 190 | polygon | FALSE | TRUE | America/Chicago | 3 | 38850 | 1840073886 | [10 empty] | New HoulkaMS
Cuyahoga Heights | Cuyahoga Heights | OH | Ohio | 39035 | Cuyahoga | 41.435 | -81.6562 | 607 | 76 | polygon | FALSE | TRUE | America/New_York | 3 | 44125 44105 | 1840000598 | [10 empty] | Cuyahoga HeightsOH
Glencoe | Glencoe | OK | Oklahoma | 40119 | Payne | 36.2313 | -96.9302 | 607 | 132 | polygon | FALSE | TRUE | America/Chicago | 3 | 74032 | 1840021678 | [10 empty] | GlencoeOK
Hartville | Hartville | MO | Missouri | 29229 | Wright | 37.2502 | -92.512 | 607 | 359 | polygon | FALSE | TRUE | America/Chicago | 3 | 65667 | 1840007603 | [10 empty] | HartvilleMO
Hopkins | Hopkins | MI | Michigan | 26005 | Allegan | 42.6251 | -85.7633 | 607 | 489 | polygon | FALSE | TRUE | America/Detroit | 3 | 49328 | 1840011092 | [10 empty] | HopkinsMI
West Milford | West Milford | WV | West Virginia | 54033 | Harrison | 39.2044 | -80.4034 | 607 | 441 | polygon | FALSE | TRUE | America/New_York | 3 | 26451 | 1840005775 | [10 empty] | West MilfordWV
Maricopa Colony | Maricopa Colony | AZ | Arizona | 4013 | Maricopa | 33.3626 | -112.2268 | 607 | 42 | polygon | FALSE | TRUE | America/Phoenix | 3 | 85339 | 1840042770 | [10 empty] | Maricopa ColonyAZ
Stotonic Village | Stotonic Village | AZ | Arizona | 4021 | Pinal | 33.1528 | -111.8167 | 607 | 47 | polygon | FALSE | TRUE | America/Phoenix | 3 | 85248 85147 | 1840042796 | [10 empty] | Stotonic VillageAZ
Upper Santan Village | Upper Santan Village | AZ | Arizona | 4021 | Pinal | 33.1152 | -111.7418 | 607 | 33 | polygon | FALSE | TRUE | America/Phoenix | 3 | 85147 | 1840042802 | [10 empty] | Upper Santan VillageAZ
Mount Victory | Mount Victory | OH | Ohio | 39065 | Hardin | 40.5338 | -83.5211 | 606 | 277 | polygon | FALSE | TRUE | America/New_York | 3 | 43340 | 1840011961 | [10 empty] | Mount VictoryOH
Hometown | Hometown | WV | West Virginia | 54079 | Putnam | 38.5288 | -81.8552 | 606 | 291 | polygon | FALSE | FALSE | America/New_York | 3 | 25109 | 1840038252 | [10 empty] | HometownWV
Elsah | Elsah | IL | Illinois | 17083 | Jersey | 38.9541 | -90.3553 | 606 | 214 | polygon | FALSE | TRUE | America/Chicago | 3 | 62028 | 1840012713 | [10 empty] | ElsahIL
Howard | Howard | KS | Kansas | 20049 | Elk | 37.4696 | -96.2632 | 606 | 336 | polygon | FALSE | TRUE | America/Chicago | 3 | 67349 | 1840007595 | [10 empty] | HowardKS
Maple Hill | Maple Hill | KS | Kansas | 20197 | Wabaunsee | 39.0856 | -96.0281 | 606 | 964 | polygon | FALSE | TRUE | America/Chicago | 3 | 66507 | 1840009689 | [10 empty] | Maple HillKS
Cedarville | Cedarville | CA | California | 6049 | Modoc | 41.528 | -120.1748 | 606 | 42 | polygon | FALSE | FALSE | America/Los_Angeles | 3 | 96104 | 1840022386 | [10 empty] | CedarvilleCA
Seven Mile Ford | Seven Mile Ford | VA | Virginia | 51173 | Smyth | 36.8129 | -81.6294 | 606 | 162 | polygon | FALSE | FALSE | America/New_York | 3 | 24354 | 1840026900 | [10 empty] | Seven Mile FordVA
Oxford | Oxford | MD | Maryland | 24041 | Talbot | 38.6849 | -76.1703 | 606 | 434 | polygon | FALSE | TRUE | America/New_York | 3 | 21654 | 1840006090 | [10 empty] | OxfordMD
Myton | Myton | UT | Utah | 49013 | Duchesne | 40.1933 | -110.0624 | 606 | 232 | polygon | FALSE | TRUE | America/Denver | 3 | 84052 | 1840020163 | [10 empty] | MytonUT
Foristell | Foristell | MO | Missouri | 29183 | St. Charles | 38.8156 | -90.9626 | 606 | 41 | polygon | FALSE | TRUE | America/Chicago | 3 | 63348 | 1840008569 | [10 empty] | ForistellMO
North Washington | North Washington | CO | Colorado | 8001 | Adams | 39.8085 | -104.9792 | 606 | 45 | polygon | FALSE | FALSE | America/Denver | 3 | 80216 80221 80229 | 1840028566 | [10 empty] | North WashingtonCO
Chaplin | Chaplin | KY | Kentucky | 21179 | Nelson | 37.8996 | -85.2195 | 606 | 169 | polygon | FALSE | FALSE | America/New_York | 3 | 40008 40012 | 1840026801 | [10 empty] | ChaplinKY
Circle | Circle | MT | Montana | 30055 | McCone | 47.4176 | -105.587 | 605 | 298 | polygon | FALSE | TRUE | America/Denver | 3 | 59215 | 1840022288 | [10 empty] | CircleMT
Ursa | Ursa | IL | Illinois | 17001 | Adams | 40.074 | -91.3721 | 605 | 338 | polygon | FALSE | TRUE | America/Chicago | 3 | 62376 | 1840012371 | [10 empty] | UrsaIL
McIntyre | McIntyre | GA | Georgia | 13319 | Wilkinson | 32.8466 | -83.2011 | 605 | 45 | polygon | FALSE | TRUE | America/New_York | 3 | 31054 | 1840016941 | [10 empty] | McIntyreGA
Murray Hill | Murray Hill | KY | Kentucky | 21111 | Jefferson | 38.2907 | -85.5871 | 605 | 1792 | polygon | FALSE | TRUE | America/New_York | 3 | 40242 40241 | 1840030804 | [10 empty] | Murray HillKY
Miranda | Miranda | CA | California | 6023 | Humboldt | 40.2289 | -123.8173 | 605 | 156 | polygon | FALSE | FALSE | America/Los_Angeles | 3 | 95553 | 1840009298 | [10 empty] | MirandaCA
Fallston | Fallston | NC | North Carolina | 37045 | Cleveland | 35.4289 | -81.5023 | 605 | 108 | polygon | FALSE | TRUE | America/New_York | 3 | 28090 28042 | 1840016335 | [10 empty] | FallstonNC
Cokeburg | Cokeburg | PA | Pennsylvania | 42125 | Washington | 40.1001 | -80.0656 | 605 | 664 | polygon | FALSE | TRUE | America/New_York | 3 | 15324 | 1840003648 | [10 empty] | CokeburgPA
McIntosh | McIntosh | MN | Minnesota | 27119 | Polk | 47.6369 | -95.8864 | 605 | 233 | polygon | FALSE | TRUE | America/Chicago | 3 | 56556 | 1840007705 | [10 empty] | McIntoshMN
Calumet | Calumet | OK | Oklahoma | 40017 | Canadian | 35.6014 | -98.1247 | 604 | 182 | polygon | FALSE | TRUE | America/Chicago | 3 | 73014 | 1840022731 | [10 empty] | CalumetOK
Harrisville | Harrisville | NY | New York | 36049 | Lewis | 44.1532 | -75.3211 | 604 | 296 | polygon | FALSE | FALSE | America/New_York | 3 | 13648 | 1840004133 | [10 empty] | HarrisvilleNY
Los Luceros | Los Luceros | NM | New Mexico | 35039 | Rio Arriba | 36.1151 | -106.0371 | 604 | 142 | polygon | FALSE | FALSE | America/Denver | 3 | 87511 | 1840024837 | [10 empty] | Los LucerosNM
Byron | Byron | WY | Wyoming | 56003 | Big Horn | 44.7964 | -108.5081 | 604 | 257 | polygon | FALSE | TRUE | America/Denver | 3 | 82412 82431 | 1840022343 | [10 empty] | ByronWY
Bedford Park | Bedford Park | IL | Illinois | 17031 | Cook | 41.767 | -87.7915 | 604 | 39 | polygon | FALSE | TRUE | America/Chicago | 3 | 60638 60501 | 1840011247 | [10 empty] | Bedford ParkIL
Cattle Creek | Cattle Creek | CO | Colorado | 8045 | Garfield | 39.4667 | -107.2599 | 604 | 180 | polygon | FALSE | FALSE | America/Denver | 3 | 81601 | 1840024360 | [10 empty] | Cattle CreekCO
Catheys Valley | Catheys Valley | CA | California | 6043 | Mariposa | 37.4371 | -120.0936 | 604 | 9 | polygon | FALSE | FALSE | America/Los_Angeles | 3 | 95306 | 1840022543 | [10 empty] | Catheys ValleyCA
Hardin | Hardin | KY | Kentucky | 21157 | Marshall | 36.7652 | -88.3023 | 604 | 333 | polygon | FALSE | TRUE | America/Chicago | 3 | 42048 | 1840013274 | [10 empty] | HardinKY
Pleasant Hope | Pleasant Hope | MO | Missouri | 29167 | Polk | 37.465 | -93.2743 | 604 | 150 | polygon | FALSE | TRUE | America/Chicago | 3 | 65613 65725 | 1840009874 | [10 empty] | Pleasant HopeMO
Pavo | Pavo | GA | Georgia | 13027 | Brooks | 30.9597 | -83.738 | 604 | 132 | polygon | FALSE | TRUE | America/New_York | 3 | 31778 | 1840014994 | [10 empty] | PavoGA
Albion | Albion | WA | Washington | 53075 | Whitman | 46.7916 | -117.2511 | 604 | 594 | polygon | FALSE | TRUE | America/Los_Angeles | 3 | 99163 99102 | 1840021136 | [10 empty] | AlbionWA
Reedsville | Reedsville | WV | West Virginia | 54077 | Preston | 39.5102 | -79.8006 | 604 | 359 | polygon | FALSE | TRUE | America/New_York | 3 | 26547 | 1840005657 | [10 empty] | ReedsvilleWV
Thurston | Thurston | OH | Ohio | 39045 | Fairfield | 39.8451 | -82.5532 | 604 | 576 | polygon | FALSE | TRUE | America/New_York | 3 | 43105 43157 | 1840012475 | [10 empty] | ThurstonOH
Friant | Friant | CA | California | 6019 | Fresno | 36.9848 | -119.713 | 604 | 186 | polygon | FALSE | FALSE | America/Los_Angeles | 3 | 93626 | 1840017635 | [10 empty] | FriantCA
Burlington | Burlington | IN | Indiana | 18015 | Carroll | 40.4822 | -86.3947 | 604 | 381 | polygon | FALSE | TRUE | America/Indiana/Indianapolis | 3 | 46915 46913 | 1840009406 | [10 empty] | BurlingtonIN
Millington | Millington | MD | Maryland | 24029 | Kent | 39.2629 | -75.8359 | 604 | 325 | polygon | FALSE | TRUE | America/New_York | 3 | 21651 | 1840005799 | [10 empty] | MillingtonMD
Henrietta | Henrietta | NC | North Carolina | 37161 | Rutherford | 35.2569 | -81.8012 | 604 | 399 | polygon | FALSE | FALSE | America/New_York | 3 | 28114 28076 | 1840025818 | [10 empty] | HenriettaNC
Ridgecrest | Ridgecrest | LA | Louisiana | 22029 | Concordia | 31.6018 | -91.5304 | 603 | 541 | polygon | FALSE | TRUE | America/Chicago | 3 | 71334 | 1840018169 | [10 empty] | RidgecrestLA
Villa Heights | Villa Heights | VA | Virginia | 51089 | Henry | 36.6981 | -79.8994 | 603 | 242 | polygon | FALSE | FALSE | America/New_York | 3 | 24112 | 1840006559 | [10 empty] | Villa HeightsVA
Plum City | Plum City | WI | Wisconsin | 55093 | Pierce | 44.6338 | -92.1918 | 603 | 223 | polygon | FALSE | TRUE | America/Chicago | 3 | 54761 | 1840002287 | [10 empty] | Plum CityWI
Fairchild | Fairchild | WI | Wisconsin | 55035 | Eau Claire | 44.6036 | -90.9577 | 603 | 160 | polygon | FALSE | TRUE | America/Chicago | 3 | 54741 | 1840002293 | [10 empty] | FairchildWI
Jasper | Jasper | MN | Minnesota | 27117 | Pipestone | 43.8491 | -96.3999 | 603 | 228 | polygon | FALSE | TRUE | America/Chicago | 3 | 56144 | 1840007907 | [10 empty] | JasperMN
Independence | Independence | CA | California | 6027 | Inyo | 36.8274 | -118.2132 | 603 | 47 | polygon | FALSE | FALSE | America/Los_Angeles | 3 | 93526 | 1840017644 | [10 empty] | IndependenceCA
Poplar | Poplar | WI | Wisconsin | 55031 | Douglas | 46.5828 | -91.7836 | 603 | 19 | polygon | FALSE | TRUE | America/Chicago | 3 | 54864 | 1840003912 | [10 empty] | PoplarWI
Elgin | Elgin | ND | North Dakota | 38037 | Grant | 46.4025 | -101.843 | 603 | 215 | polygon | FALSE | TRUE | America/Denver | 3 | 58533 | 1840000202 | [10 empty] | ElginND
Marion | Marion | UT | Utah | 49043 | Summit | 40.6813 | -111.2828 | 603 | 40 | polygon | FALSE | FALSE | America/Denver | 3 | 84036 | 1840024185 | [10 empty] | MarionUT
St. Libory | St. Libory | IL | Illinois | 17163 | St. Clair | 38.3633 | -89.7135 | 603 | 239 | polygon | FALSE | TRUE | America/Chicago | 3 | 62282 62257 | 1840012872 | [10 empty] | St. LiboryIL
Oxford | Oxford | WI | Wisconsin | 55077 | Marquette | 43.78 | -89.5658 | 602 | 280 | polygon | FALSE | TRUE | America/Chicago | 3 | 53952 | 1840002597 | [10 empty] | OxfordWI
Chenequa | Chenequa | WI | Wisconsin | 55133 | Waukesha | 43.1228 | -88.3838 | 602 | 67 | polygon | FALSE | TRUE | America/Chicago | 3 | 53058 53029 | 1840003016 | [10 empty] | ChenequaWI
Eads | Eads | CO | Colorado | 8061 | Kiowa | 38.4814 | -102.7797 | 602 | 486 | polygon | FALSE | TRUE | America/Denver | 3 | 81036 | 1840021495 | [10 empty] | EadsCO
Danville | Danville | WV | West Virginia | 54005 | Boone | 38.0808 | -81.8342 | 602 | 217 | polygon | FALSE | TRUE | America/New_York | 3 | 25053 | 1840006306 | [10 empty] | DanvilleWV
Bay View | Bay View | OH | Ohio | 39043 | Erie | 41.468 | -82.825 | 602 | 841 | polygon | FALSE | TRUE | America/New_York | 3 | 44870 | 1840011543 | [10 empty] | Bay ViewOH
Dumont | Dumont | IA | Iowa | 19023 | Butler | 42.7522 | -92.9736 | 602 | 133 | polygon | FALSE | TRUE | America/Chicago | 3 | 50625 | 1840008037 | [10 empty] | DumontIA
Tall Timbers | Tall Timbers | MD | Maryland | 24037 | St. Mary's | 38.1654 | -76.5366 | 602 | 169 | polygon | FALSE | FALSE | America/New_York | 3 | 20692 20690 | 1840026746 | [10 empty] | Tall TimbersMD
Black Rock | Black Rock | AR | Arkansas | 5075 | Lawrence | 36.107 | -91.1074 | 602 | 70 | polygon | FALSE | TRUE | America/Chicago | 3 | 72415 72476 | 1840013354 | [10 empty] | Black RockAR
Mi Ranchito Estate | Mi Ranchito Estate | TX | Texas | 48427 | Starr | 26.3878 | -98.8733 | 602 | 742 | polygon | FALSE | TRUE | America/Chicago | 3 | 78582 | 1840041191 | [10 empty] | Mi Ranchito EstateTX
Forest Home | Forest Home | NY | New York | 36109 | Tompkins | 42.453 | -76.4702 | 601 | 923 | polygon | FALSE | FALSE | America/New_York | 3 | 14850 | 1840004540 | [10 empty] | Forest HomeNY
Masthope | Masthope | PA | Pennsylvania | 42103 | Pike | 41.5154 | -75.0257 | 601 | 44 | polygon | FALSE | FALSE | America/New_York | 3 | 18428 18435 | 1840026312 | [10 empty] | MasthopePA
Loyall | Loyall | KY | Kentucky | 21095 | Harlan | 36.8527 | -83.3506 | 601 | 786 | polygon | FALSE | TRUE | America/New_York | 3 | 40806 40854 | 1840015264 | [10 empty] | LoyallKY
Carnesville | Carnesville | GA | Georgia | 13119 | Franklin | 34.3729 | -83.2328 | 601 | 73 | polygon | FALSE | TRUE | America/New_York | 3 | 30521 | 1840014690 | [10 empty] | CarnesvilleGA
Natchez | Natchez | LA | Louisiana | 22069 | Natchitoches | 31.6743 | -93.0456 | 601 | 224 | polygon | FALSE | TRUE | America/Chicago | 3 | 71456 71457 | 1840018141 | [10 empty] | NatchezLA
Doolittle | Doolittle | MO | Missouri | 29161 | Phelps | 37.9425 | -91.8913 | 601 | 83 | polygon | FALSE | TRUE | America/Chicago | 3 | 65550 65401 | 1840007541 | [10 empty] | DoolittleMO
New Augusta | New Augusta | MS | Mississippi | 28111 | Perry | 31.2036 | -89.0272 | 601 | 45 | polygon | FALSE | TRUE | America/Chicago | 3 | 39462 | 1840017107 | [10 empty] | New AugustaMS
Eureka | Eureka | WI | Wisconsin | 55139 | Winnebago | 44.0073 | -88.8426 | 601 | 225 | polygon | FALSE | FALSE | America/Chicago | 3 | 54963 54934 | 1840025389 | [10 empty] | EurekaWI
Doon | Doon | IA | Iowa | 19119 | Lyon | 43.2792 | -96.2323 | 601 | 359 | polygon | FALSE | TRUE | America/Chicago | 3 | 51235 | 1840006858 | [10 empty] | DoonIA
Juliaetta | Juliaetta | ID | Idaho | 16057 | Latah | 46.574 | -116.7096 | 601 | 332 | polygon | FALSE | TRUE | America/Los_Angeles | 3 | 83535 | 1840018461 | [10 empty] | JuliaettaID
East Bend | East Bend | NC | North Carolina | 37197 | Yadkin | 36.2178 | -80.5085 | 601 | 177 | polygon | FALSE | TRUE | America/New_York | 3 | 27018 | 1840016111 | [10 empty] | East BendNC
Star Lake | Star Lake | NY | New York | 36089 | St. Lawrence | 44.1613 | -75.0363 | 601 | 53 | polygon | FALSE | FALSE | America/New_York | 3 | 13690 | 1840004053 | [10 empty] | Star LakeNY
Milton | Milton | KY | Kentucky | 21223 | Trimble | 38.7113 | -85.3734 | 601 | 157 | polygon | FALSE | TRUE | America/New_York | 3 | 40045 | 1840014276 | [10 empty] | MiltonKY
Verona | Verona | MO | Missouri | 29109 | Lawrence | 36.9631 | -93.7936 | 601 | 267 | polygon | FALSE | TRUE | America/Chicago | 3 | 65769 | 1840010883 | [10 empty] | VeronaMO
Washington | Washington | OK | Oklahoma | 40087 | McClain | 35.0583 | -97.4922 | 601 | 158 | polygon | FALSE | TRUE | America/Chicago | 3 | 73093 | 1840022785 | [10 empty] | WashingtonOK
Claflin | Claflin | KS | Kansas | 20009 | Barton | 38.5245 | -98.5369 | 601 | 711 | polygon | FALSE | TRUE | America/Chicago | 3 | 67525 | 1840007481 | [10 empty] | ClaflinKS
Barnum | Barnum | MN | Minnesota | 27017 | Carlton | 46.5054 | -92.6884 | 600 | 229 | polygon | FALSE | TRUE | America/Chicago | 3 | 55707 | 1840006649 | [10 empty] | BarnumMN
Fort White | Fort White | FL | Florida | 12023 | Columbia | 29.9224 | -82.7135 | 600 | 95 | polygon | FALSE | TRUE | America/New_York | 3 | 32038 | 1840017190 | [10 empty] | Fort WhiteFL
Oconomowoc Lake | Oconomowoc Lake | WI | Wisconsin | 55133 | Waukesha | 43.0975 | -88.4521 | 600 | 120 | polygon | FALSE | TRUE | America/Chicago | 3 | 53066 | 1840003028 | [10 empty] | Oconomowoc LakeWI
New England | New England | ND | North Dakota | 38041 | Hettinger | 46.5408 | -102.8669 | 600 | 470 | polygon | FALSE | TRUE | America/Denver | 3 | 58647 | 1840000222 | [10 empty] | New EnglandND
Arlington | Arlington | OR | Oregon | 41021 | Gilliam | 45.7207 | -120.1888 | 600 | 90 | polygon | FALSE | TRUE | America/Los_Angeles | 3 | 97843 97812 97861 | 1840018546 | [10 empty] | ArlingtonOR
Tuxedo Park | Tuxedo Park | NY | New York | 36071 | Orange | 41.2008 | -74.206 | 600 | 87 | polygon | FALSE | TRUE | America/New_York | 3 | 10987 | 1840004878 | [10 empty] | Tuxedo ParkNY
Heart Butte | Heart Butte | MT | Montana | 30073 | Pondera | 48.2905 | -112.8363 | 600 | 50 | polygon | FALSE | FALSE | America/Denver | 3 | 59448 | 1840017316 | [10 empty] | Heart ButteMT
Stinson Beach | Stinson Beach | CA | California | 6041 | Marin | 37.9051 | -122.6456 | 600 | 160 | polygon | FALSE | FALSE | America/Los_Angeles | 3 | 94970 | 1840018891 | [10 empty] | Stinson BeachCA
Interlaken | Interlaken | NY | New York | 36099 | Seneca | 42.6189 | -76.7251 | 599 | 762 | polygon | FALSE | TRUE | America/New_York | 3 | 14847 | 1840004417 | [10 empty] | InterlakenNY
Florien | Florien | LA | Louisiana | 22085 | Sabine | 31.448 | -93.4584 | 599 | 103 | polygon | FALSE | TRUE | America/Chicago | 3 | 71429 | 1840018159 | [10 empty] | FlorienLA
Ireton | Ireton | IA | Iowa | 19167 | Sioux | 42.9749 | -96.3216 | 599 | 226 | polygon | FALSE | TRUE | America/Chicago | 3 | 51027 | 1840007984 | [10 empty] | IretonIA
Beverly Shores | Beverly Shores | IN | Indiana | 18127 | Porter | 41.685 | -86.9804 | 599 | 64 | polygon | FALSE | TRUE | America/Chicago | 3 | 46301 46360 | 1840009265 | [10 empty] | Beverly ShoresIN
Murchison | Murchison | TX | Texas | 48213 | Henderson | 32.2751 | -95.7561 | 599 | 146 | polygon | FALSE | TRUE | America/Chicago | 3 | 75778 | 1840020776 | [10 empty] | MurchisonTX
Marquette | Marquette | KS | Kansas | 20113 | McPherson | 38.5555 | -97.8344 | 599 | 479 | polygon | FALSE | TRUE | America/Chicago | 3 | 67464 | 1840008635 | [10 empty] | MarquetteKS
Knoxville | Knoxville | PA | Pennsylvania | 42117 | Tioga | 41.9604 | -77.4379 | 599 | 372 | polygon | FALSE | TRUE | America/New_York | 3 | 16928 | 1840003298 | [10 empty] | KnoxvillePA
Niederwald | Niederwald | TX | Texas | 48055 | Caldwell | 30.0041 | -97.7531 | 599 | 63 | polygon | FALSE | TRUE | America/Chicago | 3 | 78640 | 1840020906 | [10 empty] | NiederwaldTX
Cole | Cole | OK | Oklahoma | 40087 | McClain | 35.0992 | -97.5663 | 599 | 15 | polygon | FALSE | TRUE | America/Chicago | 3 | 73010 73093 | 1840022784 | [10 empty] | ColeOK
Quentin | Quentin | PA | Pennsylvania | 42075 | Lebanon | 40.2793 | -76.4352 | 599 | 362 | polygon | FALSE | FALSE | America/New_York | 3 | 17083 17042 | 1840005429 | [10 empty] | QuentinPA
Rule | Rule | TX | Texas | 48207 | Haskell | 33.182 | -99.8933 | 599 | 331 | polygon | FALSE | TRUE | America/Chicago | 3 | 79547 | 1840022026 | [10 empty] | RuleTX
Volente | Volente | TX | Texas | 48453 | Travis | 30.4453 | -97.908 | 599 | 109 | polygon | FALSE | TRUE | America/Chicago | 3 | 78641 | 1840023147 | [10 empty] | VolenteTX
Walden | Walden | CO | Colorado | 8057 | Jackson | 40.7315 | -106.2813 | 599 | 689 | polygon | FALSE | TRUE | America/Denver | 3 | 80480 | 1840022404 | [10 empty] | WaldenCO
Big Run | Big Run | PA | Pennsylvania | 42065 | Jefferson | 40.9702 | -78.8765 | 599 | 334 | polygon | FALSE | TRUE | America/New_York | 3 | 15715 | 1840003467 | [10 empty] | Big RunPA
Grindstone | Grindstone | PA | Pennsylvania | 42051 | Fayette | 40.0218 | -79.8232 | 599 | 175 | polygon | FALSE | FALSE | America/New_York | 3 | 15442 | 1840034999 | [10 empty] | GrindstonePA
Minden | Minden | IA | Iowa | 19155 | Pottawattamie | 41.4689 | -95.5412 | 598 | 518 | polygon | FALSE | TRUE | America/Chicago | 3 | 51553 | 1840008233 | [10 empty] | MindenIA
Colbert | Colbert | GA | Georgia | 13195 | Madison | 34.037 | -83.2139 | 598 | 226 | polygon | FALSE | TRUE | America/New_York | 3 | 30628 | 1840014725 | [10 empty] | ColbertGA
Hopkins Park | Hopkins Park | IL | Illinois | 17091 | Kankakee | 41.069 | -87.6064 | 598 | 57 | polygon | FALSE | TRUE | America/Chicago | 3 | 60958 60944 | 1840011698 | [10 empty] | Hopkins ParkIL
Leadington | Leadington | MO | Missouri | 29187 | St. Francois | 37.8343 | -90.4806 | 598 | 253 | polygon | FALSE | TRUE | America/Chicago | 3 | 63601 63640 | 1840008688 | [10 empty] | LeadingtonMO
Stanford | Stanford | IL | Illinois | 17113 | McLean | 40.4322 | -89.2209 | 598 | 348 | polygon | FALSE | TRUE | America/Chicago | 3 | 61774 | 1840011982 | [10 empty] | StanfordIL
Bayview | Bayview | NC | North Carolina | 37013 | Beaufort | 35.4414 | -76.7928 | 598 | 218 | polygon | FALSE | FALSE | America/New_York | 3 | 27808 | 1840025806 | [10 empty] | BayviewNC
Evansville | Evansville | MN | Minnesota | 27041 | Douglas | 46.0062 | -95.6869 | 598 | 294 | polygon | FALSE | TRUE | America/Chicago | 3 | 56326 | 1840007768 | [10 empty] | EvansvilleMN
Franklin | Franklin | IL | Illinois | 17137 | Morgan | 39.6205 | -90.0477 | 598 | 278 | polygon | FALSE | TRUE | America/Chicago | 3 | 62638 | 1840012511 | [10 empty] | FranklinIL
Prentice | Prentice | WI | Wisconsin | 55099 | Price | 45.5408 | -90.2898 | 597 | 114 | polygon | FALSE | TRUE | America/Chicago | 3 | 54556 | 1840002012 | [10 empty] | PrenticeWI
Eau Claire | Eau Claire | MI | Michigan | 26021 | Berrien | 41.9853 | -86.304 | 597 | 276 | polygon | FALSE | TRUE | America/Detroit | 3 | 49111 | 1840011226 | [10 empty] | Eau ClaireMI
Hopkinton | Hopkinton | IA | Iowa | 19055 | Delaware | 42.3431 | -91.2487 | 597 | 371 | polygon | FALSE | TRUE | America/Chicago | 3 | 52237 | 1840006934 | [10 empty] | HopkintonIA
St. Paul | St. Paul | KS | Kansas | 20133 | Neosho | 37.5186 | -95.1742 | 597 | 197 | polygon | FALSE | TRUE | America/Chicago | 3 | 66771 | 1840009887 | [10 empty] | St. PaulKS
Hatley | Hatley | WI | Wisconsin | 55073 | Marathon | 44.8866 | -89.3371 | 597 | 236 | polygon | FALSE | TRUE | America/Chicago | 3 | 54440 | 1840002164 | [10 empty] | HatleyWI
Tamaroa | Tamaroa | IL | Illinois | 17145 | Perry | 38.1364 | -89.2293 | 597 | 240 | polygon | FALSE | TRUE | America/Chicago | 3 | 62888 | 1840012948 | [10 empty] | TamaroaIL
Patterson Heights | Patterson Heights | PA | Pennsylvania | 42007 | Beaver | 40.7391 | -80.3263 | 597 | 1002 | polygon | FALSE | TRUE | America/New_York | 3 | 15010 | 1840001029 | [10 empty] | Patterson HeightsPA
Johnson Siding | Johnson Siding | SD | South Dakota | 46103 | Pennington | 44.0846 | -103.438 | 597 | 61 | polygon | FALSE | FALSE | America/Denver | 3 | 57702 | 1840026124 | [10 empty] | Johnson SidingSD
Newell | Newell | SD | South Dakota | 46019 | Butte | 44.7174 | -103.4184 | 597 | 227 | polygon | FALSE | TRUE | America/Denver | 3 | 57760 | 1840000289 | [10 empty] | NewellSD
Varnamtown | Varnamtown | NC | North Carolina | 37019 | Brunswick | 33.9432 | -78.236 | 596 | 253 | polygon | FALSE | TRUE | America/New_York | 3 | 28462 | 1840016686 | [10 empty] | VarnamtownNC
Clarktown | Clarktown | OH | Ohio | 39145 | Scioto | 38.8498 | -82.9085 | 596 | 112 | polygon | FALSE | FALSE | America/New_York | 3 | 45648 45653 | 1840034072 | [10 empty] | ClarktownOH
Sutherland | Sutherland | IA | Iowa | 19141 | O'Brien | 42.9729 | -95.4951 | 596 | 264 | polygon | FALSE | TRUE | America/Chicago | 3 | 51058 | 1840009047 | [10 empty] | SutherlandIA
Fairmount | Fairmount | IL | Illinois | 17183 | Vermilion | 40.0456 | -87.8293 | 596 | 724 | polygon | FALSE | TRUE | America/Chicago | 3 | 61841 | 1840012179 | [10 empty] | FairmountIL
Park Crest | Park Crest | PA | Pennsylvania | 42107 | Schuylkill | 40.8192 | -76.0601 | 596 | 323 | polygon | FALSE | FALSE | America/New_York | 3 | 18214 | 1840035142 | [10 empty] | Park CrestPA
Bath | Bath | WV | West Virginia | 54065 | Morgan | 39.6248 | -78.2274 | 596 | 685 | polygon | FALSE | TRUE | America/New_York | 3 | 25411 | 1840073280 | [10 empty] | BathWV
Babbie | Babbie | AL | Alabama | 1039 | Covington | 31.3022 | -86.3229 | 596 | 20 | polygon | FALSE | TRUE | America/Chicago | 3 | 36467 36421 | 1840015865 | [10 empty] | BabbieAL
Kanawha | Kanawha | IA | Iowa | 19081 | Hancock | 42.9342 | -93.7933 | 595 | 114 | polygon | FALSE | TRUE | America/Chicago | 3 | 50447 | 1840007988 | [10 empty] | KanawhaIA
Harmony | Harmony | NC | North Carolina | 37097 | Iredell | 35.959 | -80.7735 | 595 | 169 | polygon | FALSE | TRUE | America/New_York | 3 | 28634 | 1840016216 | [10 empty] | HarmonyNC
Portland | Portland | ND | North Dakota | 38097 | Traill | 47.4995 | -97.3693 | 595 | 275 | polygon | FALSE | TRUE | America/Chicago | 3 | 58274 | 1840000137 | [10 empty] | PortlandND
Blandinsville | Blandinsville | IL | Illinois | 17109 | McDonough | 40.554 | -90.8683 | 595 | 262 | polygon | FALSE | TRUE | America/Chicago | 3 | 61420 | 1840012109 | [10 empty] | BlandinsvilleIL
Matthews | Matthews | MO | Missouri | 29143 | New Madrid | 36.7584 | -89.5688 | 595 | 117 | polygon | FALSE | TRUE | America/Chicago | 3 | 63867 | 1840008802 | [10 empty] | MatthewsMO
Cranesville | Cranesville | PA | Pennsylvania | 42049 | Erie | 41.904 | -80.3418 | 595 | 245 | polygon | FALSE | TRUE | America/New_York | 3 | 16410 | 1840000475 | [10 empty] | CranesvillePA
Dieterich | Dieterich | IL | Illinois | 17049 | Effingham | 39.0601 | -88.3825 | 595 | 183 | polygon | FALSE | TRUE | America/Chicago | 3 | 62424 | 1840012738 | [10 empty] | DieterichIL
Greenwood | Greenwood | NE | Nebraska | 31025 | Cass | 40.9614 | -96.4433 | 595 | 558 | polygon | FALSE | TRUE | America/Chicago | 3 | 68366 | 1840011810 | [10 empty] | GreenwoodNE
Diablock | Diablock | KY | Kentucky | 21193 | Perry | 37.2295 | -83.1709 | 595 | 1130 | polygon | FALSE | FALSE | America/New_York | 3 | 41701 | 1840026855 | [10 empty] | DiablockKY
Nome | Nome | TX | Texas | 48245 | Jefferson | 30.0364 | -94.4064 | 595 | 185 | polygon | FALSE | TRUE | America/Chicago | 3 | 77629 | 1840020918 | [10 empty] | NomeTX
Balmorhea | Balmorhea | TX | Texas | 48389 | Reeves | 30.984 | -103.7438 | 595 | 593 | polygon | FALSE | TRUE | America/Chicago | 3 | 79718 | 1840019527 | [10 empty] | BalmorheaTX
Peck | Peck | MI | Michigan | 26151 | Sanilac | 43.2588 | -82.8167 | 595 | 220 | polygon | FALSE | TRUE | America/Detroit | 3 | 48466 | 1840010982 | [10 empty] | PeckMI
Velma | Velma | OK | Oklahoma | 40137 | Stephens | 34.4548 | -97.6617 | 595 | 163 | polygon | FALSE | TRUE | America/Chicago | 3 | 73491 | 1840022830 | [10 empty] | VelmaOK
Oaktown | Oaktown | IN | Indiana | 18083 | Knox | 38.8717 | -87.4412 | 595 | 845 | polygon | FALSE | TRUE | America/Indiana/Vincennes | 3 | 47561 | 1840009733 | [10 empty] | OaktownIN
North Chevy Chase | North Chevy Chase | MD | Maryland | 24031 | Montgomery | 39.0021 | -77.0743 | 595 | 1971 | polygon | FALSE | TRUE | America/New_York | 3 | 20815 | 1840005855 | [10 empty] | North Chevy ChaseMD
Kewanna | Kewanna | IN | Indiana | 18049 | Fulton | 41.0194 | -86.4125 | 595 | 419 | polygon | FALSE | TRUE | America/Indiana/Indianapolis | 3 | 46939 46935 | 1840010308 | [10 empty] | KewannaIN
Buena Vista | Buena Vista | CA | California | 6005 | Amador | 38.2974 | -120.9179 | 595 | 141 | polygon | FALSE | FALSE | America/Los_Angeles | 3 | 95640 | 1840022499 | [10 empty] | Buena VistaCA
Hartford City | Hartford City | WV | West Virginia | 54053 | Mason | 38.9978 | -81.9905 | 594 | 185 | polygon | FALSE | TRUE | America/New_York | 3 | 25253 25247 | 1840006046 | [10 empty] | Hartford CityWV
Lansing | Lansing | OH | Ohio | 39013 | Belmont | 40.0758 | -80.7919 | 594 | 814 | polygon | FALSE | FALSE | America/New_York | 3 | 43912 43934 | 1840026550 | [10 empty] | LansingOH
Hornersville | Hornersville | MO | Missouri | 29069 | Dunklin | 36.0404 | -90.1158 | 594 | 293 | polygon | FALSE | TRUE | America/Chicago | 3 | 63855 | 1840007667 | [10 empty] | HornersvilleMO
San Jose | San Jose | IL | Illinois | 17107 | Logan | 40.3051 | -89.6048 | 594 | 553 | polygon | FALSE | TRUE | America/Chicago | 3 | 62682 | 1840012209 | [10 empty] | San JoseIL
Danielsville | Danielsville | GA | Georgia | 13195 | Madison | 34.1238 | -83.2201 | 594 | 158 | polygon | FALSE | TRUE | America/New_York | 3 | 30633 | 1840014727 | [10 empty] | DanielsvilleGA
Sherrard | Sherrard | IL | Illinois | 17131 | Mercer | 41.3109 | -90.4991 | 594 | 247 | polygon | FALSE | TRUE | America/Chicago | 3 | 61281 | 1840011682 | [10 empty] | SherrardIL
Vienna | Vienna | MO | Missouri | 29125 | Maries | 38.1875 | -91.9501 | 594 | 214 | polygon | FALSE | TRUE | America/Chicago | 3 | 65582 | 1840010816 | [10 empty] | ViennaMO
Boothville | Boothville | LA | Louisiana | 22075 | Plaquemines | 29.333 | -89.4052 | 594 | 106 | polygon | FALSE | FALSE | America/Chicago | 3 | 70041 70038 | 1840027025 | [10 empty] | BoothvilleLA
Fort Duchesne | Fort Duchesne | UT | Utah | 49047 | Uintah | 40.2811 | -109.877 | 594 | 32 | polygon | FALSE | FALSE | America/Denver | 3 | 84026 | 1840017502 | [10 empty] | Fort DuchesneUT
Rodey | Rodey | NM | New Mexico | 35013 | DoÃ±a Ana | 32.6538 | -107.1358 | 594 | 406 | polygon | FALSE | FALSE | America/Denver | 3 | 87937 | 1840025088 | [10 empty] | RodeyNM
Hooversville | Hooversville | PA | Pennsylvania | 42111 | Somerset | 40.1504 | -78.9132 | 594 | 375 | polygon | FALSE | TRUE | America/New_York | 3 | 15936 | 1840003737 | [10 empty] | HooversvillePA
Plantersville | Plantersville | TX | Texas | 48185 | Grimes | 30.3325 | -95.8633 | 594 | 116 | polygon | FALSE | TRUE | America/Chicago | 3 | 77363 | 1840032017 | [10 empty] | PlantersvilleTX
Unionville | Unionville | NY | New York | 36071 | Orange | 41.3013 | -74.5619 | 594 | 750 | polygon | FALSE | TRUE | America/New_York | 3 | 10988 | 1840004879 | [10 empty] | UnionvilleNY
Grant Town | Grant Town | WV | West Virginia | 54049 | Marion | 39.559 | -80.1772 | 594 | 435 | polygon | FALSE | TRUE | America/New_York | 3 | 26588 26574 | 1840005731 | [10 empty] | Grant TownWV
Rock Point | Rock Point | AZ | Arizona | 4001 | Apache | 36.7173 | -109.6287 | 593 | 16 | polygon | FALSE | FALSE | America/Denver | 3 | 86545 | 1840018999 | [10 empty] | Rock PointAZ
Scotts Corners | Scotts Corners | NY | New York | 36119 | Westchester | 41.1889 | -73.5561 | 593 | 129 | polygon | FALSE | FALSE | America/New_York | 3 | 10576 | 1840004925 | [10 empty] | Scotts CornersNY
Rolette | Rolette | ND | North Dakota | 38079 | Rolette | 48.6609 | -99.8417 | 593 | 227 | polygon | FALSE | TRUE | America/Chicago | 3 | 58366 | 1840001850 | [10 empty] | RoletteND
Dodge | Dodge | NE | Nebraska | 31053 | Dodge | 41.7218 | -96.8804 | 593 | 579 | polygon | FALSE | TRUE | America/Chicago | 3 | 68633 | 1840011458 | [10 empty] | DodgeNE
Webbers Falls | Webbers Falls | OK | Oklahoma | 40101 | Muskogee | 35.512 | -95.1601 | 593 | 59 | polygon | FALSE | TRUE | America/Chicago | 3 | 74470 | 1840022725 | [10 empty] | Webbers FallsOK
Como | Como | IL | Illinois | 17195 | Whiteside | 41.7662 | -89.7657 | 593 | 214 | polygon | FALSE | FALSE | America/Chicago | 3 | 61081 | 1840026246 | [10 empty] | ComoIL
Briarcliffe Acres | Briarcliffe Acres | SC | South Carolina | 45051 | Horry | 33.7899 | -78.749 | 593 | 349 | polygon | FALSE | TRUE | America/New_York | 3 | 29572 | 1840015594 | [10 empty] | Briarcliffe AcresSC
Racine | Racine | MN | Minnesota | 27099 | Mower | 43.7755 | -92.481 | 593 | 342 | polygon | FALSE | TRUE | America/Chicago | 3 | 55967 | 1840009005 | [10 empty] | RacineMN
Goldfield | Goldfield | IA | Iowa | 19197 | Wright | 42.7356 | -93.9181 | 593 | 191 | polygon | FALSE | TRUE | America/Chicago | 3 | 50542 | 1840008034 | [10 empty] | GoldfieldIA
Cassadaga | Cassadaga | NY | New York | 36013 | Chautauqua | 42.3427 | -79.318 | 593 | 273 | polygon | FALSE | TRUE | America/New_York | 3 | 14718 | 1840004576 | [10 empty] | CassadagaNY
Campobello | Campobello | SC | South Carolina | 45083 | Spartanburg | 35.1224 | -82.1495 | 593 | 65 | polygon | FALSE | TRUE | America/New_York | 3 | 29322 | 1840015481 | [10 empty] | CampobelloSC
Piltzville | Piltzville | MT | Montana | 30063 | Missoula | 46.8582 | -113.8591 | 593 | 306 | polygon | FALSE | FALSE | America/Denver | 3 | 59802 | 1840023814 | [10 empty] | PiltzvilleMT
Heilwood | Heilwood | PA | Pennsylvania | 42063 | Indiana | 40.6322 | -78.8931 | 593 | 60 | polygon | FALSE | FALSE | America/New_York | 3 | 15761 15710 15745 15728 | 1840005351 | [10 empty] | HeilwoodPA
Grand Mound | Grand Mound | IA | Iowa | 19045 | Clinton | 41.8232 | -90.6502 | 593 | 125 | polygon | FALSE | TRUE | America/Chicago | 3 | 52751 | 1840008138 | [10 empty] | Grand MoundIA
Stagecoach | Stagecoach | TX | Texas | 48339 | Montgomery | 30.1438 | -95.7079 | 592 | 198 | polygon | FALSE | TRUE | America/Chicago | 3 | 77355 | 1840023140 | [10 empty] | StagecoachTX
Littlefork | Littlefork | MN | Minnesota | 27071 | Koochiching | 48.3964 | -93.5578 | 592 | 192 | polygon | FALSE | TRUE | America/Chicago | 3 | 56653 | 1840008815 | [10 empty] | LittleforkMN
Swink | Swink | CO | Colorado | 8089 | Otero | 38.014 | -103.6284 | 592 | 816 | polygon | FALSE | TRUE | America/Denver | 3 | 81050 81077 | 1840022528 | [10 empty] | SwinkCO
Lucas | Lucas | OH | Ohio | 39139 | Richland | 40.7042 | -82.4222 | 592 | 337 | polygon | FALSE | TRUE | America/New_York | 3 | 44843 | 1840011883 | [10 empty] | LucasOH
Blairs | Blairs | VA | Virginia | 51143 | Pittsylvania | 36.6958 | -79.3774 | 592 | 65 | polygon | FALSE | FALSE | America/New_York | 3 | 24527 24540 | 1840026886 | [10 empty] | BlairsVA
Wibaux | Wibaux | MT | Montana | 30109 | Wibaux | 46.9866 | -104.19 | 592 | 213 | polygon | FALSE | TRUE | America/Denver | 3 | 59353 | 1840022311 | [10 empty] | WibauxMT
Orderville | Orderville | UT | Utah | 49025 | Kane | 37.254 | -112.6574 | 592 | 26 | polygon | FALSE | TRUE | America/Denver | 3 | 84758 84755 | 1840022564 | [10 empty] | OrdervilleUT
Solon Springs | Solon Springs | WI | Wisconsin | 55031 | Douglas | 46.3495 | -91.8208 | 592 | 145 | polygon | FALSE | TRUE | America/Chicago | 3 | 54873 | 1840003909 | [10 empty] | Solon SpringsWI
Bucoda | Bucoda | WA | Washington | 53067 | Thurston | 46.7968 | -122.868 | 592 | 407 | polygon | FALSE | TRUE | America/Los_Angeles | 3 | 98530 | 1840021143 | [10 empty] | BucodaWA
Lawndale | Lawndale | NC | North Carolina | 37045 | Cleveland | 35.4142 | -81.5631 | 592 | 284 | polygon | FALSE | TRUE | America/New_York | 3 | 28090 | 1840016331 | [10 empty] | LawndaleNC
Clark | Clark | PA | Pennsylvania | 42085 | Mercer | 41.2831 | -80.4088 | 592 | 75 | polygon | FALSE | TRUE | America/New_York | 3 | 16113 16150 | 1840000656 | [10 empty] | ClarkPA
Stonewall | Stonewall | TX | Texas | 48171 | Gillespie | 30.2497 | -98.6593 | 592 | 15 | polygon | FALSE | FALSE | America/Chicago | 3 | 78671 | 1840019593 | [10 empty] | StonewallTX
Sunset Bay | Sunset Bay | NY | New York | 36013 | Chautauqua | 42.5607 | -79.1308 | 592 | 344 | polygon | FALSE | FALSE | America/New_York | 3 | 14136 14081 | 1840026200 | [10 empty] | Sunset BayNY
Minto | Minto | ND | North Dakota | 38099 | Walsh | 48.2924 | -97.373 | 592 | 159 | polygon | FALSE | TRUE | America/Chicago | 3 | 58261 | 1840000084 | [10 empty] | MintoND
Oak Grove | Oak Grove | IL | Illinois | 17161 | Rock Island | 41.4119 | -90.5742 | 591 | 346 | polygon | FALSE | TRUE | America/Chicago | 3 | 61264 | 1840011445 | [10 empty] | Oak GroveIL
Bancroft | Bancroft | WV | West Virginia | 54079 | Putnam | 38.5107 | -81.8418 | 591 | 1642 | polygon | FALSE | TRUE | America/New_York | 3 | 25011 | 1840006181 | [10 empty] | BancroftWV
Fairlee | Fairlee | MD | Maryland | 24029 | Kent | 39.2268 | -76.1654 | 591 | 60 | polygon | FALSE | FALSE | America/New_York | 3 | 21620 | 1840024475 | [10 empty] | FairleeMD
Mayersville | Mayersville | MS | Mississippi | 28055 | Issaquena | 32.8964 | -91.0467 | 591 | 207 | polygon | FALSE | TRUE | America/Chicago | 3 | 39113 39159 | 1840016940 | [10 empty] | MayersvilleMS
Ossipee | Ossipee | NC | North Carolina | 37001 | Alamance | 36.1678 | -79.5135 | 591 | 376 | polygon | FALSE | TRUE | America/New_York | 3 | 27244 | 1840016146 | [10 empty] | OssipeeNC
Colmesneil | Colmesneil | TX | Texas | 48457 | Tyler | 30.9097 | -94.422 | 591 | 114 | polygon | FALSE | TRUE | America/Chicago | 3 | 75938 | 1840019564 | [10 empty] | ColmesneilTX
Encinal | Encinal | TX | Texas | 48283 | La Salle | 28.041 | -99.3546 | 591 | 528 | polygon | FALSE | TRUE | America/Chicago | 3 | 78019 | 1840020997 | [10 empty] | EncinalTX
Ulm | Ulm | MT | Montana | 30013 | Cascade | 47.4197 | -111.5252 | 591 | 11 | polygon | FALSE | FALSE | America/Denver | 3 | 59404 59485 | 1840018429 | [10 empty] | UlmMT
Selma | Selma | OR | Oregon | 41033 | Josephine | 42.2797 | -123.6151 | 591 | 35 | polygon | FALSE | FALSE | America/Los_Angeles | 3 | 97538 | 1840025487 | [10 empty] | SelmaOR
Avon | Avon | SD | South Dakota | 46009 | Bon Homme | 43.0052 | -98.0592 | 590 | 352 | polygon | FALSE | TRUE | America/Chicago | 3 | 57315 | 1840003067 | [10 empty] | AvonSD
Madrone | Madrone | NM | New Mexico | 35061 | Valencia | 34.5792 | -106.7285 | 590 | 74 | polygon | FALSE | FALSE | America/Denver | 3 | 87002 | 1840024995 | [10 empty] | MadroneNM
Pierce | Pierce | ID | Idaho | 16035 | Clearwater | 46.493 | -115.7995 | 590 | 276 | polygon | FALSE | TRUE | America/Los_Angeles | 3 | 83546 | 1840019877 | [10 empty] | PierceID
Napoleonville | Napoleonville | LA | Louisiana | 22007 | Assumption | 29.9384 | -91.0263 | 590 | 1352 | polygon | FALSE | TRUE | America/Chicago | 3 | 70390 | 1840018259 | [10 empty] | NapoleonvilleLA
Summit | Summit | AR | Arkansas | 5089 | Marion | 36.2522 | -92.6883 | 590 | 188 | polygon | FALSE | TRUE | America/Chicago | 3 | 72687 72677 | 1840015299 | [10 empty] | SummitAR
New Salisbury | New Salisbury | IN | Indiana | 18061 | Harrison | 38.314 | -86.1 | 590 | 115 | polygon | FALSE | FALSE | America/Kentucky/Louisville | 3 | 47161 | 1840026757 | [10 empty] | New SalisburyIN
Shenandoah Junction | Shenandoah Junction | WV | West Virginia | 54037 | Jefferson | 39.3531 | -77.8375 | 590 | 224 | polygon | FALSE | FALSE | America/New_York | 3 | 25442 | 1840025611 | [10 empty] | Shenandoah JunctionWV
Franklin | Franklin | KS | Kansas | 20037 | Crawford | 37.523 | -94.6994 | 590 | 133 | polygon | FALSE | FALSE | America/Chicago | 3 | 66735 | 1840026831 | [10 empty] | FranklinKS
Roland | Roland | AR | Arkansas | 5119 | Pulaski | 34.9005 | -92.5186 | 590 | 28 | polygon | FALSE | FALSE | America/Chicago | 3 | 72135 | 1840022810 | [10 empty] | RolandAR
Pomeroy | Pomeroy | PA | Pennsylvania | 42029 | Chester | 39.9639 | -75.885 | 590 | 695 | polygon | FALSE | FALSE | America/New_York | 3 | 19320 19365 19367 | 1840035159 | [10 empty] | PomeroyPA
Hurtsboro | Hurtsboro | AL | Alabama | 1113 | Russell | 32.2401 | -85.4147 | 589 | 220 | polygon | FALSE | TRUE | America/Chicago | 3 | 36860 | 1840016999 | [10 empty] | HurtsboroAL
Ansonville | Ansonville | NC | North Carolina | 37007 | Anson | 35.1041 | -80.1097 | 589 | 154 | polygon | FALSE | TRUE | America/New_York | 3 | 28170 28007 | 1840015479 | [10 empty] | AnsonvilleNC
Butterfield | Butterfield | MN | Minnesota | 27165 | Watonwan | 43.9586 | -94.7938 | 589 | 579 | polygon | FALSE | TRUE | America/Chicago | 3 | 56120 | 1840006814 | [10 empty] | ButterfieldMN
Sunfield | Sunfield | MI | Michigan | 26045 | Eaton | 42.7612 | -84.9952 | 589 | 299 | polygon | FALSE | TRUE | America/Detroit | 3 | 48890 | 1840011086 | [10 empty] | SunfieldMI
Hayden | Hayden | IN | Indiana | 18079 | Jennings | 38.9714 | -85.739 | 589 | 91 | polygon | FALSE | FALSE | America/Indiana/Indianapolis | 3 | 47265 47245 | 1840025626 | [10 empty] | HaydenIN
Mohrsville | Mohrsville | PA | Pennsylvania | 42011 | Berks | 40.4781 | -75.9852 | 589 | 348 | polygon | FALSE | FALSE | America/New_York | 3 | 19541 | 1840026450 | [10 empty] | MohrsvillePA
Green City | Green City | MO | Missouri | 29211 | Sullivan | 40.2639 | -92.9563 | 589 | 158 | polygon | FALSE | TRUE | America/Chicago | 3 | 63545 | 1840008359 | [10 empty] | Green CityMO
Etna Green | Etna Green | IN | Indiana | 18085 | Kosciusko | 41.2755 | -86.0461 | 589 | 453 | polygon | FALSE | TRUE | America/Indiana/Indianapolis | 3 | 46524 | 1840010276 | [10 empty] | Etna GreenIN
Golinda | Golinda | TX | Texas | 48145 | Falls | 31.3711 | -97.0763 | 589 | 56 | polygon | FALSE | TRUE | America/Chicago | 3 | 76655 76632 | 1840020841 | [10 empty] | GolindaTX
Canton | Canton | OK | Oklahoma | 40011 | Blaine | 36.055 | -98.5884 | 589 | 436 | polygon | FALSE | TRUE | America/Chicago | 3 | 73724 | 1840022694 | [10 empty] | CantonOK
Worthington | Worthington | PA | Pennsylvania | 42005 | Armstrong | 40.838 | -79.6349 | 589 | 330 | polygon | FALSE | TRUE | America/New_York | 3 | 16262 | 1840000881 | [10 empty] | WorthingtonPA
Littleton | Littleton | NC | North Carolina | 37083 | Halifax | 36.4343 | -77.911 | 588 | 238 | polygon | FALSE | TRUE | America/New_York | 3 | 27850 | 1840016062 | [10 empty] | LittletonNC
Kellogg | Kellogg | IA | Iowa | 19099 | Jasper | 41.7181 | -92.9071 | 588 | 621 | polygon | FALSE | TRUE | America/Chicago | 3 | 50135 | 1840008175 | [10 empty] | KelloggIA
Innsbrook | Innsbrook | MO | Missouri | 29219 | Warren | 38.7631 | -91.0552 | 588 | 22 | polygon | FALSE | TRUE | America/Chicago | 3 | 63390 | 1840012806 | [10 empty] | InnsbrookMO
Happy Valley | Happy Valley | AK | Alaska | 2122 | Kenai Peninsula | 59.9137 | -151.6072 | 588 | 2 | polygon | FALSE | FALSE | America/Anchorage | 3 | 99556 99639 | 1840023404 | [10 empty] | Happy ValleyAK
Courtland | Courtland | AL | Alabama | 1079 | Lawrence | 34.6703 | -87.3262 | 588 | 76 | polygon | FALSE | TRUE | America/Chicago | 3 | 35618 | 1840016590 | [10 empty] | CourtlandAL
Arcadia | Arcadia | OH | Ohio | 39063 | Hancock | 41.1078 | -83.5144 | 588 | 393 | polygon | FALSE | TRUE | America/New_York | 3 | 44804 | 1840010312 | [10 empty] | ArcadiaOH
Pitkin | Pitkin | LA | Louisiana | 22115 | Vernon | 30.9344 | -92.9268 | 588 | 36 | polygon | FALSE | FALSE | America/Chicago | 3 | 70656 | 1840025974 | [10 empty] | PitkinLA
Fancy Farm | Fancy Farm | KY | Kentucky | 21083 | Graves | 36.8003 | -88.7928 | 588 | 259 | polygon | FALSE | FALSE | America/Chicago | 3 | 42039 | 1840026917 | [10 empty] | Fancy FarmKY
Boyle | Boyle | MS | Mississippi | 28011 | Bolivar | 33.7065 | -90.7249 | 588 | 153 | polygon | FALSE | TRUE | America/Chicago | 3 | 38730 | 1840015627 | [10 empty] | BoyleMS
Tower Hill | Tower Hill | IL | Illinois | 17173 | Shelby | 39.3868 | -88.9592 | 588 | 225 | polygon | FALSE | TRUE | America/Chicago | 3 | 62571 | 1840012593 | [10 empty] | Tower HillIL
Pajonal | Pajonal | PR | Puerto Rico | 72054 | Florida | 18.3848 | -66.5559 | 588 | 2036 | polygon | FALSE | FALSE | America/Puerto_Rico | 2 | 650 | 1630023647 | [10 empty] | PajonalPR
Forkland | Forkland | AL | Alabama | 1063 | Greene | 32.6489 | -87.8671 | 588 | 64 | polygon | FALSE | TRUE | America/Chicago | 3 | 36740 | 1840002097 | [10 empty] | ForklandAL
Nelson | Nelson | AZ | Arizona | 4019 | Pima | 32.4298 | -111.2649 | 587 | 475 | polygon | FALSE | FALSE | America/Phoenix | 3 | 85653 | 1840137559 | [10 empty] | NelsonAZ
Willisville | Willisville | IL | Illinois | 17145 | Perry | 37.9828 | -89.5898 | 587 | 582 | polygon | FALSE | TRUE | America/Chicago | 3 | 62272 62997 | 1840012947 | [10 empty] | WillisvilleIL
Orleans | Orleans | IA | Iowa | 19059 | Dickinson | 43.4513 | -95.0991 | 587 | 203 | polygon | FALSE | TRUE | America/Chicago | 3 | 51360 | 1840009026 | [10 empty] | OrleansIA
Oakwood | Oakwood | OH | Ohio | 39125 | Paulding | 41.0927 | -84.3747 | 587 | 322 | polygon | FALSE | TRUE | America/New_York | 3 | 45873 | 1840144033 | [10 empty] | OakwoodOH
Post Oak Bend City | Post Oak Bend City | TX | Texas | 48257 | Kaufman | 32.6343 | -96.3186 | 587 | 112 | polygon | FALSE | TRUE | America/Chicago | 3 | 75142 | 1840022066 | [10 empty] | Post Oak Bend CityTX
Barnegat Light | Barnegat Light | NJ | New Jersey | 34029 | Ocean | 39.753 | -74.1095 | 587 | 272 | polygon | FALSE | TRUE | America/New_York | 3 | 08008 08006 | 1840003755 | [10 empty] | Barnegat LightNJ
Kelso | Kelso | MO | Missouri | 29201 | Scott | 37.1924 | -89.5504 | 587 | 714 | polygon | FALSE | TRUE | America/Chicago | 3 | 63780 63758 | 1840013034 | [10 empty] | KelsoMO
Shipman | Shipman | IL | Illinois | 17117 | Macoupin | 39.1203 | -90.0452 | 587 | 171 | polygon | FALSE | TRUE | America/Chicago | 3 | 62685 | 1840010650 | [10 empty] | ShipmanIL
Rauchtown | Rauchtown | PA | Pennsylvania | 42035 | Clinton | 41.1261 | -77.2364 | 587 | 127 | polygon | FALSE | FALSE | America/New_York | 3 | 17740 | 1840026321 | [10 empty] | RauchtownPA
La Hacienda | La Hacienda | NM | New Mexico | 35029 | Luna | 32.206 | -107.725 | 587 | 167 | polygon | FALSE | TRUE | America/Denver | 3 | 88030 | 1840040085 | [10 empty] | La HaciendaNM
Wainwright | Wainwright | AK | Alaska | 2185 | North Slope | 70.638 | -159.9713 | 587 | 21 | polygon | FALSE | TRUE | America/Anchorage | 3 | 99782 | 1840023476 | [10 empty] | WainwrightAK
Port Matilda | Port Matilda | PA | Pennsylvania | 42027 | Centre | 40.8003 | -78.0523 | 587 | 402 | polygon | FALSE | TRUE | America/New_York | 3 | 16870 | 1840000828 | [10 empty] | Port MatildaPA
Horseshoe Bend | Horseshoe Bend | TX | Texas | 48367 | Parker | 32.5752 | -97.8782 | 586 | 137 | polygon | FALSE | TRUE | America/Chicago | 3 | 76087 | 1840042591 | [10 empty] | Horseshoe BendTX
Simpson | Simpson | LA | Louisiana | 22115 | Vernon | 31.2583 | -93.0194 | 586 | 36 | polygon | FALSE | TRUE | America/Chicago | 3 | 71474 | 1840018186 | [10 empty] | SimpsonLA
Akins | Akins | OK | Oklahoma | 40135 | Sequoyah | 35.5043 | -94.67 | 586 | 16 | polygon | FALSE | FALSE | America/Chicago | 3 | 74955 74948 | 1840017830 | [10 empty] | AkinsOK
Burke | Burke | SD | South Dakota | 46053 | Gregory | 43.1827 | -99.2922 | 586 | 404 | polygon | FALSE | TRUE | America/Chicago | 3 | 57523 | 1840002862 | [10 empty] | BurkeSD
Gardiner | Gardiner | OR | Oregon | 41019 | Douglas | 43.7327 | -124.1068 | 586 | 392 | polygon | FALSE | FALSE | America/Los_Angeles | 3 | 97441 | 1840025418 | [10 empty] | GardinerOR
Revloc | Revloc | PA | Pennsylvania | 42021 | Cambria | 40.4914 | -78.7636 | 586 | 658 | polygon | FALSE | FALSE | America/New_York | 3 | 15948 | 1840026422 | [10 empty] | RevlocPA
Paauilo | Paauilo | HI | Hawaii | 15001 | Hawaii | 20.0397 | -155.3696 | 586 | 217 | polygon | FALSE | FALSE | Pacific/Honolulu | 3 | 96776 | 1840029536 | [10 empty] | PaauiloHI
Hill City | Hill City | MN | Minnesota | 27001 | Aitkin | 46.983 | -93.5959 | 585 | 202 | polygon | FALSE | TRUE | America/Chicago | 3 | 55748 | 1840000191 | [10 empty] | Hill CityMN
Clayhatchee | Clayhatchee | AL | Alabama | 1045 | Dale | 31.2434 | -85.7136 | 585 | 83 | polygon | FALSE | TRUE | America/Chicago | 3 | 36322 | 1840017086 | [10 empty] | ClayhatcheeAL
Casco | Casco | WI | Wisconsin | 55061 | Kewaunee | 44.5558 | -87.6197 | 585 | 339 | polygon | FALSE | TRUE | America/Chicago | 3 | 54205 | 1840002365 | [10 empty] | CascoWI
Meadow | Meadow | TX | Texas | 48445 | Terry | 33.3377 | -102.2058 | 585 | 140 | polygon | FALSE | TRUE | America/Chicago | 3 | 79345 | 1840023004 | [10 empty] | MeadowTX
Dexter | Dexter | IA | Iowa | 19049 | Dallas | 41.5154 | -94.2276 | 585 | 180 | polygon | FALSE | TRUE | America/Chicago | 3 | 50070 | 1840007057 | [10 empty] | DexterIA
Cheneyville | Cheneyville | LA | Louisiana | 22079 | Rapides | 31.011 | -92.29 | 584 | 221 | polygon | FALSE | TRUE | America/Chicago | 3 | 71325 | 1840017100 | [10 empty] | CheneyvilleLA
Welch | Welch | OK | Oklahoma | 40035 | Craig | 36.8738 | -95.0948 | 584 | 514 | polygon | FALSE | TRUE | America/Chicago | 3 | 74369 | 1840022601 | [10 empty] | WelchOK
Kevil | Kevil | KY | Kentucky | 21007 | Ballard | 37.0842 | -88.8829 | 584 | 396 | polygon | FALSE | TRUE | America/Chicago | 3 | 42053 | 1840014386 | [10 empty] | KevilKY
Yukon | Yukon | PA | Pennsylvania | 42129 | Westmoreland | 40.2139 | -79.6864 | 584 | 240 | polygon | FALSE | FALSE | America/New_York | 3 | 15698 | 1840026441 | [10 empty] | YukonPA
Brownsville | Brownsville | WI | Wisconsin | 55027 | Dodge | 43.6146 | -88.495 | 584 | 367 | polygon | FALSE | TRUE | America/Chicago | 3 | 53006 | 1840002736 | [10 empty] | BrownsvilleWI
Stuart | Stuart | NE | Nebraska | 31089 | Holt | 42.6008 | -99.1404 | 584 | 165 | polygon | FALSE | TRUE | America/Chicago | 3 | 68780 | 1840011048 | [10 empty] | StuartNE
Dubois | Dubois | ID | Idaho | 16033 | Clark | 44.1727 | -112.2293 | 584 | 82 | polygon | FALSE | TRUE | America/Boise | 3 | 83423 | 1840018614 | [10 empty] | DuboisID
Cedar Bluffs | Cedar Bluffs | NE | Nebraska | 31155 | Saunders | 41.3971 | -96.6098 | 583 | 581 | polygon | FALSE | TRUE | America/Chicago | 3 | 68015 | 1840010273 | [10 empty] | Cedar BluffsNE
Cherry Valley | Cherry Valley | AR | Arkansas | 5037 | Cross | 35.4021 | -90.7545 | 583 | 258 | polygon | FALSE | TRUE | America/Chicago | 3 | 72324 | 1840014578 | [10 empty] | Cherry ValleyAR
St. Ann Highlands | St. Ann Highlands | CO | Colorado | 8013 | Boulder | 39.9873 | -105.4557 | 583 | 161 | polygon | FALSE | FALSE | America/Denver | 3 | 80466 | 1840028527 | [10 empty] | St. Ann HighlandsCO
Clermont | Clermont | IA | Iowa | 19065 | Fayette | 43.0001 | -91.6523 | 583 | 183 | polygon | FALSE | TRUE | America/Chicago | 3 | 52135 | 1840006887 | [10 empty] | ClermontIA
Addison | Addison | MI | Michigan | 26091 | Lenawee | 41.9862 | -84.3491 | 583 | 235 | polygon | FALSE | TRUE | America/Detroit | 3 | 49220 | 1840010154 | [10 empty] | AddisonMI
Butler | Butler | KY | Kentucky | 21191 | Pendleton | 38.7877 | -84.372 | 583 | 1185 | polygon | FALSE | TRUE | America/New_York | 3 | 41006 | 1840013174 | [10 empty] | ButlerKY
Naylor | Naylor | MO | Missouri | 29181 | Ripley | 36.5745 | -90.6056 | 583 | 406 | polygon | FALSE | TRUE | America/Chicago | 3 | 63953 | 1840008805 | [10 empty] | NaylorMO
Wade | Wade | NC | North Carolina | 37051 | Cumberland | 35.1639 | -78.7371 | 583 | 126 | polygon | FALSE | TRUE | America/New_York | 3 | 28395 | 1840016443 | [10 empty] | WadeNC
Altamont | Altamont | PA | Pennsylvania | 42107 | Schuylkill | 40.785 | -76.217 | 583 | 243 | polygon | FALSE | FALSE | America/New_York | 3 | 17931 | 1840034842 | [10 empty] | AltamontPA
Kinsman Center | Kinsman Center | OH | Ohio | 39155 | Trumbull | 41.4544 | -80.5854 | 583 | 102 | polygon | FALSE | TRUE | America/New_York | 3 | 44428 | 1840040317 | [10 empty] | Kinsman CenterOH
Hulbert | Hulbert | OK | Oklahoma | 40021 | Cherokee | 35.9315 | -95.1436 | 582 | 216 | polygon | FALSE | TRUE | America/Chicago | 3 | 74441 | 1840021701 | [10 empty] | HulbertOK
Uvalda | Uvalda | GA | Georgia | 13209 | Montgomery | 32.0371 | -82.508 | 582 | 118 | polygon | FALSE | TRUE | America/New_York | 3 | 30473 | 1840015816 | [10 empty] | UvaldaGA
Cold Springs | Cold Springs | CA | California | 6017 | El Dorado | 38.7468 | -120.8761 | 582 | 297 | polygon | FALSE | FALSE | America/Los_Angeles | 3 | 95667 | 1840025638 | [10 empty] | Cold SpringsCA
Hot Springs | Hot Springs | MT | Montana | 30089 | Sanders | 47.6091 | -114.6702 | 582 | 585 | polygon | FALSE | TRUE | America/Denver | 3 | 59845 | 1840021084 | [10 empty] | Hot SpringsMT
Galena | Galena | MD | Maryland | 24029 | Kent | 39.3425 | -75.8787 | 582 | 623 | polygon | FALSE | TRUE | America/New_York | 3 | 21635 | 1840005796 | [10 empty] | GalenaMD
Leming | Leming | TX | Texas | 48013 | Atascosa | 29.0684 | -98.4722 | 582 | 46 | polygon | FALSE | FALSE | America/Chicago | 3 | 78064 78050 | 1840022593 | [10 empty] | LemingTX
Wheatland | Wheatland | PA | Pennsylvania | 42085 | Mercer | 41.197 | -80.4956 | 582 | 257 | polygon | FALSE | TRUE | America/New_York | 3 | 16161 | 1840003446 | [10 empty] | WheatlandPA
Tribes Hill | Tribes Hill | NY | New York | 36057 | Montgomery | 42.9479 | -74.2988 | 582 | 98 | polygon | FALSE | FALSE | America/New_York | 3 | 12177 12068 | 1840004399 | [10 empty] | Tribes HillNY
Richmond Dale | Richmond Dale | OH | Ohio | 39141 | Ross | 39.2042 | -82.8122 | 582 | 449 | polygon | FALSE | FALSE | America/New_York | 3 | 45673 | 1840026659 | [10 empty] | Richmond DaleOH
Minnetonka Beach | Minnetonka Beach | MN | Minnesota | 27053 | Hennepin | 44.9385 | -93.5865 | 581 | 479 | polygon | FALSE | TRUE | America/Chicago | 3 | 55391 55361 | 1840007832 | [10 empty] | Minnetonka BeachMN
Port Sanilac | Port Sanilac | MI | Michigan | 26151 | Sanilac | 43.4277 | -82.5446 | 581 | 263 | polygon | FALSE | TRUE | America/Detroit | 3 | 48469 | 1840010979 | [10 empty] | Port SanilacMI
Warrior Run | Warrior Run | PA | Pennsylvania | 42079 | Luzerne | 41.1876 | -75.9505 | 581 | 299 | polygon | FALSE | TRUE | America/New_York | 3 | 18706 | 1840000772 | [10 empty] | Warrior RunPA
Madison | Madison | CA | California | 6113 | Yolo | 38.675 | -121.9702 | 581 | 145 | polygon | FALSE | FALSE | America/Los_Angeles | 3 | 95627 95653 | 1840024602 | [10 empty] | MadisonCA
White City | White City | KS | Kansas | 20127 | Morris | 38.7938 | -96.7349 | 581 | 180 | polygon | FALSE | TRUE | America/Chicago | 3 | 66872 | 1840010751 | [10 empty] | White CityKS
Jefferson City | Jefferson City | MT | Montana | 30043 | Jefferson | 46.378 | -112.0305 | 581 | 9 | polygon | FALSE | FALSE | America/Denver | 3 | 59638 | 1840017388 | [10 empty] | Jefferson CityMT
Beaver Springs | Beaver Springs | PA | Pennsylvania | 42109 | Snyder | 40.7448 | -77.2169 | 580 | 165 | polygon | FALSE | FALSE | America/New_York | 3 | 17812 | 1840005359 | [10 empty] | Beaver SpringsPA
Keithsburg | Keithsburg | IL | Illinois | 17131 | Mercer | 41.1004 | -90.9353 | 580 | 87 | polygon | FALSE | TRUE | America/Chicago | 3 | 61442 | 1840008258 | [10 empty] | KeithsburgIL
Mingoville | Mingoville | PA | Pennsylvania | 42027 | Centre | 40.937 | -77.6597 | 580 | 122 | polygon | FALSE | FALSE | America/New_York | 3 | 16823 16856 | 1840024192 | [10 empty] | MingovillePA
Tusayan | Tusayan | AZ | Arizona | 4005 | Coconino | 35.955 | -112.1202 | 580 | 13 | polygon | FALSE | TRUE | America/Phoenix | 3 | 86023 | 1840018973 | [10 empty] | TusayanAZ
Goodville | Goodville | PA | Pennsylvania | 42071 | Lancaster | 40.128 | -76.0046 | 580 | 145 | polygon | FALSE | FALSE | America/New_York | 3 | 17519 17528 | 1840024335 | [10 empty] | GoodvillePA
South Dayton | South Dayton | NY | New York | 36009 | Cattaraugus | 42.3628 | -79.051 | 580 | 222 | polygon | FALSE | TRUE | America/New_York | 3 | 14138 | 1840004596 | [10 empty] | South DaytonNY
Bernice | Bernice | OK | Oklahoma | 40041 | Delaware | 36.622 | -94.9109 | 580 | 259 | polygon | FALSE | TRUE | America/Chicago | 3 | 74331 | 1840020370 | [10 empty] | BerniceOK
Shelter Cove | Shelter Cove | CA | California | 6023 | Humboldt | 40.0389 | -124.0558 | 580 | 38 | polygon | FALSE | FALSE | America/Los_Angeles | 3 | 95589 | 1840025526 | [10 empty] | Shelter CoveCA
Bolton Landing | Bolton Landing | NY | New York | 36113 | Warren | 43.5614 | -73.6588 | 580 | 210 | polygon | FALSE | FALSE | America/New_York | 3 | 12814 | 1840026146 | [10 empty] | Bolton LandingNY
Iron Station | Iron Station | NC | North Carolina | 37109 | Lincoln | 35.4515 | -81.1568 | 580 | 94 | polygon | FALSE | FALSE | America/New_York | 3 | 28080 | 1840025819 | [10 empty] | Iron StationNC
Surfside Beach | Surfside Beach | TX | Texas | 48039 | Brazoria | 28.956 | -95.2836 | 579 | 140 | polygon | FALSE | TRUE | America/Chicago | 3 | 77541 | 1840022235 | [10 empty] | Surfside BeachTX
Pangburn | Pangburn | AR | Arkansas | 5145 | White | 35.4261 | -91.8394 | 579 | 410 | polygon | FALSE | TRUE | America/Chicago | 3 | 72121 | 1840014553 | [10 empty] | PangburnAR
Fairland | Fairland | IN | Indiana | 18145 | Shelby | 39.5849 | -85.8627 | 579 | 195 | polygon | FALSE | TRUE | America/Indiana/Indianapolis | 3 | 46126 | 1840022449 | [10 empty] | FairlandIN
Holiday Hills | Holiday Hills | IL | Illinois | 17111 | McHenry | 42.2976 | -88.2294 | 579 | 247 | polygon | FALSE | TRUE | America/Chicago | 3 | 60051 | 1840011133 | [10 empty] | Holiday HillsIL
Ainsworth | Ainsworth | IA | Iowa | 19183 | Washington | 41.29 | -91.5545 | 579 | 608 | polygon | FALSE | TRUE | America/Chicago | 3 | 52201 | 1840007102 | [10 empty] | AinsworthIA
Presque Isle Harbor | Presque Isle Harbor | MI | Michigan | 26141 | Presque Isle | 45.3227 | -83.4849 | 579 | 35 | polygon | FALSE | TRUE | America/Detroit | 3 | 49777 | 1840039592 | [10 empty] | Presque Isle HarborMI
Clark Fork | Clark Fork | ID | Idaho | 16017 | Bonner | 48.1472 | -116.1768 | 579 | 226 | polygon | FALSE | TRUE | America/Los_Angeles | 3 | 83811 | 1840018363 | [10 empty] | Clark ForkID
Norwood | Norwood | CO | Colorado | 8113 | San Miguel | 38.129 | -108.2917 | 579 | 790 | polygon | FALSE | TRUE | America/Denver | 3 | 81423 | 1840022533 | [10 empty] | NorwoodCO
Plainview | Plainview | AR | Arkansas | 5149 | Yell | 34.9899 | -93.2979 | 579 | 153 | polygon | FALSE | TRUE | America/Chicago | 3 | 72857 | 1840014609 | [10 empty] | PlainviewAR
Esperanza | Esperanza | PR | Puerto Rico | 72147 | Vieques | 18.1021 | -65.4798 | 579 | 175 | polygon | FALSE | FALSE | America/Puerto_Rico | 3 | 765 | 1630023731 | [10 empty] | EsperanzaPR
Colman | Colman | SD | South Dakota | 46101 | Moody | 43.9835 | -96.8148 | 579 | 118 | polygon | FALSE | TRUE | America/Chicago | 3 | 57017 | 1840000324 | [10 empty] | ColmanSD
Cowden | Cowden | IL | Illinois | 17173 | Shelby | 39.2495 | -88.8596 | 579 | 556 | polygon | FALSE | TRUE | America/Chicago | 3 | 62422 | 1840012587 | [10 empty] | CowdenIL
Campbellsburg | Campbellsburg | IN | Indiana | 18175 | Washington | 38.6514 | -86.2613 | 579 | 225 | polygon | FALSE | TRUE | America/Indiana/Indianapolis | 3 | 47108 | 1840009791 | [10 empty] | CampbellsburgIN
Petersburg | Petersburg | KY | Kentucky | 21015 | Boone | 39.0531 | -84.8572 | 579 | 35 | polygon | FALSE | FALSE | America/New_York | 3 | 41080 | 1840026681 | [10 empty] | PetersburgKY
Briny Breezes | Briny Breezes | FL | Florida | 12099 | Palm Beach | 26.509 | -80.0543 | 578 | 3901 | polygon | FALSE | TRUE | America/New_York | 2 | 33435 | 1840015991 | [10 empty] | Briny BreezesFL
Marion Heights | Marion Heights | PA | Pennsylvania | 42097 | Northumberland | 40.8035 | -76.4641 | 578 | 1110 | polygon | FALSE | TRUE | America/New_York | 3 | 17832 | 1840000844 | [10 empty] | Marion HeightsPA
Moulton | Moulton | IA | Iowa | 19007 | Appanoose | 40.6854 | -92.6765 | 578 | 221 | polygon | FALSE | TRUE | America/Chicago | 3 | 52572 | 1840008319 | [10 empty] | MoultonIA
Chaumont | Chaumont | NY | New York | 36045 | Jefferson | 44.0675 | -76.1301 | 578 | 226 | polygon | FALSE | TRUE | America/New_York | 3 | 13622 | 1840004126 | [10 empty] | ChaumontNY
Kerby | Kerby | OR | Oregon | 41033 | Josephine | 42.2046 | -123.6489 | 578 | 86 | polygon | FALSE | FALSE | America/Los_Angeles | 3 | 97531 | 1840025483 | [10 empty] | KerbyOR
Center | Center | ND | North Dakota | 38065 | Oliver | 47.1149 | -101.2977 | 578 | 466 | polygon | FALSE | TRUE | America/North_Dakota/Center | 3 | 58530 | 1840001928 | [10 empty] | CenterND
Eminence | Eminence | MO | Missouri | 29203 | Shannon | 37.1509 | -91.3586 | 578 | 118 | polygon | FALSE | TRUE | America/Chicago | 3 | 65466 | 1840008758 | [10 empty] | EminenceMO
Garfield | Garfield | AR | Arkansas | 5007 | Benton | 36.4554 | -93.9757 | 578 | 72 | polygon | FALSE | TRUE | America/Chicago | 3 | 72732 | 1840016074 | [10 empty] | GarfieldAR
Copalis Beach | Copalis Beach | WA | Washington | 53027 | Grays Harbor | 47.1205 | -124.1722 | 578 | 60 | polygon | FALSE | FALSE | America/Los_Angeles | 3 | 98535 98536 | 1840017356 | [10 empty] | Copalis BeachWA
Pickensville | Pickensville | AL | Alabama | 1107 | Pickens | 33.2336 | -88.2743 | 578 | 28 | polygon | FALSE | TRUE | America/Chicago | 3 | 35447 | 1840005373 | [10 empty] | PickensvilleAL
Spanish Valley | Spanish Valley | UT | Utah | 49037 | San Juan | 38.4743 | -109.421 | 577 | 15 | polygon | FALSE | FALSE | America/Denver | 3 | 84532 | 1840037249 | [10 empty] | Spanish ValleyUT
Doyle | Doyle | TN | Tennessee | 47185 | White | 35.8552 | -85.512 | 577 | 180 | polygon | FALSE | TRUE | America/Chicago | 3 | 38583 38559 | 1840016192 | [10 empty] | DoyleTN
Holland | Holland | AR | Arkansas | 5045 | Faulkner | 35.166 | -92.277 | 577 | 33 | polygon | FALSE | TRUE | America/Chicago | 3 | 72173 72032 | 1840014599 | [10 empty] | HollandAR
Glenaire | Glenaire | MO | Missouri | 29047 | Clay | 39.2198 | -94.4515 | 577 | 820 | polygon | FALSE | TRUE | America/Chicago | 3 | 64068 | 1840008497 | [10 empty] | GlenaireMO
Hot Springs | Hot Springs | NC | North Carolina | 37115 | Madison | 35.892 | -82.8291 | 577 | 71 | polygon | FALSE | TRUE | America/New_York | 3 | 28743 28753 | 1840016209 | [10 empty] | Hot SpringsNC
Kieler | Kieler | WI | Wisconsin | 55043 | Grant | 42.5823 | -90.6051 | 577 | 265 | polygon | FALSE | FALSE | America/Chicago | 3 | 53807 53812 | 1840025449 | [10 empty] | KielerWI
Dugway | Dugway | UT | Utah | 49045 | Tooele | 40.2307 | -112.7541 | 576 | 42 | polygon | TRUE | TRUE | America/Denver | 3 | 84022 | 1840018739 | [10 empty] | DugwayUT
Palestine | Palestine | AR | Arkansas | 5123 | St. Francis | 34.9689 | -90.9062 | 576 | 70 | polygon | FALSE | TRUE | America/Chicago | 3 | 72372 | 1840014620 | [10 empty] | PalestineAR
New Auburn | New Auburn | WI | Wisconsin | 55017 | Chippewa | 45.1988 | -91.5666 | 576 | 65 | polygon | FALSE | TRUE | America/Chicago | 3 | 54757 | 1840002110 | [10 empty] | New AuburnWI
Bedford | Bedford | KY | Kentucky | 21223 | Trimble | 38.5957 | -85.3175 | 576 | 817 | polygon | FALSE | TRUE | America/New_York | 3 | 40006 | 1840013185 | [10 empty] | BedfordKY
Holcomb | Holcomb | MO | Missouri | 29069 | Dunklin | 36.4022 | -90.0249 | 576 | 381 | polygon | FALSE | TRUE | America/Chicago | 3 | 63852 | 1840007666 | [10 empty] | HolcombMO
Fonda | Fonda | IA | Iowa | 19151 | Pocahontas | 42.5816 | -94.8457 | 575 | 212 | polygon | FALSE | TRUE | America/Chicago | 3 | 50540 | 1840008028 | [10 empty] | FondaIA
Loa | Loa | UT | Utah | 49055 | Wayne | 38.4038 | -111.6451 | 575 | 233 | polygon | FALSE | TRUE | America/Denver | 3 | 84747 | 1840021506 | [10 empty] | LoaUT
Morganza | Morganza | LA | Louisiana | 22077 | Pointe Coupee | 30.7383 | -91.592 | 575 | 183 | polygon | FALSE | TRUE | America/Chicago | 3 | 70759 70715 | 1840018201 | [10 empty] | MorganzaLA
Mulberry Grove | Mulberry Grove | IL | Illinois | 17005 | Bond | 38.9245 | -89.2662 | 575 | 221 | polygon | FALSE | TRUE | America/Chicago | 3 | 62262 | 1840012781 | [10 empty] | Mulberry GroveIL
Corsica | Corsica | SD | South Dakota | 46043 | Douglas | 43.4223 | -98.4073 | 575 | 265 | polygon | FALSE | TRUE | America/Chicago | 3 | 57328 | 1840000362 | [10 empty] | CorsicaSD
Beaver City | Beaver City | NE | Nebraska | 31065 | Furnas | 40.1383 | -99.8276 | 575 | 224 | polygon | FALSE | TRUE | America/Chicago | 3 | 68926 | 1840007249 | [10 empty] | Beaver CityNE
Brookside | Brookside | OH | Ohio | 39013 | Belmont | 40.0708 | -80.7606 | 575 | 1282 | polygon | FALSE | TRUE | America/New_York | 3 | 43912 | 1840010517 | [10 empty] | BrooksideOH
La Crosse | La Crosse | VA | Virginia | 51117 | Mecklenburg | 36.7014 | -78.0939 | 575 | 189 | polygon | FALSE | TRUE | America/New_York | 3 | 23950 | 1840006540 | [10 empty] | La CrosseVA
Stebbins | Stebbins | AK | Alaska | 2180 | Nome | 63.4706 | -162.2597 | 575 | 6 | polygon | FALSE | TRUE | America/Nome | 3 | 99671 | 1840023499 | [10 empty] | StebbinsAK
Allensworth | Allensworth | CA | California | 6107 | Tulare | 35.8498 | -119.3893 | 575 | 71 | polygon | FALSE | FALSE | America/Los_Angeles | 3 | 93219 | 1840024864 | [10 empty] | AllensworthCA
Newton | Newton | GA | Georgia | 13007 | Baker | 31.3172 | -84.3376 | 575 | 76 | polygon | FALSE | TRUE | America/New_York | 3 | 39870 | 1840014966 | [10 empty] | NewtonGA
Fairfax | Fairfax | MO | Missouri | 29005 | Atchison | 40.3392 | -95.3921 | 574 | 476 | polygon | FALSE | TRUE | America/Chicago | 3 | 64446 | 1840008347 | [10 empty] | FairfaxMO
Richland | Richland | IA | Iowa | 19107 | Keokuk | 41.1856 | -91.996 | 574 | 288 | polygon | FALSE | TRUE | America/Chicago | 3 | 52585 | 1840009287 | [10 empty] | RichlandIA
Acomita Lake | Acomita Lake | NM | New Mexico | 35006 | Cibola | 35.066 | -107.6173 | 574 | 64 | polygon | FALSE | FALSE | America/Denver | 3 | 87034 87049 | 1840033718 | [10 empty] | Acomita LakeNM
Dorchester | Dorchester | NE | Nebraska | 31151 | Saline | 40.6475 | -97.1149 | 574 | 465 | polygon | FALSE | TRUE | America/Chicago | 3 | 68343 | 1840012056 | [10 empty] | DorchesterNE
Cotton Plant | Cotton Plant | AR | Arkansas | 5147 | Woodruff | 35.0059 | -91.252 | 574 | 213 | polygon | FALSE | TRUE | America/Chicago | 3 | 72036 | 1840014581 | [10 empty] | Cotton PlantAR
White River | White River | SD | South Dakota | 46095 | Mellette | 43.5671 | -100.7448 | 574 | 425 | polygon | FALSE | TRUE | America/Chicago | 3 | 57579 | 1840002630 | [10 empty] | White RiverSD
Wellington | Wellington | KY | Kentucky | 21111 | Jefferson | 38.2168 | -85.6702 | 574 | 2430 | polygon | FALSE | TRUE | America/New_York | 2 | 40205 | 1840015199 | [10 empty] | WellingtonKY
Pineville | Pineville | WV | West Virginia | 54109 | Wyoming | 37.5846 | -81.5355 | 574 | 288 | polygon | FALSE | TRUE | America/New_York | 3 | 24874 | 1840006383 | [10 empty] | PinevilleWV
Wyano | Wyano | PA | Pennsylvania | 42129 | Westmoreland | 40.2015 | -79.694 | 574 | 188 | polygon | FALSE | FALSE | America/New_York | 3 | 15089 15698 15695 15679 | 1840026440 | [10 empty] | WyanoPA
Kimmell | Kimmell | IN | Indiana | 18113 | Noble | 41.395 | -85.5487 | 574 | 230 | polygon | FALSE | FALSE | America/Indiana/Indianapolis | 3 | 46760 46767 | 1840026314 | [10 empty] | KimmellIN
Desert Shores | Desert Shores | CA | California | 6025 | Imperial | 33.4041 | -116.0394 | 574 | 317 | polygon | FALSE | FALSE | America/Los_Angeles | 3 | 92274 | 1840019370 | [10 empty] | Desert ShoresCA
Grannis | Grannis | AR | Arkansas | 5113 | Polk | 34.2398 | -94.322 | 574 | 27 | polygon | FALSE | TRUE | America/Chicago | 3 | 71944 | 1840013592 | [10 empty] | GrannisAR
North Troy | North Troy | VT | Vermont | 50019 | Orleans | 44.9963 | -72.4038 | 573 | 118 | polygon | FALSE | TRUE | America/New_York | 3 | 5859 | 1840004050 | [10 empty] | North TroyVT
Emlenton | Emlenton | PA | Pennsylvania | 42121 | Venango | 41.1806 | -79.7073 | 573 | 380 | polygon | FALSE | TRUE | America/New_York | 3 | 16373 | 1840000620 | [10 empty] | EmlentonPA
Newcastle | Newcastle | TX | Texas | 48503 | Young | 33.1951 | -98.7436 | 573 | 123 | polygon | FALSE | TRUE | America/Chicago | 3 | 76372 | 1840020669 | [10 empty] | NewcastleTX
Fountain Lake | Fountain Lake | AR | Arkansas | 5051 | Garland | 34.6121 | -92.9233 | 573 | 45 | polygon | FALSE | TRUE | America/Chicago | 3 | 71901 | 1840016598 | [10 empty] | Fountain LakeAR
La Villita | La Villita | NM | New Mexico | 35039 | Rio Arriba | 36.1001 | -106.0514 | 573 | 162 | polygon | FALSE | FALSE | America/Denver | 3 | 87511 | 1840024836 | [10 empty] | La VillitaNM
Annetta South | Annetta South | TX | Texas | 48367 | Parker | 32.6742 | -97.6481 | 573 | 115 | polygon | FALSE | TRUE | America/Chicago | 3 | 76008 | 1840022045 | [10 empty] | Annetta SouthTX
Jamestown | Jamestown | PA | Pennsylvania | 42085 | Mercer | 41.4843 | -80.437 | 573 | 265 | polygon | FALSE | TRUE | America/New_York | 3 | 16134 | 1840000734 | [10 empty] | JamestownPA
Startup | Startup | WA | Washington | 53061 | Snohomish | 47.867 | -121.7492 | 573 | 53 | polygon | FALSE | FALSE | America/Los_Angeles | 3 | 98294 98293 | 1840018380 | [10 empty] | StartupWA
New Hamilton | New Hamilton | MS | Mississippi | 28095 | Monroe | 33.7435 | -88.4389 | 573 | 62 | polygon | FALSE | FALSE | America/Chicago | 3 | 39746 | 1840025865 | [10 empty] | New HamiltonMS
Sugar Grove | Sugar Grove | PA | Pennsylvania | 42123 | Warren | 41.9837 | -79.3395 | 573 | 197 | polygon | FALSE | TRUE | America/New_York | 3 | 16350 | 1840003333 | [10 empty] | Sugar GrovePA
Akiachak | Akiachak | AK | Alaska | 2050 | Bethel | 60.9209 | -161.402 | 573 | 31 | polygon | FALSE | FALSE | America/Anchorage | 3 | 99551 | 1840023339 | [10 empty] | AkiachakAK
Stannards | Stannards | NY | New York | 36003 | Allegany | 42.0741 | -77.9123 | 573 | 79 | polygon | FALSE | FALSE | America/New_York | 3 | 14895 | 1840004605 | [10 empty] | StannardsNY
McDonald Chapel | McDonald Chapel | AL | Alabama | 1073 | Jefferson | 33.5189 | -86.9385 | 573 | 206 | polygon | FALSE | FALSE | America/Chicago | 3 | 35224 | 1840013725 | [10 empty] | McDonald ChapelAL
Bristol | Bristol | TX | Texas | 48139 | Ellis | 32.455 | -96.5672 | 572 | 38 | polygon | FALSE | FALSE | America/Chicago | 3 | 75119 | 1840025909 | [10 empty] | BristolTX
Andover | Andover | IL | Illinois | 17073 | Henry | 41.2949 | -90.2907 | 572 | 222 | polygon | FALSE | TRUE | America/Chicago | 3 | 61238 61262 61233 | 1840010246 | [10 empty] | AndoverIL
Mimbres | Mimbres | NM | New Mexico | 35017 | Grant | 32.8332 | -107.9559 | 572 | 49 | polygon | FALSE | FALSE | America/Denver | 3 | 88049 88041 | 1840025073 | [10 empty] | MimbresNM
Cathlamet | Cathlamet | WA | Washington | 53069 | Wahkiakum | 46.2055 | -123.3835 | 572 | 440 | polygon | FALSE | TRUE | America/Los_Angeles | 3 | 98612 | 1840022327 | [10 empty] | CathlametWA
Jarratt | Jarratt | VA | Virginia | 51081 | Greensville | 36.816 | -77.4689 | 572 | 175 | polygon | FALSE | TRUE | America/New_York | 3 | 23867 23870 | 1840006498 | [10 empty] | JarrattVA
Hillsboro Pines | Hillsboro Pines | FL | Florida | 12011 | Broward | 26.3253 | -80.1947 | 572 | 1048 | polygon | FALSE | FALSE | America/New_York | 3 | 33073 | 1840029106 | [10 empty] | Hillsboro PinesFL
Hoffman | Hoffman | NC | North Carolina | 37153 | Richmond | 35.0313 | -79.5491 | 572 | 64 | polygon | FALSE | TRUE | America/New_York | 3 | 28347 | 1840016473 | [10 empty] | HoffmanNC
Rowlesburg | Rowlesburg | WV | West Virginia | 54077 | Preston | 39.3482 | -79.6764 | 572 | 218 | polygon | FALSE | TRUE | America/New_York | 3 | 26425 | 1840005658 | [10 empty] | RowlesburgWV
Salt Creek | Salt Creek | CO | Colorado | 8101 | Pueblo | 38.2389 | -104.5881 | 572 | 403 | polygon | FALSE | FALSE | America/Denver | 3 | 81006 | 1840018861 | [10 empty] | Salt CreekCO
Newark | Newark | MD | Maryland | 24047 | Worcester | 38.2749 | -75.2735 | 572 | 23 | polygon | FALSE | FALSE | America/New_York | 3 | 21811 21841 | 1840006251 | [10 empty] | NewarkMD
Wakefield | Wakefield | PA | Pennsylvania | 42071 | Lancaster | 39.7766 | -76.1804 | 571 | 129 | polygon | FALSE | FALSE | America/New_York | 3 | 17563 | 1840024347 | [10 empty] | WakefieldPA
Collins | Collins | GA | Georgia | 13267 | Tattnall | 32.1793 | -82.1103 | 571 | 216 | polygon | FALSE | TRUE | America/New_York | 3 | 30421 | 1840014907 | [10 empty] | CollinsGA
Rancho Mesa Verde | Rancho Mesa Verde | AZ | Arizona | 4027 | Yuma | 32.5944 | -114.6551 | 571 | 1963 | polygon | FALSE | TRUE | America/Phoenix | 3 | 85350 | 1840038041 | [10 empty] | Rancho Mesa VerdeAZ
Bowmans Addition | Bowmans Addition | MD | Maryland | 24001 | Allegany | 39.6876 | -78.7541 | 571 | 223 | polygon | FALSE | FALSE | America/New_York | 3 | 21502 | 1840031477 | [10 empty] | Bowmans AdditionMD
Smithton | Smithton | MO | Missouri | 29159 | Pettis | 38.6812 | -93.093 | 571 | 732 | polygon | FALSE | TRUE | America/Chicago | 3 | 65350 | 1840009723 | [10 empty] | SmithtonMO
Copper Mountain | Copper Mountain | CO | Colorado | 8117 | Summit | 39.4769 | -106.2011 | 571 | 6 | polygon | FALSE | FALSE | America/Denver | 3 | 80443 | 1840028519 | [10 empty] | Copper MountainCO
Converse | Converse | SC | South Carolina | 45083 | Spartanburg | 34.994 | -81.8421 | 570 | 318 | polygon | FALSE | FALSE | America/New_York | 3 | 29329 29307 | 1840026957 | [10 empty] | ConverseSC
Central Valley | Central Valley | UT | Utah | 49041 | Sevier | 38.6992 | -112.0967 | 570 | 104 | polygon | FALSE | TRUE | America/Denver | 3 | 84754 | 1840022479 | [10 empty] | Central ValleyUT
Pittman Center | Pittman Center | TN | Tennessee | 47155 | Sevier | 35.7595 | -83.3886 | 570 | 36 | polygon | FALSE | TRUE | America/New_York | 3 | 37738 37876 | 1840016222 | [10 empty] | Pittman CenterTN
Nelliston | Nelliston | NY | New York | 36057 | Montgomery | 42.9318 | -74.6099 | 570 | 199 | polygon | FALSE | TRUE | America/New_York | 3 | 13428 13339 13410 | 1840004405 | [10 empty] | NellistonNY
Smiley | Smiley | TX | Texas | 48177 | Gonzales | 29.2713 | -97.6376 | 570 | 422 | polygon | FALSE | TRUE | America/Chicago | 3 | 78159 | 1840022218 | [10 empty] | SmileyTX
Dana | Dana | IN | Indiana | 18165 | Vermillion | 39.8072 | -87.4945 | 570 | 753 | polygon | FALSE | TRUE | America/Indiana/Indianapolis | 3 | 47847 | 1840009471 | [10 empty] | DanaIN
Verndale | Verndale | MN | Minnesota | 27159 | Wadena | 46.3971 | -95.0112 | 570 | 224 | polygon | FALSE | TRUE | America/Chicago | 3 | 56481 | 1840009970 | [10 empty] | VerndaleMN
Sutersville | Sutersville | PA | Pennsylvania | 42129 | Westmoreland | 40.2361 | -79.8015 | 570 | 809 | polygon | FALSE | TRUE | America/New_York | 3 | 15083 | 1840001162 | [10 empty] | SutersvillePA
South Williamson | South Williamson | KY | Kentucky | 21195 | Pike | 37.6633 | -82.2879 | 569 | 111 | polygon | FALSE | FALSE | America/New_York | 3 | 41514 41503 | 1840030585 | [10 empty] | South WilliamsonKY
Wellton Hills | Wellton Hills | AZ | Arizona | 4027 | Yuma | 32.6232 | -114.1453 | 569 | 343 | polygon | FALSE | TRUE | America/Phoenix | 3 | 85356 | 1840075560 | [10 empty] | Wellton HillsAZ
Lafayette | Lafayette | VA | Virginia | 51121 | Montgomery | 37.233 | -80.2051 | 569 | 344 | polygon | FALSE | FALSE | America/New_York | 3 | 24087 | 1840024790 | [10 empty] | LafayetteVA
Rebersburg | Rebersburg | PA | Pennsylvania | 42027 | Centre | 40.9426 | -77.4441 | 569 | 161 | polygon | FALSE | FALSE | America/New_York | 3 | 16872 | 1840005162 | [10 empty] | RebersburgPA
Gilbertsville | Gilbertsville | KY | Kentucky | 21157 | Marshall | 37.0284 | -88.3103 | 569 | 216 | polygon | FALSE | FALSE | America/Chicago | 3 | 42044 42029 | 1840026892 | [10 empty] | GilbertsvilleKY
Gillis | Gillis | LA | Louisiana | 22019 | Calcasieu | 30.3769 | -93.1999 | 569 | 131 | polygon | FALSE | FALSE | America/Chicago | 3 | 70611 | 1840026020 | [10 empty] | GillisLA
La Barge | La Barge | WY | Wyoming | 56023 | Lincoln | 42.2605 | -110.1971 | 569 | 226 | polygon | FALSE | TRUE | America/Denver | 3 | 83123 | 1840021294 | [10 empty] | La BargeWY
East Ellijay | East Ellijay | GA | Georgia | 13123 | Gilmer | 34.6759 | -84.4761 | 569 | 64 | polygon | FALSE | TRUE | America/New_York | 3 | 30536 30540 30539 | 1840013574 | [10 empty] | East EllijayGA
Dansville | Dansville | MI | Michigan | 26065 | Ingham | 42.5558 | -84.303 | 569 | 218 | polygon | FALSE | TRUE | America/Detroit | 3 | 48819 | 1840011080 | [10 empty] | DansvilleMI
East Nassau | East Nassau | NY | New York | 36083 | Rensselaer | 42.533 | -73.5085 | 569 | 45 | polygon | FALSE | TRUE | America/New_York | 3 | 12123 12062 | 1840004441 | [10 empty] | East NassauNY
North City | North City | IL | Illinois | 17055 | Franklin | 37.9918 | -89.0636 | 569 | 101 | polygon | FALSE | TRUE | America/Chicago | 3 | 62865 62822 62825 62812 | 1840073817 | [10 empty] | North CityIL
Sand Rock | Sand Rock | AL | Alabama | 1019 | Cherokee | 34.2308 | -85.7712 | 569 | 53 | polygon | FALSE | TRUE | America/Chicago | 3 | 35983 | 1840017941 | [10 empty] | Sand RockAL
Trego | Trego | MT | Montana | 30053 | Lincoln | 48.6578 | -114.9302 | 569 | 4 | polygon | FALSE | FALSE | America/Denver | 3 | 59934 | 1840023749 | [10 empty] | TregoMT
Sherando | Sherando | VA | Virginia | 51015 | Augusta | 37.9889 | -78.9442 | 569 | 31 | polygon | FALSE | FALSE | America/New_York | 3 | 22952 24477 | 1840006246 | [10 empty] | SherandoVA
Mathews | Mathews | VA | Virginia | 51115 | Mathews | 37.4365 | -76.3245 | 569 | 110 | polygon | FALSE | FALSE | America/New_York | 3 | 23109 | 1840026849 | [10 empty] | MathewsVA
Roeville | Roeville | FL | Florida | 12113 | Santa Rosa | 30.6836 | -86.9927 | 568 | 50 | polygon | FALSE | FALSE | America/Chicago | 3 | 32570 | 1840025119 | [10 empty] | RoevilleFL
Arnold | Arnold | NE | Nebraska | 31041 | Custer | 41.4232 | -100.1936 | 568 | 327 | polygon | FALSE | TRUE | America/Chicago | 3 | 69120 | 1840011467 | [10 empty] | ArnoldNE
St. Mary's | St. Mary's | AK | Alaska | 2158 | Kusilvak | 62.0718 | -163.2805 | 568 | 4 | polygon | FALSE | TRUE | America/Nome | 3 | 99658 | 1840075119 | [10 empty] | St. Mary'sAK
Stacey Street | Stacey Street | FL | Florida | 12099 | Palm Beach | 26.6978 | -80.1239 | 568 | 1821 | polygon | FALSE | FALSE | America/New_York | 3 | 33417 | 1840029007 | [10 empty] | Stacey StreetFL
Dillard | Dillard | OR | Oregon | 41019 | Douglas | 43.1082 | -123.4262 | 568 | 186 | polygon | FALSE | FALSE | America/Los_Angeles | 3 | 97496 97457 | 1840025416 | [10 empty] | DillardOR
Annetta North | Annetta North | TX | Texas | 48367 | Parker | 32.7193 | -97.6723 | 568 | 58 | polygon | FALSE | TRUE | America/Chicago | 3 | 76008 | 1840022044 | [10 empty] | Annetta NorthTX
Corning | Corning | OH | Ohio | 39127 | Perry | 39.6016 | -82.0876 | 568 | 508 | polygon | FALSE | TRUE | America/New_York | 3 | 43730 | 1840012479 | [10 empty] | CorningOH
Honeoye | Honeoye | NY | New York | 36069 | Ontario | 42.7901 | -77.5149 | 568 | 238 | polygon | FALSE | FALSE | America/New_York | 3 | 14471 | 1840026188 | [10 empty] | HoneoyeNY
Petersburg | Petersburg | TN | Tennessee | 47103 | Lincoln | 35.3173 | -86.6407 | 568 | 217 | polygon | FALSE | TRUE | America/Chicago | 3 | 37144 | 1840016413 | [10 empty] | PetersburgTN
Overton | Overton | NE | Nebraska | 31047 | Dawson | 40.7406 | -99.5374 | 567 | 405 | polygon | FALSE | TRUE | America/Chicago | 3 | 68863 | 1840011829 | [10 empty] | OvertonNE
Humboldt | Humboldt | SD | South Dakota | 46099 | Minnehaha | 43.6447 | -97.0742 | 567 | 353 | polygon | FALSE | TRUE | America/Chicago | 3 | 57035 | 1840002654 | [10 empty] | HumboldtSD
Buchtel | Buchtel | OH | Ohio | 39009 | Athens | 39.4634 | -82.181 | 567 | 450 | polygon | FALSE | TRUE | America/New_York | 3 | 45716 45764 | 1840010637 | [10 empty] | BuchtelOH
Sharpsville | Sharpsville | IN | Indiana | 18159 | Tipton | 40.3797 | -86.0869 | 567 | 950 | polygon | FALSE | TRUE | America/Indiana/Indianapolis | 3 | 46068 | 1840010449 | [10 empty] | SharpsvilleIN
Harveysburg | Harveysburg | OH | Ohio | 39165 | Warren | 39.5022 | -83.9984 | 567 | 220 | polygon | FALSE | TRUE | America/New_York | 3 | 45068 45032 | 1840012611 | [10 empty] | HarveysburgOH
Ponce de Leon | Ponce de Leon | FL | Florida | 12059 | Holmes | 30.7234 | -85.9374 | 567 | 44 | polygon | FALSE | TRUE | America/Chicago | 3 | 32455 | 1840017164 | [10 empty] | Ponce de LeonFL
Stem | Stem | NC | North Carolina | 37077 | Granville | 36.1963 | -78.7201 | 567 | 144 | polygon | FALSE | TRUE | America/New_York | 3 | 27581 | 1840016051 | [10 empty] | StemNC
Lewis Run | Lewis Run | PA | Pennsylvania | 42083 | McKean | 41.8694 | -78.66 | 567 | 125 | polygon | FALSE | TRUE | America/New_York | 3 | 16738 | 1840000526 | [10 empty] | Lewis RunPA
Mead | Mead | NE | Nebraska | 31155 | Saunders | 41.2136 | -96.4824 | 567 | 359 | polygon | FALSE | TRUE | America/Chicago | 3 | 68041 68003 | 1840011635 | [10 empty] | MeadNE
Taylor | Taylor | AR | Arkansas | 5027 | Columbia | 33.0998 | -93.4618 | 567 | 220 | polygon | FALSE | TRUE | America/Chicago | 3 | 71861 | 1840015728 | [10 empty] | TaylorAR
Wilson | Wilson | LA | Louisiana | 22037 | East Feliciana | 30.9236 | -91.109 | 567 | 80 | polygon | FALSE | TRUE | America/Chicago | 3 | 70789 | 1840018215 | [10 empty] | WilsonLA
White Earth | White Earth | MN | Minnesota | 27005 | Becker | 47.0977 | -95.8445 | 567 | 64 | polygon | FALSE | FALSE | America/Chicago | 3 | 56591 56589 56569 | 1840006630 | [10 empty] | White EarthMN
Alta | Alta | CA | California | 6061 | Placer | 39.2138 | -120.8033 | 566 | 91 | polygon | FALSE | FALSE | America/Los_Angeles | 3 | 95701 | 1840025619 | [10 empty] | AltaCA
St. Francis | St. Francis | SD | South Dakota | 46121 | Todd | 43.1426 | -100.9028 | 566 | 603 | polygon | FALSE | TRUE | America/Chicago | 3 | 57572 | 1840002893 | [10 empty] | St. FrancisSD
River Pines | River Pines | CA | California | 6005 | Amador | 38.5454 | -120.7475 | 566 | 597 | polygon | FALSE | FALSE | America/Los_Angeles | 3 | 95675 | 1840025657 | [10 empty] | River PinesCA
Bird-in-Hand | Bird-in-Hand | PA | Pennsylvania | 42071 | Lancaster | 40.0373 | -76.1863 | 566 | 353 | polygon | FALSE | TRUE | America/New_York | 3 | 17505 | 1840034864 | [10 empty] | Bird-in-HandPA
Freeburg | Freeburg | PA | Pennsylvania | 42109 | Snyder | 40.7626 | -76.9409 | 566 | 685 | polygon | FALSE | TRUE | America/New_York | 3 | 17827 | 1840002796 | [10 empty] | FreeburgPA
Newell | Newell | CA | California | 6049 | Modoc | 41.8897 | -121.3675 | 566 | 90 | polygon | FALSE | FALSE | America/Los_Angeles | 3 | 96134 | 1840024125 | [10 empty] | NewellCA
Carroll | Carroll | OH | Ohio | 39045 | Fairfield | 39.8027 | -82.7063 | 566 | 347 | polygon | FALSE | TRUE | America/New_York | 3 | 43112 | 1840010571 | [10 empty] | CarrollOH
Dayton | Dayton | IL | Illinois | 17099 | LaSalle | 41.3856 | -88.7959 | 566 | 97 | polygon | FALSE | FALSE | America/Chicago | 3 | 61350 | 1840025515 | [10 empty] | DaytonIL
Queen Valley | Queen Valley | AZ | Arizona | 4021 | Pinal | 33.283 | -111.305 | 566 | 22 | polygon | FALSE | FALSE | America/Phoenix | 3 | 85118 | 1840019360 | [10 empty] | Queen ValleyAZ
Stoutsville | Stoutsville | OH | Ohio | 39045 | Fairfield | 39.6049 | -82.8235 | 565 | 188 | polygon | FALSE | TRUE | America/New_York | 3 | 43154 | 1840012473 | [10 empty] | StoutsvilleOH
Meyers Lake | Meyers Lake | OH | Ohio | 39151 | Stark | 40.8159 | -81.4165 | 565 | 997 | polygon | FALSE | TRUE | America/New_York | 3 | 44708 | 1840011915 | [10 empty] | Meyers LakeOH
Good Thunder | Good Thunder | MN | Minnesota | 27013 | Blue Earth | 44.0067 | -94.0703 | 565 | 348 | polygon | FALSE | TRUE | America/Chicago | 3 | 56037 | 1840007904 | [10 empty] | Good ThunderMN
Palmyra | Palmyra | NE | Nebraska | 31131 | Otoe | 40.7057 | -96.392 | 565 | 641 | polygon | FALSE | TRUE | America/Chicago | 3 | 68418 | 1840011967 | [10 empty] | PalmyraNE
Medaryville | Medaryville | IN | Indiana | 18131 | Pulaski | 41.0803 | -86.8905 | 565 | 475 | polygon | FALSE | TRUE | America/Indiana/Winamac | 3 | 47957 | 1840009330 | [10 empty] | MedaryvilleIN
Newton Grove | Newton Grove | NC | North Carolina | 37163 | Sampson | 35.2522 | -78.3552 | 565 | 70 | polygon | FALSE | TRUE | America/New_York | 3 | 28366 | 1840016435 | [10 empty] | Newton GroveNC
Riverlea | Riverlea | OH | Ohio | 39049 | Franklin | 40.0805 | -83.0254 | 565 | 1446 | polygon | FALSE | TRUE | America/New_York | 3 | 43085 | 1840012404 | [10 empty] | RiverleaOH
Lanesville | Lanesville | IN | Indiana | 18061 | Harrison | 38.2352 | -85.9867 | 565 | 491 | polygon | FALSE | TRUE | America/Kentucky/Louisville | 3 | 47136 | 1840009823 | [10 empty] | LanesvilleIN
Port Washington | Port Washington | OH | Ohio | 39157 | Tuscarawas | 40.3268 | -81.5191 | 565 | 424 | polygon | FALSE | TRUE | America/New_York | 3 | 43837 | 1840012089 | [10 empty] | Port WashingtonOH
Chief Lake | Chief Lake | WI | Wisconsin | 55113 | Sawyer | 45.9213 | -91.3312 | 565 | 10 | polygon | FALSE | FALSE | America/Chicago | 3 | 54843 54828 | 1840004012 | [10 empty] | Chief LakeWI
Spring Gardens | Spring Gardens | TX | Texas | 48355 | Nueces | 27.7615 | -97.7419 | 565 | 217 | polygon | FALSE | FALSE | America/Chicago | 3 | 78380 | 1840037145 | [10 empty] | Spring GardensTX
Chicopee | Chicopee | KS | Kansas | 20037 | Crawford | 37.3834 | -94.7443 | 565 | 68 | polygon | FALSE | FALSE | America/Chicago | 3 | 66762 | 1840026832 | [10 empty] | ChicopeeKS
Vanderbilt | Vanderbilt | MI | Michigan | 26137 | Otsego | 45.1435 | -84.6639 | 565 | 200 | polygon | FALSE | TRUE | America/Detroit | 3 | 49795 | 1840010926 | [10 empty] | VanderbiltMI
Belvoir | Belvoir | NC | North Carolina | 37147 | Pitt | 35.7111 | -77.47 | 565 | 110 | polygon | FALSE | FALSE | America/New_York | 3 | 27834 | 1840024930 | [10 empty] | BelvoirNC
Loraine | Loraine | TX | Texas | 48335 | Mitchell | 32.4087 | -100.7125 | 564 | 209 | polygon | FALSE | TRUE | America/Chicago | 3 | 79532 | 1840022088 | [10 empty] | LoraineTX
Gresham | Gresham | WI | Wisconsin | 55115 | Shawano | 44.8478 | -88.7856 | 564 | 190 | polygon | FALSE | TRUE | America/Chicago | 3 | 54128 | 1840002260 | [10 empty] | GreshamWI
Bonanza | Bonanza | AR | Arkansas | 5131 | Sebastian | 35.2335 | -94.4168 | 564 | 77 | polygon | FALSE | TRUE | America/Chicago | 3 | 72916 | 1840013460 | [10 empty] | BonanzaAR
Arabi | Arabi | GA | Georgia | 13081 | Crisp | 31.8282 | -83.7302 | 564 | 34 | polygon | FALSE | TRUE | America/New_York | 3 | 31712 | 1840015847 | [10 empty] | ArabiGA
Howells | Howells | NE | Nebraska | 31037 | Colfax | 41.7241 | -97.0043 | 564 | 377 | polygon | FALSE | TRUE | America/Chicago | 3 | 68641 | 1840011447 | [10 empty] | HowellsNE
Grey Forest | Grey Forest | TX | Texas | 48029 | Bexar | 29.6169 | -98.6833 | 564 | 303 | polygon | FALSE | TRUE | America/Chicago | 3 | 78023 | 1840020956 | [10 empty] | Grey ForestTX
Coulee City | Coulee City | WA | Washington | 53025 | Grant | 47.6122 | -119.2895 | 564 | 235 | polygon | FALSE | TRUE | America/Los_Angeles | 3 | 99115 | 1840022293 | [10 empty] | Coulee CityWA
Fish Springs | Fish Springs | NV | Nevada | 32005 | Douglas | 38.9536 | -119.6511 | 564 | 23 | polygon | FALSE | TRUE | America/Los_Angeles | 3 | 89410 | 1840039822 | [10 empty] | Fish SpringsNV
Belle Fontaine | Belle Fontaine | AL | Alabama | 1097 | Mobile | 30.492 | -88.1131 | 564 | 140 | polygon | FALSE | TRUE | America/Chicago | 3 | 36582 | 1840023701 | [10 empty] | Belle FontaineAL
Belt | Belt | MT | Montana | 30013 | Cascade | 47.3873 | -110.9276 | 564 | 644 | polygon | FALSE | TRUE | America/Denver | 3 | 59412 | 1840018431 | [10 empty] | BeltMT
Quasqueton | Quasqueton | IA | Iowa | 19019 | Buchanan | 42.3945 | -91.7578 | 564 | 193 | polygon | FALSE | TRUE | America/Chicago | 3 | 52329 52326 | 1840009103 | [10 empty] | QuasquetonIA
Coatesville | Coatesville | IN | Indiana | 18063 | Hendricks | 39.6881 | -86.6698 | 564 | 333 | polygon | FALSE | TRUE | America/Indiana/Indianapolis | 3 | 46121 | 1840009538 | [10 empty] | CoatesvilleIN
Grand Tower | Grand Tower | IL | Illinois | 17077 | Jackson | 37.6343 | -89.5013 | 564 | 174 | polygon | FALSE | TRUE | America/Chicago | 3 | 62942 | 1840008700 | [10 empty] | Grand TowerIL
Ralston | Ralston | WY | Wyoming | 56029 | Park | 44.7085 | -108.8823 | 564 | 38 | polygon | FALSE | FALSE | America/Denver | 3 | 82440 82435 | 1840018594 | [10 empty] | RalstonWY
Peter | Peter | UT | Utah | 49005 | Cache | 41.7716 | -111.9859 | 564 | 10 | polygon | FALSE | TRUE | America/Denver | 3 | 84304 84325 | 1840074547 | [10 empty] | PeterUT
Myrtle Springs | Myrtle Springs | TX | Texas | 48467 | Van Zandt | 32.6151 | -95.9329 | 563 | 29 | polygon | FALSE | FALSE | America/Chicago | 3 | 75169 | 1840025897 | [10 empty] | Myrtle SpringsTX
Canal Point | Canal Point | FL | Florida | 12099 | Palm Beach | 26.8625 | -80.6223 | 563 | 156 | polygon | FALSE | FALSE | America/New_York | 3 | 33438 33476 | 1840014202 | [10 empty] | Canal PointFL
Sidell | Sidell | IL | Illinois | 17183 | Vermilion | 39.9097 | -87.8236 | 563 | 234 | polygon | FALSE | TRUE | America/Chicago | 3 | 61876 | 1840012187 | [10 empty] | SidellIL
Fostoria | Fostoria | MI | Michigan | 26157 | Tuscola | 43.2495 | -83.3713 | 563 | 56 | polygon | FALSE | FALSE | America/Detroit | 3 | 48435 | 1840025431 | [10 empty] | FostoriaMI
Metamora | Metamora | MI | Michigan | 26087 | Lapeer | 42.9422 | -83.2897 | 563 | 261 | polygon | FALSE | TRUE | America/Detroit | 3 | 48455 | 1840011001 | [10 empty] | MetamoraMI
Bairoa La Veinticinco | Bairoa La Veinticinco | PR | Puerto Rico | 72025 | Caguas | 18.2635 | -66.0211 | 563 | 2518 | polygon | FALSE | TRUE | America/Puerto_Rico | 2 | 725 | 1630025215 | [10 empty] | Bairoa La VeinticincoPR
Lind | Lind | WA | Washington | 53001 | Adams | 46.9703 | -118.6164 | 563 | 196 | polygon | FALSE | TRUE | America/Los_Angeles | 3 | 99341 | 1840021134 | [10 empty] | LindWA
Britton | Britton | MI | Michigan | 26091 | Lenawee | 41.9877 | -83.8304 | 563 | 274 | polygon | FALSE | TRUE | America/Detroit | 3 | 49229 | 1840010151 | [10 empty] | BrittonMI
Pendergrass | Pendergrass | GA | Georgia | 13157 | Jackson | 34.1646 | -83.6827 | 562 | 71 | polygon | FALSE | TRUE | America/New_York | 3 | 30567 | 1840016715 | [10 empty] | PendergrassGA
Cook | Cook | MN | Minnesota | 27137 | St. Louis | 47.8414 | -92.6888 | 562 | 83 | polygon | FALSE | TRUE | America/Chicago | 3 | 55723 | 1840006589 | [10 empty] | CookMN
Grayhawk | Grayhawk | MO | Missouri | 29186 | Ste. Genevieve | 37.931 | -90.239 | 562 | 49 | polygon | FALSE | TRUE | America/Chicago | 3 | 63670 | 1840042719 | [10 empty] | GrayhawkMO
Boys Town | Boys Town | NE | Nebraska | 31055 | Douglas | 41.256 | -96.1336 | 562 | 165 | polygon | FALSE | TRUE | America/Chicago | 3 | 68010 | 1840011669 | [10 empty] | Boys TownNE
Bailey | Bailey | NC | North Carolina | 37127 | Nash | 35.7807 | -78.1128 | 562 | 309 | polygon | FALSE | TRUE | America/New_York | 3 | 27807 | 1840015344 | [10 empty] | BaileyNC
Oakland | Oakland | PA | Pennsylvania | 42115 | Susquehanna | 41.9506 | -75.6095 | 562 | 486 | polygon | FALSE | TRUE | America/New_York | 3 | 18847 | 1840003327 | [10 empty] | OaklandPA
Dexter | Dexter | GA | Georgia | 13175 | Laurens | 32.4331 | -83.0595 | 562 | 282 | polygon | FALSE | TRUE | America/New_York | 3 | 31019 | 1840016973 | [10 empty] | DexterGA
Big Sandy | Big Sandy | MT | Montana | 30015 | Chouteau | 48.1785 | -110.1134 | 562 | 455 | polygon | FALSE | TRUE | America/Denver | 3 | 59520 | 1840019784 | [10 empty] | Big SandyMT
Middle Point | Middle Point | OH | Ohio | 39161 | Van Wert | 40.8559 | -84.4463 | 562 | 387 | polygon | FALSE | TRUE | America/New_York | 3 | 45863 | 1840011903 | [10 empty] | Middle PointOH
Mulliken | Mulliken | MI | Michigan | 26045 | Eaton | 42.763 | -84.8963 | 561 | 207 | polygon | FALSE | TRUE | America/Detroit | 3 | 48861 | 1840011085 | [10 empty] | MullikenMI
Dudley | Dudley | GA | Georgia | 13175 | Laurens | 32.5321 | -83.0805 | 561 | 63 | polygon | FALSE | TRUE | America/New_York | 3 | 31022 | 1840013814 | [10 empty] | DudleyGA
Washington Grove | Washington Grove | MD | Maryland | 24031 | Montgomery | 39.1406 | -77.1746 | 561 | 648 | polygon | FALSE | TRUE | America/New_York | 3 | 20880 20877 | 1840005860 | [10 empty] | Washington GroveMD
Anthon | Anthon | IA | Iowa | 19193 | Woodbury | 42.3881 | -95.8657 | 561 | 306 | polygon | FALSE | TRUE | America/Chicago | 3 | 51004 | 1840006951 | [10 empty] | AnthonIA
Hickory | Hickory | PA | Pennsylvania | 42125 | Washington | 40.2957 | -80.3052 | 561 | 76 | polygon | FALSE | FALSE | America/New_York | 3 | 15057 15340 | 1840024311 | [10 empty] | HickoryPA
West Baden Springs | West Baden Springs | IN | Indiana | 18117 | Orange | 38.5675 | -86.612 | 561 | 198 | polygon | FALSE | TRUE | America/Indiana/Indianapolis | 3 | 47469 | 1840010779 | [10 empty] | West Baden SpringsIN
Paradise | Paradise | TX | Texas | 48497 | Wise | 33.1504 | -97.6887 | 561 | 107 | polygon | FALSE | TRUE | America/Chicago | 3 | 76073 | 1840023254 | [10 empty] | ParadiseTX
West Valley | West Valley | NY | New York | 36009 | Cattaraugus | 42.4036 | -78.6115 | 561 | 141 | polygon | FALSE | FALSE | America/New_York | 3 | 14171 | 1840026204 | [10 empty] | West ValleyNY
Richardton | Richardton | ND | North Dakota | 38089 | Stark | 46.8841 | -102.3332 | 561 | 158 | polygon | FALSE | TRUE | America/Denver | 3 | 58652 | 1840000194 | [10 empty] | RichardtonND
Avery | Avery | CA | California | 6009 | Calaveras | 38.1939 | -120.379 | 561 | 48 | polygon | FALSE | FALSE | America/Los_Angeles | 3 | 95233 95224 | 1840017591 | [10 empty] | AveryCA
Waubay | Waubay | SD | South Dakota | 46037 | Day | 45.3345 | -97.3055 | 560 | 148 | polygon | FALSE | TRUE | America/Chicago | 3 | 57273 | 1840002095 | [10 empty] | WaubaySD
Hostetter | Hostetter | PA | Pennsylvania | 42129 | Westmoreland | 40.264 | -79.3976 | 560 | 297 | polygon | FALSE | FALSE | America/New_York | 3 | 15638 15650 | 1840026430 | [10 empty] | HostetterPA
Andersonville | Andersonville | TN | Tennessee | 47001 | Anderson | 36.197 | -84.033 | 560 | 133 | polygon | FALSE | FALSE | America/New_York | 3 | 37705 | 1840025777 | [10 empty] | AndersonvilleTN
Helen | Helen | GA | Georgia | 13311 | White | 34.7044 | -83.7201 | 560 | 99 | polygon | FALSE | TRUE | America/New_York | 3 | 30545 | 1840014666 | [10 empty] | HelenGA
La Plena | La Plena | PR | Puerto Rico | 72123 | Salinas | 18.0412 | -66.2063 | 560 | 570 | polygon | FALSE | FALSE | America/Puerto_Rico | 3 | 751 | 1630035497 | [10 empty] | La PlenaPR
Accord | Accord | NY | New York | 36111 | Ulster | 41.7972 | -74.2319 | 560 | 63 | polygon | FALSE | FALSE | America/New_York | 3 | 12404 | 1840004702 | [10 empty] | AccordNY
Lily Lake | Lily Lake | WI | Wisconsin | 55059 | Kenosha | 42.5614 | -88.2137 | 560 | 411 | polygon | FALSE | TRUE | America/Chicago | 3 | 53105 | 1840042477 | [10 empty] | Lily LakeWI
Graceville | Graceville | MN | Minnesota | 27011 | Big Stone | 45.5686 | -96.4372 | 560 | 373 | polygon | FALSE | TRUE | America/Chicago | 3 | 56240 | 1840007791 | [10 empty] | GracevilleMN
St. John | St. John | WA | Washington | 53075 | Whitman | 47.0915 | -117.5887 | 559 | 321 | polygon | FALSE | TRUE | America/Los_Angeles | 3 | 99171 | 1840021139 | [10 empty] | St. JohnWA
Leary | Leary | GA | Georgia | 13037 | Calhoun | 31.4847 | -84.5133 | 559 | 67 | polygon | FALSE | TRUE | America/New_York | 3 | 39862 | 1840014954 | [10 empty] | LearyGA
Matthews | Matthews | IN | Indiana | 18053 | Grant | 40.3875 | -85.4977 | 559 | 612 | polygon | FALSE | TRUE | America/Indiana/Indianapolis | 3 | 46928 46957 | 1840009409 | [10 empty] | MatthewsIN
Park City | Park City | KY | Kentucky | 21009 | Barren | 37.0934 | -86.0486 | 559 | 147 | polygon | FALSE | TRUE | America/Chicago | 3 | 42160 | 1840014395 | [10 empty] | Park CityKY
Wausa | Wausa | NE | Nebraska | 31107 | Knox | 42.4979 | -97.5393 | 559 | 411 | polygon | FALSE | TRUE | America/Chicago | 3 | 68786 | 1840011068 | [10 empty] | WausaNE
Brooks | Brooks | GA | Georgia | 13113 | Fayette | 33.2925 | -84.4588 | 559 | 50 | polygon | FALSE | TRUE | America/New_York | 3 | 30205 | 1840015714 | [10 empty] | BrooksGA
Cove | Cove | TX | Texas | 48071 | Chambers | 29.8122 | -94.8201 | 559 | 177 | polygon | FALSE | TRUE | America/Chicago | 3 | 77523 | 1840019636 | [10 empty] | CoveTX
Cairnbrook | Cairnbrook | PA | Pennsylvania | 42111 | Somerset | 40.1247 | -78.8189 | 559 | 255 | polygon | FALSE | FALSE | America/New_York | 3 | 15924 | 1840026535 | [10 empty] | CairnbrookPA
Culbertson | Culbertson | NE | Nebraska | 31087 | Hitchcock | 40.2284 | -100.8351 | 559 | 257 | polygon | FALSE | TRUE | America/Chicago | 3 | 69024 | 1840012295 | [10 empty] | CulbertsonNE
Ravenna | Ravenna | KY | Kentucky | 21065 | Estill | 37.6871 | -83.9502 | 559 | 690 | polygon | FALSE | TRUE | America/New_York | 3 | 40472 | 1840014343 | [10 empty] | RavennaKY
Arcadia | Arcadia | MO | Missouri | 29093 | Iron | 37.5864 | -90.6293 | 559 | 261 | polygon | FALSE | TRUE | America/Chicago | 3 | 63621 63650 | 1840007584 | [10 empty] | ArcadiaMO
Beechmont | Beechmont | KY | Kentucky | 21177 | Muhlenberg | 37.1714 | -87.0364 | 559 | 118 | polygon | FALSE | FALSE | America/Chicago | 3 | 42323 42321 | 1840026860 | [10 empty] | BeechmontKY
Wickett | Wickett | TX | Texas | 48475 | Ward | 31.5673 | -103.0059 | 559 | 306 | polygon | FALSE | TRUE | America/Chicago | 3 | 79788 | 1840023126 | [10 empty] | WickettTX
South Cle Elum | South Cle Elum | WA | Washington | 53037 | Kittitas | 47.1862 | -120.9526 | 559 | 538 | polygon | FALSE | TRUE | America/Los_Angeles | 3 | 98943 98922 | 1840022304 | [10 empty] | South Cle ElumWA
Corriganville | Corriganville | MD | Maryland | 24001 | Allegany | 39.6945 | -78.797 | 559 | 554 | polygon | FALSE | FALSE | America/New_York | 3 | 21524 | 1840024419 | [10 empty] | CorriganvilleMD
Sabin | Sabin | MN | Minnesota | 27027 | Clay | 46.7814 | -96.6542 | 558 | 468 | polygon | FALSE | TRUE | America/Chicago | 3 | 56580 | 1840008840 | [10 empty] | SabinMN
Melba | Melba | ID | Idaho | 16027 | Canyon | 43.3726 | -116.5322 | 558 | 538 | polygon | FALSE | TRUE | America/Boise | 3 | 83641 | 1840020039 | [10 empty] | MelbaID
Deport | Deport | TX | Texas | 48277 | Lamar | 33.5291 | -95.3174 | 558 | 193 | polygon | FALSE | TRUE | America/Chicago | 3 | 75435 | 1840019330 | [10 empty] | DeportTX
Green Isle | Green Isle | MN | Minnesota | 27143 | Sibley | 44.6804 | -94.0052 | 558 | 212 | polygon | FALSE | TRUE | America/Chicago | 3 | 55338 | 1840007867 | [10 empty] | Green IsleMN
Westfield | Westfield | IL | Illinois | 17023 | Clark | 39.4555 | -87.9963 | 558 | 220 | polygon | FALSE | TRUE | America/Chicago | 3 | 62474 | 1840012673 | [10 empty] | WestfieldIL
Subiaco | Subiaco | AR | Arkansas | 5083 | Logan | 35.2982 | -93.6385 | 558 | 113 | polygon | FALSE | TRUE | America/Chicago | 3 | 72855 72865 | 1840016393 | [10 empty] | SubiacoAR
Rosalia | Rosalia | WA | Washington | 53075 | Whitman | 47.2363 | -117.3764 | 558 | 342 | polygon | FALSE | TRUE | America/Los_Angeles | 3 | 99170 | 1840021138 | [10 empty] | RosaliaWA
Amalga | Amalga | UT | Utah | 49005 | Cache | 41.8565 | -111.8974 | 558 | 61 | polygon | FALSE | TRUE | America/Denver | 3 | 84335 | 1840021323 | [10 empty] | AmalgaUT
Emlyn | Emlyn | KY | Kentucky | 21235 | Whitley | 36.7023 | -84.1418 | 558 | 301 | polygon | FALSE | FALSE | America/New_York | 3 | 40769 40730 | 1840026914 | [10 empty] | EmlynKY
Prairie du Rocher | Prairie du Rocher | IL | Illinois | 17157 | Randolph | 38.0817 | -90.0976 | 558 | 377 | polygon | FALSE | TRUE | America/Chicago | 3 | 62277 | 1840012936 | [10 empty] | Prairie du RocherIL
Lincoln Park | Lincoln Park | TX | Texas | 48121 | Denton | 33.224 | -96.9727 | 558 | 1323 | polygon | FALSE | FALSE | America/Chicago | 3 | 76227 | 1840152146 | [10 empty] | Lincoln ParkTX
Kilmichael | Kilmichael | MS | Mississippi | 28097 | Montgomery | 33.4404 | -89.5674 | 557 | 77 | polygon | FALSE | TRUE | America/Chicago | 3 | 39747 | 1840016832 | [10 empty] | KilmichaelMS
Wall | Wall | PA | Pennsylvania | 42003 | Allegheny | 40.3916 | -79.786 | 557 | 491 | polygon | FALSE | TRUE | America/New_York | 3 | 15148 | 1840001270 | [10 empty] | WallPA
Attica | Attica | KS | Kansas | 20077 | Harper | 37.2426 | -98.2276 | 557 | 339 | polygon | FALSE | TRUE | America/Chicago | 3 | 67009 | 1840007622 | [10 empty] | AtticaKS
Caledonia | Caledonia | OH | Ohio | 39101 | Marion | 40.6363 | -82.9694 | 557 | 929 | polygon | FALSE | TRUE | America/New_York | 3 | 43314 | 1840010389 | [10 empty] | CaledoniaOH
Olanta | Olanta | SC | South Carolina | 45041 | Florence | 33.9357 | -79.932 | 557 | 216 | polygon | FALSE | TRUE | America/New_York | 3 | 29114 | 1840016707 | [10 empty] | OlantaSC
Carlock | Carlock | IL | Illinois | 17113 | McLean | 40.5835 | -89.1287 | 557 | 544 | polygon | FALSE | TRUE | America/Chicago | 3 | 61725 | 1840010375 | [10 empty] | CarlockIL
Hammon | Hammon | OK | Oklahoma | 40129 | Roger Mills | 35.6323 | -99.3832 | 557 | 296 | polygon | FALSE | TRUE | America/Chicago | 3 | 73650 | 1840021706 | [10 empty] | HammonOK
Hawk Cove | Hawk Cove | TX | Texas | 48231 | Hunt | 32.8839 | -96.0833 | 557 | 584 | polygon | FALSE | TRUE | America/Chicago | 3 | 75474 | 1840020650 | [10 empty] | Hawk CoveTX
Buffalo Gap | Buffalo Gap | TX | Texas | 48441 | Taylor | 32.2833 | -99.8342 | 557 | 88 | polygon | FALSE | TRUE | America/Chicago | 3 | 79508 | 1840022091 | [10 empty] | Buffalo GapTX
Rawson | Rawson | OH | Ohio | 39063 | Hancock | 40.9569 | -83.785 | 557 | 543 | polygon | FALSE | TRUE | America/New_York | 3 | 45881 | 1840011741 | [10 empty] | RawsonOH
Dante | Dante | VA | Virginia | 51167 | Russell | 36.9792 | -82.296 | 557 | 30 | polygon | FALSE | FALSE | America/New_York | 3 | 24237 24272 | 1840026885 | [10 empty] | DanteVA
Moscow | Moscow | TN | Tennessee | 47047 | Fayette | 35.0611 | -89.3893 | 557 | 168 | polygon | FALSE | TRUE | America/Chicago | 3 | 38057 | 1840014595 | [10 empty] | MoscowTN
San Perlita | San Perlita | TX | Texas | 48489 | Willacy | 26.501 | -97.6398 | 556 | 413 | polygon | FALSE | TRUE | America/Chicago | 3 | 78580 78590 | 1840022259 | [10 empty] | San PerlitaTX
Star Prairie | Star Prairie | WI | Wisconsin | 55109 | St. Croix | 45.1975 | -92.5321 | 556 | 100 | polygon | FALSE | TRUE | America/Chicago | 3 | 54026 | 1840002130 | [10 empty] | Star PrairieWI
Crescent City | Crescent City | IL | Illinois | 17075 | Iroquois | 40.7717 | -87.8564 | 556 | 471 | polygon | FALSE | TRUE | America/Chicago | 3 | 60928 | 1840011858 | [10 empty] | Crescent CityIL
Evans Mills | Evans Mills | NY | New York | 36045 | Jefferson | 44.087 | -75.8078 | 556 | 262 | polygon | FALSE | TRUE | America/New_York | 3 | 13637 | 1840004111 | [10 empty] | Evans MillsNY
State Line | State Line | MS | Mississippi | 28041 | Greene | 31.436 | -88.4738 | 556 | 50 | polygon | FALSE | TRUE | America/Chicago | 3 | 39362 | 1840017061 | [10 empty] | State LineMS
Grimes | Grimes | AL | Alabama | 1045 | Dale | 31.2999 | -85.4502 | 556 | 171 | polygon | FALSE | TRUE | America/Chicago | 3 | 36303 36350 | 1840003500 | [10 empty] | GrimesAL
Wauneta | Wauneta | NE | Nebraska | 31029 | Chase | 40.4164 | -101.3766 | 556 | 221 | polygon | FALSE | TRUE | America/Denver | 3 | 69045 | 1840012047 | [10 empty] | WaunetaNE
Ironton | Ironton | MN | Minnesota | 27035 | Crow Wing | 46.4817 | -93.9977 | 556 | 148 | polygon | FALSE | TRUE | America/Chicago | 3 | 56441 56455 | 1840007741 | [10 empty] | IrontonMN
Big Delta | Big Delta | AK | Alaska | 2240 | Southeast Fairbanks | 64.1486 | -145.7453 | 556 | 4 | polygon | FALSE | FALSE | America/Anchorage | 3 | 99737 | 1840023468 | [10 empty] | Big DeltaAK
Hartman | Hartman | AR | Arkansas | 5071 | Johnson | 35.4353 | -93.6235 | 556 | 135 | polygon | FALSE | TRUE | America/Chicago | 3 | 72840 | 1840013419 | [10 empty] | HartmanAR
Ranier | Ranier | MN | Minnesota | 27071 | Koochiching | 48.6066 | -93.353 | 556 | 200 | polygon | FALSE | TRUE | America/Winnipeg | 3 | 56668 56649 | 1840008816 | [10 empty] | RanierMN
Leeton | Leeton | MO | Missouri | 29101 | Johnson | 38.5833 | -93.6952 | 556 | 422 | polygon | FALSE | TRUE | America/Chicago | 3 | 64761 | 1840008578 | [10 empty] | LeetonMO
Oak Run | Oak Run | IL | Illinois | 17095 | Knox | 40.9649 | -90.1304 | 556 | 60 | polygon | FALSE | FALSE | America/Chicago | 3 | 61428 | 1840025536 | [10 empty] | Oak RunIL
Pratt | Pratt | WV | West Virginia | 54039 | Kanawha | 38.2082 | -81.3868 | 556 | 749 | polygon | FALSE | TRUE | America/New_York | 3 | 25162 | 1840006206 | [10 empty] | PrattWV
Dushore | Dushore | PA | Pennsylvania | 42113 | Sullivan | 41.5249 | -76.3988 | 556 | 272 | polygon | FALSE | TRUE | America/New_York | 3 | 18614 | 1840003435 | [10 empty] | DushorePA
Edgeley | Edgeley | ND | North Dakota | 38045 | LaMoure | 46.3625 | -98.7126 | 556 | 287 | polygon | FALSE | TRUE | America/Chicago | 3 | 58433 | 1840000216 | [10 empty] | EdgeleyND
Avalon | Avalon | FL | Florida | 12113 | Santa Rosa | 30.5366 | -87.1009 | 556 | 55 | polygon | FALSE | TRUE | America/Chicago | 3 | 32583 | 1840043091 | [10 empty] | AvalonFL
Pleasant Hill | Pleasant Hill | TN | Tennessee | 47035 | Cumberland | 35.9767 | -85.1996 | 556 | 131 | polygon | FALSE | TRUE | America/Chicago | 3 | 38578 38572 38571 38583 | 1840016173 | [10 empty] | Pleasant HillTN
Terry | Terry | MT | Montana | 30079 | Prairie | 46.7923 | -105.3125 | 556 | 274 | polygon | FALSE | TRUE | America/Denver | 3 | 59349 | 1840022317 | [10 empty] | TerryMT
Whitesville | Whitesville | KY | Kentucky | 21059 | Daviess | 37.6831 | -86.8699 | 555 | 499 | polygon | FALSE | TRUE | America/Chicago | 3 | 42378 | 1840015223 | [10 empty] | WhitesvilleKY
Fawn Lake Forest | Fawn Lake Forest | PA | Pennsylvania | 42103 | Pike | 41.5158 | -75.0548 | 555 | 83 | polygon | FALSE | FALSE | America/New_York | 3 | 18428 | 1840035394 | [10 empty] | Fawn Lake ForestPA
Hollyvilla | Hollyvilla | KY | Kentucky | 21111 | Jefferson | 38.0929 | -85.7467 | 555 | 627 | polygon | FALSE | TRUE | America/New_York | 3 | 40118 | 1840014307 | [10 empty] | HollyvillaKY
Waterproof | Waterproof | LA | Louisiana | 22107 | Tensas | 31.8072 | -91.3861 | 555 | 307 | polygon | FALSE | TRUE | America/Chicago | 3 | 71375 | 1840017027 | [10 empty] | WaterproofLA
De Valls Bluff | De Valls Bluff | AR | Arkansas | 5117 | Prairie | 34.7859 | -91.4602 | 555 | 209 | polygon | FALSE | TRUE | America/Chicago | 3 | 72041 | 1840014623 | [10 empty] | De Valls BluffAR
Olustee | Olustee | OK | Oklahoma | 40065 | Jackson | 34.5476 | -99.4241 | 555 | 259 | polygon | FALSE | TRUE | America/Chicago | 3 | 73560 | 1840022819 | [10 empty] | OlusteeOK
Ontario | Ontario | WI | Wisconsin | 55123 | Vernon | 43.7222 | -90.5941 | 555 | 213 | polygon | FALSE | TRUE | America/Chicago | 3 | 54651 | 1840002696 | [10 empty] | OntarioWI
Bloomsdale | Bloomsdale | MO | Missouri | 29186 | Ste. Genevieve | 38.0147 | -90.2214 | 555 | 131 | polygon | FALSE | TRUE | America/Chicago | 3 | 63627 | 1840007544 | [10 empty] | BloomsdaleMO
Hamler | Hamler | OH | Ohio | 39069 | Henry | 41.2281 | -84.0355 | 555 | 259 | polygon | FALSE | TRUE | America/New_York | 3 | 43524 | 1840011603 | [10 empty] | HamlerOH
Turrell | Turrell | AR | Arkansas | 5035 | Crittenden | 35.3763 | -90.2704 | 555 | 40 | polygon | FALSE | TRUE | America/Chicago | 3 | 72384 | 1840015447 | [10 empty] | TurrellAR
Lake Preston | Lake Preston | SD | South Dakota | 46077 | Kingsbury | 44.3617 | -97.376 | 555 | 282 | polygon | FALSE | TRUE | America/Chicago | 3 | 57249 | 1840002502 | [10 empty] | Lake PrestonSD
Irwinton | Irwinton | GA | Georgia | 13319 | Wilkinson | 32.8108 | -83.1737 | 555 | 68 | polygon | FALSE | TRUE | America/New_York | 3 | 31042 | 1840014865 | [10 empty] | IrwintonGA
Sanbornville | Sanbornville | NH | New Hampshire | 33003 | Carroll | 43.5524 | -71.03 | 555 | 135 | polygon | FALSE | FALSE | America/New_York | 3 | 3872 | 1840026135 | [10 empty] | SanbornvilleNH
Belleplain | Belleplain | NJ | New Jersey | 34009 | Cape May | 39.2662 | -74.8672 | 555 | 29 | polygon | FALSE | FALSE | America/New_York | 3 | 8270 | 1840026666 | [10 empty] | BelleplainNJ
Berlin | Berlin | GA | Georgia | 13071 | Colquitt | 31.0683 | -83.6236 | 554 | 256 | polygon | FALSE | TRUE | America/New_York | 3 | 31788 31722 | 1840013882 | [10 empty] | BerlinGA
Lyle | Lyle | MN | Minnesota | 27099 | Mower | 43.5057 | -92.9412 | 554 | 281 | polygon | FALSE | TRUE | America/Chicago | 3 | 55953 | 1840009002 | [10 empty] | LyleMN
Standing Pine | Standing Pine | MS | Mississippi | 28079 | Leake | 32.6749 | -89.4529 | 554 | 61 | polygon | FALSE | FALSE | America/Chicago | 3 | 39051 39189 | 1840013801 | [10 empty] | Standing PineMS
Sabula | Sabula | IA | Iowa | 19097 | Jackson | 42.0665 | -90.1766 | 554 | 432 | polygon | FALSE | TRUE | America/Chicago | 3 | 52070 | 1840009141 | [10 empty] | SabulaIA
Cokeville | Cokeville | WY | Wyoming | 56023 | Lincoln | 42.068 | -110.9607 | 554 | 163 | polygon | FALSE | TRUE | America/Denver | 3 | 83114 | 1840022363 | [10 empty] | CokevilleWY
Beverly Hills | Beverly Hills | MO | Missouri | 29189 | St. Louis | 38.6979 | -90.2901 | 554 | 2381 | polygon | FALSE | TRUE | America/Chicago | 2 | 63121 | 1840007451 | [10 empty] | Beverly HillsMO
Wausaukee | Wausaukee | WI | Wisconsin | 55075 | Marinette | 45.378 | -87.9552 | 554 | 155 | polygon | FALSE | TRUE | America/Chicago | 3 | 54177 | 1840003927 | [10 empty] | WausaukeeWI
Peninsula | Peninsula | OH | Ohio | 39153 | Summit | 41.2379 | -81.5519 | 554 | 48 | polygon | FALSE | TRUE | America/New_York | 3 | 44264 | 1840011672 | [10 empty] | PeninsulaOH
Francisco | Francisco | IN | Indiana | 18051 | Gibson | 38.3327 | -87.4481 | 554 | 350 | polygon | FALSE | TRUE | America/Chicago | 3 | 47649 | 1840010797 | [10 empty] | FranciscoIN
Hopeland | Hopeland | PA | Pennsylvania | 42071 | Lancaster | 40.2336 | -76.2615 | 554 | 324 | polygon | FALSE | FALSE | America/New_York | 3 | 17578 17543 17533 | 1840024336 | [10 empty] | HopelandPA
Turtle Lake | Turtle Lake | ND | North Dakota | 38055 | McLean | 47.5216 | -100.8907 | 554 | 417 | polygon | FALSE | TRUE | America/Chicago | 3 | 58575 | 1840001897 | [10 empty] | Turtle LakeND
New Lothrop | New Lothrop | MI | Michigan | 26155 | Shiawassee | 43.1168 | -83.9693 | 554 | 247 | polygon | FALSE | TRUE | America/Detroit | 3 | 48460 | 1840011014 | [10 empty] | New LothropMI
Junction City | Junction City | LA | Louisiana | 22111 | Union | 33.0073 | -92.7224 | 554 | 173 | polygon | FALSE | TRUE | America/Chicago | 3 | 71749 71256 | 1840018068 | [10 empty] | Junction CityLA
Spring Lake | Spring Lake | FL | Florida | 12053 | Hernando | 28.4952 | -82.3017 | 554 | 64 | polygon | FALSE | FALSE | America/New_York | 3 | 34601 34602 | 1840014106 | [10 empty] | Spring LakeFL
Martin | Martin | LA | Louisiana | 22081 | Red River | 32.0983 | -93.2193 | 554 | 18 | polygon | FALSE | TRUE | America/Chicago | 3 | 71019 | 1840018129 | [10 empty] | MartinLA
Halstad | Halstad | MN | Minnesota | 27107 | Norman | 47.3511 | -96.8247 | 554 | 705 | polygon | FALSE | TRUE | America/Chicago | 3 | 56548 | 1840006619 | [10 empty] | HalstadMN
Martin | Martin | KY | Kentucky | 21071 | Floyd | 37.5669 | -82.7603 | 554 | 292 | polygon | FALSE | TRUE | America/New_York | 3 | 41649 | 1840015231 | [10 empty] | MartinKY
Gauley Bridge | Gauley Bridge | WV | West Virginia | 54019 | Fayette | 38.1681 | -81.2038 | 553 | 134 | polygon | FALSE | TRUE | America/New_York | 3 | 25085 | 1840006294 | [10 empty] | Gauley BridgeWV
Concow | Concow | CA | California | 6007 | Butte | 39.7733 | -121.5196 | 553 | 7 | polygon | FALSE | FALSE | America/Los_Angeles | 3 | 95965 | 1840028362 | [10 empty] | ConcowCA
Gilbert | Gilbert | LA | Louisiana | 22041 | Franklin | 32.0507 | -91.6567 | 553 | 203 | polygon | FALSE | TRUE | America/Chicago | 3 | 71336 | 1840018118 | [10 empty] | GilbertLA
Union | Union | IL | Illinois | 17111 | McHenry | 42.2316 | -88.5448 | 553 | 255 | polygon | FALSE | TRUE | America/Chicago | 3 | 60180 | 1840011145 | [10 empty] | UnionIL
Wilsonville | Wilsonville | IL | Illinois | 17117 | Macoupin | 39.0694 | -89.8553 | 553 | 223 | polygon | FALSE | TRUE | America/Chicago | 3 | 62093 62033 | 1840012659 | [10 empty] | WilsonvilleIL
Quantico | Quantico | VA | Virginia | 51153 | Prince William | 38.5224 | -77.2901 | 553 | 3066 | polygon | FALSE | TRUE | America/New_York | 2 | 22134 22135 | 1840006109 | [10 empty] | QuanticoVA
Bogue Chitto | Bogue Chitto | MS | Mississippi | 28099 | Neshoba | 32.8338 | -88.9189 | 553 | 33 | polygon | FALSE | FALSE | America/Chicago | 3 | 39350 | 1840134614 | [10 empty] | Bogue ChittoMS
Aneth | Aneth | UT | Utah | 49037 | San Juan | 37.2051 | -109.1623 | 552 | 19 | polygon | FALSE | FALSE | America/Denver | 3 | 84534 | 1840017593 | [10 empty] | AnethUT
Fieldsboro | Fieldsboro | NJ | New Jersey | 34005 | Burlington | 40.1364 | -74.7315 | 552 | 764 | polygon | FALSE | TRUE | America/New_York | 3 | 8505 | 1840003753 | [10 empty] | FieldsboroNJ
Odessa | Odessa | NY | New York | 36097 | Schuyler | 42.335 | -76.7881 | 552 | 187 | polygon | FALSE | TRUE | America/New_York | 3 | 14869 | 1840004584 | [10 empty] | OdessaNY
Kirkersville | Kirkersville | OH | Ohio | 39089 | Licking | 39.95 | -82.5985 | 552 | 95 | polygon | FALSE | TRUE | America/New_York | 3 | 43025 43033 43046 | 1840012329 | [10 empty] | KirkersvilleOH
Danforth | Danforth | IL | Illinois | 17075 | Iroquois | 40.822 | -87.9778 | 552 | 445 | polygon | FALSE | TRUE | America/Chicago | 3 | 60930 | 1840011859 | [10 empty] | DanforthIL
Trail | Trail | OR | Oregon | 41029 | Jackson | 42.6568 | -122.8135 | 552 | 31 | polygon | FALSE | FALSE | America/Los_Angeles | 3 | 97539 97541 | 1840025462 | [10 empty] | TrailOR
Fredericktown | Fredericktown | PA | Pennsylvania | 42125 | Washington | 40.0019 | -80.0092 | 552 | 219 | polygon | FALSE | FALSE | America/New_York | 3 | 15333 | 1840026506 | [10 empty] | FredericktownPA
Leesburg | Leesburg | IN | Indiana | 18085 | Kosciusko | 41.3307 | -85.8489 | 552 | 818 | polygon | FALSE | TRUE | America/Indiana/Indianapolis | 3 | 46538 | 1840009305 | [10 empty] | LeesburgIN
Trenton | Trenton | UT | Utah | 49005 | Cache | 41.9116 | -111.9356 | 552 | 25 | polygon | FALSE | TRUE | America/Denver | 3 | 84338 | 1840022379 | [10 empty] | TrentonUT
Claverack-Red Mills | Claverack-Red Mills | NY | New York | 36021 | Columbia | 42.2263 | -73.7269 | 552 | 71 | polygon | FALSE | TRUE | America/New_York | 3 | 12534 12513 | 1840073610 | [10 empty] | Claverack-Red MillsNY
Ribera | Ribera | NM | New Mexico | 35047 | San Miguel | 35.37 | -105.4441 | 552 | 84 | polygon | FALSE | FALSE | America/Denver | 3 | 87560 | 1840024923 | [10 empty] | RiberaNM
Enfield | Enfield | IL | Illinois | 17193 | White | 38.1009 | -88.3382 | 552 | 210 | polygon | FALSE | TRUE | America/Chicago | 3 | 62835 | 1840012923 | [10 empty] | EnfieldIL
Mayfield | Mayfield | UT | Utah | 49039 | Sanpete | 39.1192 | -111.7078 | 552 | 238 | polygon | FALSE | TRUE | America/Denver | 3 | 84643 | 1840022441 | [10 empty] | MayfieldUT
Fayette City | Fayette City | PA | Pennsylvania | 42051 | Fayette | 40.1007 | -79.8392 | 552 | 1111 | polygon | FALSE | TRUE | America/New_York | 3 | 15438 | 1840000662 | [10 empty] | Fayette CityPA
North Brentwood | North Brentwood | MD | Maryland | 24033 | Prince George's | 38.945 | -76.951 | 551 | 1884 | polygon | FALSE | TRUE | America/New_York | 3 | 20722 | 1840031456 | [10 empty] | North BrentwoodMD
Dale | Dale | WI | Wisconsin | 55087 | Outagamie | 44.2757 | -88.6729 | 551 | 142 | polygon | FALSE | FALSE | America/Chicago | 3 | 54944 54931 | 1840025364 | [10 empty] | DaleWI
Cecil | Cecil | WI | Wisconsin | 55115 | Shawano | 44.8107 | -88.4485 | 551 | 118 | polygon | FALSE | TRUE | America/Chicago | 3 | 54111 | 1840002264 | [10 empty] | CecilWI
Carlsbad | Carlsbad | TX | Texas | 48451 | Tom Green | 31.6113 | -100.6407 | 551 | 136 | polygon | FALSE | FALSE | America/Chicago | 3 | 76934 | 1840025954 | [10 empty] | CarlsbadTX
Neosho | Neosho | WI | Wisconsin | 55027 | Dodge | 43.3101 | -88.5192 | 551 | 404 | polygon | FALSE | TRUE | America/Chicago | 3 | 53059 | 1840002743 | [10 empty] | NeoshoWI
Liverpool | Liverpool | TX | Texas | 48039 | Brazoria | 29.3018 | -95.2744 | 551 | 195 | polygon | FALSE | TRUE | America/Chicago | 3 | 77577 77511 | 1840020975 | [10 empty] | LiverpoolTX
Pittsburg | Pittsburg | IL | Illinois | 17199 | Williamson | 37.7771 | -88.8499 | 551 | 103 | polygon | FALSE | TRUE | America/Chicago | 3 | 62974 | 1840012988 | [10 empty] | PittsburgIL
Thomson | Thomson | IL | Illinois | 17015 | Carroll | 41.9731 | -90.1119 | 551 | 87 | polygon | FALSE | TRUE | America/Chicago | 3 | 61285 | 1840011242 | [10 empty] | ThomsonIL
Benns Church | Benns Church | VA | Virginia | 51093 | Isle of Wight | 36.937 | -76.5842 | 551 | 51 | polygon | FALSE | FALSE | America/New_York | 3 | 23314 23430 | 1840024806 | [10 empty] | Benns ChurchVA
Reddick | Reddick | FL | Florida | 12083 | Marion | 29.3687 | -82.1976 | 551 | 168 | polygon | FALSE | TRUE | America/New_York | 3 | 32686 | 1840018275 | [10 empty] | ReddickFL
Hickory Grove | Hickory Grove | SC | South Carolina | 45091 | York | 34.9785 | -81.418 | 551 | 127 | polygon | FALSE | TRUE | America/New_York | 3 | 29717 | 1840015490 | [10 empty] | Hickory GroveSC
Indianola | Indianola | NE | Nebraska | 31145 | Red Willow | 40.2346 | -100.4198 | 550 | 170 | polygon | FALSE | TRUE | America/Chicago | 3 | 69034 | 1840008370 | [10 empty] | IndianolaNE
Chatham | Chatham | LA | Louisiana | 22049 | Jackson | 32.3094 | -92.4519 | 550 | 214 | polygon | FALSE | TRUE | America/Chicago | 3 | 71226 | 1840017002 | [10 empty] | ChathamLA
West Wildwood | West Wildwood | NJ | New Jersey | 34009 | Cape May | 39.0005 | -74.8234 | 550 | 742 | polygon | FALSE | TRUE | America/New_York | 3 | 8260 | 1840001601 | [10 empty] | West WildwoodNJ
Everly | Everly | IA | Iowa | 19041 | Clay | 43.1619 | -95.3198 | 550 | 203 | polygon | FALSE | TRUE | America/Chicago | 3 | 51338 | 1840007992 | [10 empty] | EverlyIA
Thomas | Thomas | WV | West Virginia | 54093 | Tucker | 39.1459 | -79.4958 | 550 | 47 | polygon | FALSE | TRUE | America/New_York | 3 | 26292 26260 | 1840005889 | [10 empty] | ThomasWV
Phillipsburg | Phillipsburg | OH | Ohio | 39113 | Montgomery | 39.904 | -84.4009 | 550 | 796 | polygon | FALSE | TRUE | America/New_York | 3 | 45354 | 1840012492 | [10 empty] | PhillipsburgOH
Groom | Groom | TX | Texas | 48065 | Carson | 35.205 | -101.1071 | 550 | 285 | polygon | FALSE | TRUE | America/Chicago | 3 | 79039 | 1840021756 | [10 empty] | GroomTX
Higbee | Higbee | MO | Missouri | 29175 | Randolph | 39.3059 | -92.5128 | 550 | 493 | polygon | FALSE | TRUE | America/Chicago | 3 | 65257 | 1840007340 | [10 empty] | HigbeeMO
Miami | Miami | TX | Texas | 48393 | Roberts | 35.6923 | -100.6416 | 550 | 181 | polygon | FALSE | TRUE | America/Chicago | 3 | 79059 | 1840020393 | [10 empty] | MiamiTX
Allenport | Allenport | PA | Pennsylvania | 42061 | Huntingdon | 40.3686 | -77.8707 | 550 | 218 | polygon | FALSE | FALSE | America/New_York | 3 | 17066 | 1840146912 | [10 empty] | AllenportPA
Hickory Flat | Hickory Flat | MS | Mississippi | 28009 | Benton | 34.616 | -89.1913 | 550 | 221 | polygon | FALSE | TRUE | America/Chicago | 3 | 38633 | 1840015521 | [10 empty] | Hickory FlatMS
Paradise Park | Paradise Park | CA | California | 6087 | Santa Cruz | 37.0063 | -122.0425 | 550 | 763 | polygon | FALSE | FALSE | America/Los_Angeles | 3 | 95060 | 1840024797 | [10 empty] | Paradise ParkCA
Schram City | Schram City | IL | Illinois | 17135 | Montgomery | 39.1631 | -89.461 | 550 | 293 | polygon | FALSE | TRUE | America/Chicago | 3 | 62049 | 1840012644 | [10 empty] | Schram CityIL
Edroy | Edroy | TX | Texas | 48409 | San Patricio | 27.9609 | -97.6754 | 550 | 96 | polygon | FALSE | FALSE | America/Chicago | 3 | 78352 78370 | 1840018293 | [10 empty] | EdroyTX
Morven | Morven | GA | Georgia | 13027 | Brooks | 30.9434 | -83.5003 | 549 | 122 | polygon | FALSE | TRUE | America/New_York | 3 | 31638 | 1840014993 | [10 empty] | MorvenGA
Riverside | Riverside | TX | Texas | 48471 | Walker | 30.8472 | -95.3984 | 549 | 105 | polygon | FALSE | TRUE | America/Chicago | 3 | 77320 77367 | 1840020865 | [10 empty] | RiversideTX