## Report Info
Contents - VA PG-18-5 Department of Veterans Affairs INTENSIVE CARE PATIENT CARE UNIT (IC PCU) (102) Master Report Generated: 15 Mar 2022 10:13AM ET

## INTENSIVE CARE PATIENT CARE UNI
INTENSIVE CARE PATIENT CARE UNIT (IC PCU) (102) | INTENSIVE CARE PATIENT CARE UNIT (IC PCU) (102) | INTENSIVE CARE PATIENT CARE UNIT (IC PCU) (102) | INTENSIVE CARE PATIENT CARE UNIT (IC PCU) (102) | INTENSIVE CARE PATIENT CARE UNIT (IC PCU) (102)
2 - INTENSIVE CARE PATIENT UNIT RECEPTION AREA | 2 - INTENSIVE CARE PATIENT UNIT RECEPTION AREA | 2 - INTENSIVE CARE PATIENT UNIT RECEPTION AREA | 2 - INTENSIVE CARE PATIENT UNIT RECEPTION AREA | 2 - INTENSIVE CARE PATIENT UNIT RECEPTION AREA
1 - SB003 - IC PCU Waiting, Bldg Sprt | 1 - SB003 - IC PCU Waiting, Bldg Sprt | 1 - SB003 - IC PCU Waiting, Bldg Sprt | 1 - SB003 - IC PCU Waiting, Bldg Sprt | 1 - SB003 - IC PCU Waiting, Bldg Sprt
JSN | NAME | QTY | ACQ/INS | DESCRIPTION
A5077 | Dispenser, Hand Sanitizer, Hands-Free | 1 | VV | A touch free wall-mounted hand sanitizer dispenser. For use throughout a healthcare facility. Unit does not include the sanitizing liquid. Units are battery operated.
A6046 | Artwork, Decorative, With Frame | 1 | VV | This JSN is to be used for determining and defining location of decorative artwork.
F0206 | Chair, Side, Bariatric, With Arms | 1 | VV | A bariatric side chair with arms for use in a waiting room, lobby or other patient area. Chair will have a padded seat and back and have a capacity of 800 pounds.
F0305 | Chair, Waiting Room, Single | 1 | VV | Single seat waiting room chair with foam padded seat and back. Upholstered with either woven fabric textile or vinyl. Arms and floor glides included.
F2000 | Basket, Wastepaper, Fire Resistant | 1 | VV | Wastepaper basket, fire resistant, approximately 40 quart capacity. This unit is used to collect and temporarily store small quantities of paper refuse in patient rooms, administrative areas and nursing stations. Size and shape varies depending on the application and manufacturer selected.
F2300 | Rack, Magazine, Wall Mounted | 1 | VV | Wall mounted magazine rack with nine (9) magazine holding compartments.
F3200 | Clock, Battery, 12" Diameter | 1 | VV | Clock, 12" diameter. Round surface, easy to read numbers with sweep second hand. Wall mounted unit for use when impractical to install a fully synchronized clock system. Battery operated, (batteries not included).
2 - SC271 - IC PCU Consult Room, Clncl Sprt | 2 - SC271 - IC PCU Consult Room, Clncl Sprt | 2 - SC271 - IC PCU Consult Room, Clncl Sprt | 2 - SC271 - IC PCU Consult Room, Clncl Sprt | 2 - SC271 - IC PCU Consult Room, Clncl Sprt
JSN | NAME | QTY | ACQ/INS | DESCRIPTION
A1010 | Telecommunication Outlet | 2 | VV | Telecommunication outlet location.
A1012 | Telephone, Wall Mounted, 1 Line | 1 | VV | Telephone, wall mounted, 1 line.
A5145 | Hook, Garment, Double, SS, Surface Mounted | 1 | CC | A surface mounted, satin finish stainless steel, double garment hook. Equipped with a concealed mounting bracket that is secured to a concealed wall plate. For general purpose use throughout the facility to hang various items of apparel.
F0115 | Bookcase, Open, 5 Shelf | 1 | VV | Freestanding open shelf bookcase, approximately 82" high X 37" wide X 18" deep with 5 (five) adjustable shelves. Unit can be separate or part of a system with available add-on shelving.
F0205 | Chair, Side With Arms | 3 | VV | Upholstered side chair, 32" high X 21" wide X 23" deep with arms, padded seats and padded backs. Seat height is a minimum of 17". Available with or without sled base.
F0750 | Table, Office, (size as required) | 1 | VV | Office table, sized as required. May be used as either a four (4) to six (6) person conference table or as an extra work surface area.
F2000 | Basket, Wastepaper, Fire Resistant | 1 | VV | Wastepaper basket, fire resistant, approximately 40 quart capacity. This unit is used to collect and temporarily store small quantities of paper refuse in patient rooms, administrative areas and nursing stations. Size and shape varies depending on the application and manufacturer selected.
F3200 | Clock, Battery, 12" Diameter | 1 | VV | Clock, 12" diameter. Round surface, easy to read numbers with sweep second hand. Wall mounted unit for use when impractical to install a fully synchronized clock system. Battery operated, (batteries not included).
M0506 | Television, Flat Screen | 1 | VV | Flat screen television with approximately 32'" to 40' diagonal screen size. The TV will have built-in speakers, NTSC tuner, a 16:9 wide screen aspect ratio, a minimum of 1280 x 768 resolution and a remote control.
M1802 | Work Station, Computer, Retractable, Wall Mounted | 1 | VV | A wall mounted retractable work station. Work station is used as a computer station in treatment rooms, exam rooms and areas where physical space in limited.
3 - SB191 - IC PCU Visitor Toilet, Bldg Sprt | 3 - SB191 - IC PCU Visitor Toilet, Bldg Sprt | 3 - SB191 - IC PCU Visitor Toilet, Bldg Sprt | 3 - SB191 - IC PCU Visitor Toilet, Bldg Sprt | 3 - SB191 - IC PCU Visitor Toilet, Bldg Sprt
JSN | NAME | QTY | ACQ/INS | DESCRIPTION
A1067 | Mirror, Float Glass, ADA Accessible | 1 | CC | A high quality 1/4" polished float glass mirror with a stainless steel frame. Frame holds mirror in a tilted position for accessibility and compliance with ADA requirements. Mirror has a galvanized steel back secured to frame with concealed screws with integral horizontal hanging brackets. Mirror shall be approximately 18" wide and 36" high. Other sizes are available.
A4995 | Table, Diaper Changing, Wall Mounted | 1 | CC | Wall mounted diaper changing table for use in public restrooms. Unit is a fold down system that folds upward when not in use for minimal intrusion into the room. Changing surface is contoured and has safety belt to insure that an infant will not fall from the table. Table is designed to hold no less than 250 pounds static weight. Closed dimensions are approximately 21" H x 36" W x 5" D. Open dimensions vary according to style. One system's open dimensions are 15 " high, 32" wide and 19" deep.
A5075 | Dispenser, Soap, Disposable | 1 | VV | Disposable soap dispenser. One-handed dispensing operation. Designed to accommodate disposable soap cartridge and valve.
A5082 | Dispenser, Paper Towel, Sensor, Hands Free | 1 | CC | A surface mounted, sensor activated, automatic, roll paper towel dispenser. The unit dispenses a paper towel automatically only when hands are place in position below the dispenser for maximum sanitation and hygiene. May include adjustable settings for sheet length, time delay, and sensor range. Unit is battery operated or with optional AC power adapter.
A5090 | Disposal, Sanitary Napkin, SS, Surface Mounted | 1 | CC | A surface mounted, satin finish stainless steel, sanitary napkin disposal. Disposal features a flip-up cover, secured to the container by a heavy duty stainless steel piano-hinge. Disposal may be secured to wall or toilet partition. For general purpose use in female toilet stalls or rooms and uni-sex toilet rooms.
A5109 | Grab Bar, 1-1/4" Dia., SS, 2 Wall, W/C Accessible | 1 | CC | A 1-1/4" diameter, satin finish stainless steel, peened gripping surface, 2 wall toilet stall/ room, grab bar with concealed mounting flanges. Snap over flanges are provided to conceal mounting screws. A selection of mounting kits and concealed anchor devices are available from the manufacturers for different types of installations. Grab bar shall comply with barrier-free accessibility guidelines for structural strength. For typical water closet applications in toilet stalls and rooms where ADA (American's With Disabilities Act) requirements must be met.
A5145 | Hook, Garment, Double, SS, Surface Mounted | 1 | CC | A surface mounted, satin finish stainless steel, double garment hook. Equipped with a concealed mounting bracket that is secured to a concealed wall plate. For general purpose use throughout the facility to hang various items of apparel.
A5200 | Dispenser, Toilet Tissue, SS, 2-Roll, Surface Mntd | 1 | CC | A concealed surface mounted, double roll, satin finish stainless steel, toilet tissue dispenser. Unit accommodates two standard-core toilet tissue rolls through 5" in diameter. Spindles are chrome plated plastic with a heavy-duty internal spring and turn freely for non-controlled delivery. For general purpose use in restrooms.
F2010 | Basket, Wastepaper, Step-On | 1 | VV | "Step-on" wastepaper basket with inner liner and foot petal activated flip top.
P3200 | Lavatory, Vitreous China, Slab Type w/Sens Op Fauc | 1 | CC | Wall mounted, slab type, vitreous china, lavatory (approximately 7 x 15 x 10 inches) with faucet holes on 4 inch centers; electronic sensor operated, goose neck spout and grid strainer. It shall be suitable for use in clinics, offices and patient care areas.
P9050 | Toilet, Wall Hung, Siphon Jet | 1 | CC | Siphon jet water closet/ toilet. This unit is wall hung with an elongated bowl, top spud flushometer, seat with open front and check hinge, and carrier. Used in restrooms throughout the health care facility.
4 - SB136 - IC PCU Family Toilet, Bldg Sprt | 4 - SB136 - IC PCU Family Toilet, Bldg Sprt | 4 - SB136 - IC PCU Family Toilet, Bldg Sprt | 4 - SB136 - IC PCU Family Toilet, Bldg Sprt | 4 - SB136 - IC PCU Family Toilet, Bldg Sprt
JSN | NAME | QTY | ACQ/INS | DESCRIPTION
A1067 | Mirror, Float Glass, ADA Accessible | 1 | CC | A high quality 1/4" polished float glass mirror with a stainless steel frame. Frame holds mirror in a tilted position for accessibility and compliance with ADA requirements. Mirror has a galvanized steel back secured to frame with concealed screws with integral horizontal hanging brackets. Mirror shall be approximately 18" wide and 36" high. Other sizes are available.
A4995 | Table, Diaper Changing, Wall Mounted | 1 | CC | Wall mounted diaper changing table for use in public restrooms. Unit is a fold down system that folds upward when not in use for minimal intrusion into the room. Changing surface is contoured and has safety belt to insure that an infant will not fall from the table. Table is designed to hold no less than 250 pounds static weight. Closed dimensions are approximately 21" H x 36" W x 5" D. Open dimensions vary according to style. One system's open dimensions are 15 " high, 32" wide and 19" deep.
A5075 | Dispenser, Soap, Disposable | 1 | VV | Disposable soap dispenser. One-handed dispensing operation. Designed to accommodate disposable soap cartridge and valve.
A5082 | Dispenser, Paper Towel, Sensor, Hands Free | 1 | CC | A surface mounted, sensor activated, automatic, roll paper towel dispenser. The unit dispenses a paper towel automatically only when hands are place in position below the dispenser for maximum sanitation and hygiene. May include adjustable settings for sheet length, time delay, and sensor range. Unit is battery operated or with optional AC power adapter.
A5090 | Disposal, Sanitary Napkin, SS, Surface Mounted | 1 | CC | A surface mounted, satin finish stainless steel, sanitary napkin disposal. Disposal features a flip-up cover, secured to the container by a heavy duty stainless steel piano-hinge. Disposal may be secured to wall or toilet partition. For general purpose use in female toilet stalls or rooms and uni-sex toilet rooms.
A5109 | Grab Bar, 1-1/4" Dia., SS, 2 Wall, W/C Accessible | 1 | CC | A 1-1/4" diameter, satin finish stainless steel, peened gripping surface, 2 wall toilet stall/ room, grab bar with concealed mounting flanges. Snap over flanges are provided to conceal mounting screws. A selection of mounting kits and concealed anchor devices are available from the manufacturers for different types of installations. Grab bar shall comply with barrier-free accessibility guidelines for structural strength. For typical water closet applications in toilet stalls and rooms where ADA (American's With Disabilities Act) requirements must be met.
A5145 | Hook, Garment, Double, SS, Surface Mounted | 1 | CC | A surface mounted, satin finish stainless steel, double garment hook. Equipped with a concealed mounting bracket that is secured to a concealed wall plate. For general purpose use throughout the facility to hang various items of apparel.
A5200 | Dispenser, Toilet Tissue, SS, 2-Roll, Surface Mntd | 1 | CC | A concealed surface mounted, double roll, satin finish stainless steel, toilet tissue dispenser. Unit accommodates two standard-core toilet tissue rolls through 5" in diameter. Spindles are chrome plated plastic with a heavy-duty internal spring and turn freely for non-controlled delivery. For general purpose use in restrooms.
CT025 | Countertop, Solid Surface with Sink Combination | 1 | CC | A solid, nonporous countertop approximately 36"W x 22"D with a undercounter sink combination. The countertop is an acrylic-based solid surface product with a standard thickness of 1", and a 4" butt backsplash/curb. Surfaces will be easy to clean and maintain. Also referred to as a work surface or work top with sink. Available in a choice of colors, depths and sink shapes. Used for various applications in patient rooms, restrooms and throughout the facility. Usually a part of a casework interior design program. Unit does not include the drain and faucet.
F2015 | Basket, Wastepaper, Metal/Plastic,2 Swinging Doors | 1 | VV | Metal receptacle for soiled / used towels or waste. Equipped with a removable tapered top with two independently operating self-closing, spring hinged doors. Used in public facilities for the collection and temporary storage of refuse.
P9050 | Toilet, Wall Hung, Siphon Jet | 1 | CC | Siphon jet water closet/ toilet. This unit is wall hung with an elongated bowl, top spud flushometer, seat with open front and check hinge, and carrier. Used in restrooms throughout the health care facility.
5 - SB086 - IC PCU Family Lounge, Bldg Sprt | 5 - SB086 - IC PCU Family Lounge, Bldg Sprt | 5 - SB086 - IC PCU Family Lounge, Bldg Sprt | 5 - SB086 - IC PCU Family Lounge, Bldg Sprt | 5 - SB086 - IC PCU Family Lounge, Bldg Sprt
JSN | NAME | QTY | ACQ/INS | DESCRIPTION
A1012 | Telephone, Wall Mounted, 1 Line | 1 | VV | Telephone, wall mounted, 1 line.
A5075 | Dispenser, Soap, Disposable | 1 | VV | Disposable soap dispenser. One-handed dispensing operation. Designed to accommodate disposable soap cartridge and valve.
A5077 | Dispenser, Hand Sanitizer, Hands-Free | 1 | VV | A touch free wall-mounted hand sanitizer dispenser. For use throughout a healthcare facility. Unit does not include the sanitizing liquid. Units are battery operated.
A5080 | Dispenser, Paper Towel, SS, Surface Mounted | 1 | CC | A surface mounted, satin finish stainless steel, single-fold, paper towel dispenser. Dispenser features: tumbler lock; front hinged at bottom; and refill indicator slot. Minimum capacity 400 single-fold paper towels. For general purpose use throughout the facility.
A5210 | Bracket, Television, Wall Mounted, w/Adjust Arm | 1 | VV | Wall mounted television bracket with adjustable arm. Consists of movable arm with minimum 120 degree swivel. Designed for holding wall mounted, flat panel television units in patient rooms.
A5220 | Bracket, Television, Wall Backing | 1 | CC | Wall mounted television bracket backing which provides additional support and strength for the installation of the television bracket. Option available for interior or exterior plate and sized for 12” 16” or 24” stud spacing.
A6046 | Artwork, Decorative, With Frame | 2 | VV | This JSN is to be used for determining and defining location of decorative artwork.
C04E0 | Cabinet, U/C/B, 1 Shelf, 1 Drawer, 2 DO, 36x36x22 | 1 | CC | Standing height under counter base cabinet with an adjustable shelf and a full width drawer above solid hinged doors. Also referred to as a combination cabinet or a drawer and cupboard cabinet. For general purpose use throughout the facility.
CT020 | Countertop, Solid Surface | 1 | CC | A solid, nonporous countertop with a smooth seamless appearance. Easy to clean and maintain and with proper cleaning does not support the growth of mold. An acrylic-based solid surface product. Standard thickness of 1", and a 4" butt backsplash/curb. Also referred to as a work surface or work top. Available in a choice of colors and depths. Used in lab and other hospital areas requiring optimum physical and chemical resisting properties.
F0100 | Bin, Mail Sorting, Table Mounted | 1 | VV | Table mounted mail sorting bin with sufficient adjustable dividers to accommodate all standard size papers, and computer reports. Typical number of compartments for bin is forty eight (48).
F0115 | Bookcase, Open, 5 Shelf | 2 | VV | Freestanding open shelf bookcase, approximately 82" high X 37" wide X 18" deep with 5 (five) adjustable shelves. Unit can be separate or part of a system with available add-on shelving.
F0225 | Chair, Dining Room | 7 | VV | Dining room chair with glides. Chair has straight legs with cushioned cloth or vinyl seat.
F0255 | Chair, Easy | 1 | VV | Easy chair approximately 35" high X 28" wide X 32" deep with arms and floor glides. Arms, back and seat are foam padded and upholstered in woven textile fabric or vinyl.
F0375 | Sofa, Upholstered | 1 | VV | Executive sofa with woven fabric textile or vinyl upholstery, foam padded arms, steel spring and foam rubber backs and seats, and floor glides.
F0740 | Table, Occasional, Lamp | 1 | VV | Occasional lamp table (end table) approximately 20" high X 27" wide X 27" deep with choice of finishes (wood, oak veneer, or high pressure laminate).
F0795 | Table, Dining | 2 | VV | Dining table. Round 42" diameter or square 42" X 42". Used in dining facilities and can comfortably seat up to four (4) persons.
F2000 | Basket, Wastepaper, Fire Resistant | 1 | VV | Wastepaper basket, fire resistant, approximately 40 quart capacity. This unit is used to collect and temporarily store small quantities of paper refuse in patient rooms, administrative areas and nursing stations. Size and shape varies depending on the application and manufacturer selected.
F2420 | Lamp, Table, With Shade | 1 | VV | Table lamp, 27-34" high X 6" wide X 6" deep with linen shade. Convenience outlet required at point of use.
F3010 | Board, Bulletin, 48 x 48 | 1 | VV | Open face bulletin board. Cork posting panel with moisture proof backing. Variety of frames to choose from. Used for posting notes and messages.
F3200 | Clock, Battery, 12" Diameter | 1 | VV | Clock, 12" diameter. Round surface, easy to read numbers with sweep second hand. Wall mounted unit for use when impractical to install a fully synchronized clock system. Battery operated, (batteries not included).
K1552 | Brewer, Coffee, Auto, Elect, 3 Burner, Front/Back | 1 | VV | Space saving front to back automatic coffee maker. This unit includes a heating tank, connection for a cold water supply, decanter service with three burners, funnel and a water flow controller. The unit is used for semi-automatic coffee brewing in cafeterias and commercial institutions. The unit automatically shuts off the water flow when enough has passed through to fill the pot. The unit is normally provided plumbed with a hot water faucet to the side for making other hot drinks (tea, cider, cocoa, etc.). The database height dimension does not include the clearance for coffee decanters warming on the upper burners.
M0515 | Television, HD, 40" Class | 1 | VV | High definition (HDTV) multimedia flat panel LED 40" class display television. The TV will have a 16:9 wide screen aspect ratio, minimum of 1920 x 1080 display resolution, digital tuner, minimum refresh rate of 60Hz, minimum of two HDMI ports and 1 USB port ENERGY STAR certified.
T0175 | Cabinet, Storage, Tool | 1 | VV | Tool storage cabinet. This unit is mobile and has four separate areas to accept the different types of tools. Cabinet is used to provide the basic tools needed for "hands on" experience in wood, electricity, metal and power technology.
6 - IIC11 - Family Pantry, IC PCU | 6 - IIC11 - Family Pantry, IC PCU | 6 - IIC11 - Family Pantry, IC PCU | 6 - IIC11 - Family Pantry, IC PCU | 6 - IIC11 - Family Pantry, IC PCU
JSN | NAME | QTY | ACQ/INS | DESCRIPTION
A1010 | Telecommunication Outlet | 1 | VV | Telecommunication outlet location.
A1012 | Telephone, Wall Mounted, 1 Line | 1 | VV | Telephone, wall mounted, 1 line.
A5075 | Dispenser, Soap, Disposable | 1 | VV | Disposable soap dispenser. One-handed dispensing operation. Designed to accommodate disposable soap cartridge and valve.
A5080 | Dispenser, Paper Towel, SS, Surface Mounted | 1 | CC | A surface mounted, satin finish stainless steel, single-fold, paper towel dispenser. Dispenser features: tumbler lock; front hinged at bottom; and refill indicator slot. Minimum capacity 400 single-fold paper towels. For general purpose use throughout the facility.
C02C0 | Cabinet, U/C/B, 1 Shelf, 1 Drawer, 1 DO, 36x24x22 | 1 | CC | Standing height under counter base cabinet with an adjustable shelf and a full width drawer above a solid right or left-hinged door (appropriate door hinge configuration to be indicated on equipment elevation drawings). Also referred to as a combination cabinet or a drawer and cupboard cabinet. For general purpose use throughout the facility.
C02D0 | Cabinet, U/C/B, 4 Drawer, 36x24x22 | 2 | CC | Standing height under counter base cabinet with four full width drawers of equal height. Also referred to as a drawer cabinet. For general purpose use throughout the facility.
CB020 | Cabinet, W/H, 2 Shelf, 1 DO, Sloping Top, 38x24x13 | 2 | CC | Wall hung cabinet with two adjustable shelves, solid right or left-hinged door (appropriate door hinge configuration to be indicated on equipment elevation drawings), and sloping top. Also referred to as a solid hinged single door case. For general purpose use throughout the facility.
CT030 | Countertop, High Pressure Laminate | 6 | CC | High pressure laminate countertop (composition of wood particle core with plastic laminate surface) having a hard smooth surface finish, standard thickness of 1", and a 4" butt backsplash/curb. Also referred to as a work surface or work top. Available in a wide choice of colors, patterns, and depths. Used in general purpose areas requiring a basic work surface arrangement with limited heat resistance and poor chemical resistance. Pricing based upon a 24" depth.
F3025 | Board, Bulletin, Wood Framed | 1 | VV | Bulletin board approximately 36"W x 24"H. Wood framed 1/2" cork posting panel with moisture proof backing. Units are factory assembled and have keyhole hangers for easy installation.
K1552 | Brewer, Coffee, Auto, Elect, 3 Burner, Front/Back | 1 | VV | Space saving front to back automatic coffee maker. This unit includes a heating tank, connection for a cold water supply, decanter service with three burners, funnel and a water flow controller. The unit is used for semi-automatic coffee brewing in cafeterias and commercial institutions. The unit automatically shuts off the water flow when enough has passed through to fill the pot. The unit is normally provided plumbed with a hot water faucet to the side for making other hot drinks (tea, cider, cocoa, etc.). The database height dimension does not include the clearance for coffee decanters warming on the upper burners.
7 - SC172 - IC PCU Patient Education Workstation, Clncl Sprt | 7 - SC172 - IC PCU Patient Education Workstation, Clncl Sprt | 7 - SC172 - IC PCU Patient Education Workstation, Clncl Sprt | 7 - SC172 - IC PCU Patient Education Workstation, Clncl Sprt | 7 - SC172 - IC PCU Patient Education Workstation, Clncl Sprt
JSN | NAME | QTY | ACQ/INS | DESCRIPTION
A1010 | Telecommunication Outlet | 1 | VV | Telecommunication outlet location.
A6046 | Artwork, Decorative, With Frame | 1 | VV | This JSN is to be used for determining and defining location of decorative artwork.
E0042 | Workcenter, Computer, Free Standing, 48" W | 1 | VV | THIS TYPICAL INCLUDES: 1 Tool Rail 2 Paper Tray 1 Diagonal Tray 1 Freestanding Work Surface 1 Mobile Pedestal, Box/File 1 Adjustable Keyboard Tray
F0280 | Chair, Swivel, Low Back | 1 | VV | Low back contemporary swivel chair, 37" high X 25" wide X 31" deep with a five (5) caster swivel base, arms and foam padded seat and back upholstered with either woven textile fabric or vinyl.
F2000 | Basket, Wastepaper, Fire Resistant | 1 | VV | Wastepaper basket, fire resistant, approximately 40 quart capacity. This unit is used to collect and temporarily store small quantities of paper refuse in patient rooms, administrative areas and nursing stations. Size and shape varies depending on the application and manufacturer selected.
F3200 | Clock, Battery, 12" Diameter | 1 | VV | Clock, 12" diameter. Round surface, easy to read numbers with sweep second hand. Wall mounted unit for use when impractical to install a fully synchronized clock system. Battery operated, (batteries not included).
M1801 | Computer, Microprocessing, w/Flat Panel Monitor | 1 | VV | Desk top microprocessing computer. The unit shall consist of a central processing mini tower, flat panel monitor, keyboard, mouse and speakers. The system shall have the following minimum characteristics: a 2.8 GHz Pentium processor; 512 MB memory; 80GB hard drive; 32/48x CD-ROMDVD combo; 1.44MB network interface card; video 32 MB NVIDIA; a 18 inch flat panel monitor. The computer is used throughout the facility to input, manipulate and retrieve information.
M1825 | Printer, Computer | 1 | VV | High resolution computer printer with a variety of type styles and sheet/envelope feeder trays. Database information reflects network ready, medium duty office style laser printers. Other types of printers (bubble jet, dot matrix, line or plotter) as well as light or heavy use capabilities are available.
3 - INTENSIVE CARE PATIENT UNIT PATIENT AREA | 3 - INTENSIVE CARE PATIENT UNIT PATIENT AREA | 3 - INTENSIVE CARE PATIENT UNIT PATIENT AREA | 3 - INTENSIVE CARE PATIENT UNIT PATIENT AREA | 3 - INTENSIVE CARE PATIENT UNIT PATIENT AREA
1 - IIC21 - Patient Bedroom, IC PCU | 1 - IIC21 - Patient Bedroom, IC PCU | 1 - IIC21 - Patient Bedroom, IC PCU | 1 - IIC21 - Patient Bedroom, IC PCU | 1 - IIC21 - Patient Bedroom, IC PCU
JSN | NAME | QTY | ACQ/INS | DESCRIPTION
A1010 | Telecommunication Outlet | 3 | VV | Telecommunication outlet location.
A1011 | Telephone, Desk, 1 Line | 1 | VV | Telephone, desk, 1 line.
A1125 | Headwall, Suspended System | 1 | CC | A wall mounted articulating boom system that provides the flexibility of a ceiling boom and the practicality of a headwall. Unit has an arm range of 190 degrees and 330 degree head rotation. Provides availability of retractable or fixed, single or double arms. Unit can supply up to 16 gas outlets and up to 40 line voltage receptacles and 12 low voltage provisions. Unit provides multiple bed/caregiver interface positions. A variety of accessories are available.
A1205 | Lift System, Overhead, Patient Room w/Bath | 1 | VC | An overhead rail system specifically designed for patient lifting and movement for a single bed patient room including the bathroom. The system will consist of recessed or ceiling mounted primary and secondary rails, lift motor with rolling carriage, patient harness or seat, and a hand controller or control box with charger. System will facilitate lifting and movement of patient to and from bed to gurney, chair, bath, commode, or other requirement. Minimum lift capability is 550 pounds. Custom design of track layout by manufacturer is essential to meet individual facility requirements.
A5075 | Dispenser, Soap, Disposable | 1 | VV | Disposable soap dispenser. One-handed dispensing operation. Designed to accommodate disposable soap cartridge and valve.
A5077 | Dispenser, Hand Sanitizer, Hands-Free | 1 | VV | A touch free wall-mounted hand sanitizer dispenser. For use throughout a healthcare facility. Unit does not include the sanitizing liquid. Units are battery operated.
A5080 | Dispenser, Paper Towel, SS, Surface Mounted | 1 | CC | A surface mounted, satin finish stainless steel, single-fold, paper towel dispenser. Dispenser features: tumbler lock; front hinged at bottom; and refill indicator slot. Minimum capacity 400 single-fold paper towels. For general purpose use throughout the facility.
A5106 | Waste Disposal Unit, Sharps w/Glove Dispenser | 1 | VV | The unit is designed for the disposal of sharps and complies with OSHA guidelines for the handling of sharps. It shall house a 5 quart container and be capable of being mounted on a wall. It shall have a glove dispenser attached. The unit shall be secured by a locked enclosure.
A5180 | Track, Cubicle, Surface Mounted, With Curtain | 10 | VV | Surface mounted cubicle track, with curtain. Track constructed of thick extruded aluminum. Equipped with self lubricating carriers, beaded drop chain hooks, and flame resistant curtain. To include removable end caps. Designed to be suspended around patient areas where privacy is needed. Price listed is per foot of the track, curtains to be priced per quote.
A6010 | Bumper, Wall, Bed Locator | 1 | CC | A wall bed locator bumper that protects the room walls while properly positioning the bed to place for vital services. Receptacles on both sides to be protected from accidental disconnection by some means such as angling. Utility connections may include normal power, emergency power, bed receptacle, telephone jack, low voltage controller and dedicated night light.
A6046 | Artwork, Decorative, With Frame | 1 | VV | This JSN is to be used for determining and defining location of decorative artwork.
C0025 | Cabinet, Wardrobe, 1 Door, 84x24x22 | 1 | CC | Wardrobe cabinet with a fixed shelf, clothing rod, and a solid or louvered right or left-hinged door (appropriate door hinge configuration to be indicated on the equipment elevation drawings), an optional locking door is available. Also referred to as a wardrobe case, unit or storage unit. Used for storage of clothing and personal items.
CT020 | Countertop, Solid Surface | 4 | CC | A solid, nonporous countertop with a smooth seamless appearance. Easy to clean and maintain and with proper cleaning does not support the growth of mold. An acrylic-based solid surface product. Standard thickness of 1", and a 4" butt backsplash/curb. Also referred to as a work surface or work top. Available in a choice of colors and depths. Used in lab and other hospital areas requiring optimum physical and chemical resisting properties.
E0945 | Cart, Computer, Mobile | 1 | VV | A mobile computer cart for use throughout the facility. The cart dimensions will be approximately 45" H x 30" W x 22" D with casters. May include drawers and miscellaneous other accessories that will be determined at time of purchase. This Typical may include: 1 Cart Body, w/Computer Support, Style-A Narrow, w/Raised Edge Top 1 Flip-Up Shelf 1 Sharps Container Holder 1 Wastebasket 1 Chart Holder 2 Drawers, 3"H 2 Drawers, 6"H 3 Accessory Rail, Side Drawer Organizer Bins
E0948 | Cart, General Storage, Mobile, 42"H x 32"W x 22"D | 1 | VV | THIS TYPICAL INCLUDES: 1 Cart Body, Style-A Narrow, w/Raised Edge Top 2 Drawers, 3" H 4 Drawers, 6" H 1 Accessory Rail, Side Drawer Organizer Bins
F0315 | Chair, Sleeper | 1 | VV | Sleeper chair, 39" high X 36" wide X 74" deep (as a bed). Chair designed to convert (either fold-out or reclining) into a temporary bed used by either hospital staff or a patient's immediate family.
F0355 | Footstool, Straight | 1 | VV | Step stool. Used to assist patients getting on and off exam or surgical tables. Fitted with electrically conductive rubber tips.
F0400 | Cabinet, Bedside, Door, Drawer | 1 | VV | Bedside cabinet for storage of both the patient's personal items and small patient support items. Approximately 31" high X 21" wide X 19" deep with one (1) drawer and one (1) closed storage closet. Drawer is removable so interior can be sanitized. May come in a 3 drawer version.
F2010 | Basket, Wastepaper, Step-On | 1 | VV | "Step-on" wastepaper basket with inner liner and foot petal activated flip top.
F3050 | Whiteboard, Dry Erase | 1 | VV | Whiteboard unit, approximately 36" H x 48" W consisting of a white porcelain enamel writing surface with an attached chalk tray. Magnetic surface available. Image can be easily removed with a standard chalkboard eraser. For use with water color pens. Unit is ready to hang.
F3200 | Clock, Battery, 12" Diameter | 1 | VV | Clock, 12" diameter. Round surface, easy to read numbers with sweep second hand. Wall mounted unit for use when impractical to install a fully synchronized clock system. Battery operated, (batteries not included).
M0512 | Television, HDTV, Large Screen, 60" | 1 | VV | A high definition (HDTV) multimedia, slim design, 60"W to 65"W color television. The TV will have a 16.9 wide screen aspect ratio with full HD 1080p resolution and HDMI connections. TV may be LED, Plasma or LCD. TV will include a stand.
M0750 | Flowmeter, Air, Connect w/50 PSI Supply | 1 | VV | Air flowmeter. Unit has a stainless steel needle valve with clear flowtube for connection to 50 PSI air outlet from central pipeline system. Requires the appropriate adapter for connection to the wall outlet and fitting to connect to tubing. Database prices reflect fittings with an attached DISS power outlet. Other outlet and adapter configurations are available.
M0755 | Flowmeter, Oxygen, Low Flow | 3 | VV | Oxygen flowmeter. Consists of a clear crystal flowtube calibrated to 3.5 or 8 LPM depending on manufacturer. For oxygen regulation in hospital settings. Database pricing includes DISS fitting and DISS power outlet and wall adapter. Other fitting and adapter configurations are available.
M0765 | Regulator, Vacuum | 3 | VV | Vacuum pressure regulator for connection to central piped vacuum system. Standard display scale is graduated at least from 0 to 200 mm Hg of vacuum. Displays on specialized regulators may cover other vacuum ranges. Regulator type (continuous, intermittent, continuous/intermittent, surgical, pediatric, thoracic, etc.) as required. To be used in delivery, neonatal, pediatrics or any area where suction is required. Database pricing reflects continuous regulators graduated to 200 mm Hg with a full line vacuum selection switch and DISS configured inlets and outlets.
M1801 | Computer, Microprocessing, w/Flat Panel Monitor | 1 | VV | Desk top microprocessing computer. The unit shall consist of a central processing mini tower, flat panel monitor, keyboard, mouse and speakers. The system shall have the following minimum characteristics: a 2.8 GHz Pentium processor; 512 MB memory; 80GB hard drive; 32/48x CD-ROMDVD combo; 1.44MB network interface card; video 32 MB NVIDIA; a 18 inch flat panel monitor. The computer is used throughout the facility to input, manipulate and retrieve information.
M3025 | Mattress, Pressure Reduction | 1 | VV | Pressure reduction mattress. Consists of polyurethane foam and air or gel cylinders to spread pressure of patient's body weight across a larger surface area. Some models have electric pumps for inflation and pressure adjustment; other manufacturers score the foam to distribute pressure. Used to prevent bed sores from developing and promote the healing of ulcers. Unit also relieves patient stress by reducing the amount of required patient turning. All-gel and all-foam mattresses as well as comparably therapeutic low air loss mattress systems are available.
M3070 | Hamper, Linen, Mobile, w/Lid | 1 | VV | Mobile linen hamper with hand or foot operated lid. Made of heavy tubular stainless steel with heavy gauge welded steel platform. Holds 25" hamper bags. Mounted on ball bearing casters. For linen transport in hospitals and clinics.
M3073 | Container, Biohazard Waste, Step-on, Fire Safe | 1 | VV | A biohazard waste container with a step-on lid. The container will have a capacity of approximately 12 gallons and be made of a fire safe material.
M4100 | Sphygmomanometer, Aneroid, Wall Mounted | 1 | VV | Aneroid sphygmomanometer. Unit is wall mounted and has large graphic dial display for easy reading from all angles. It has a 90 degree (angle) swivel and 10 degree (angle) forward tilt to reduce glare. Unit accuracy is within 1% of reading. Sturdy impact-resistant construction.
M4250 | Pump, Syringe, Infusion | 2 | VV | The infusion syringe pump ensures highly accurate volume delivery and consistent flow for small volumes (<50 ml) of pharmacologic agents or thick feeding solutions. It shall be small, lightweight construction, making it transportable. Shall have menu-driven programming capable of flow rates (e.g. 0.1 or 1.0 mL/hr) that are intended for long-term bedside use and/or critical care patient transport, plunger positioning sensor, LCD display for easy viewing, volume limit programming to serve as a convenient cue of volume or dose delivery completion and multiple delivery modes for all applications requiring precisely controlled infusion rates. The infusion pump shall have automatic syringe size sensing which will give the flexibility to accept a wide range of syringe sizes (up to 60 mL) from different manufacturers. Shall be battery powered/AC adapter.
M4255 | Stand, IV, Adjustable | 1 | VV | Adjustable IV stand with 4-hook arrangement. Stand has stainless steel construction with heavy weight base. It adjusts from 66 inches to 100 inches and is mounted on conductive rubber, ball bearing, swivel casters. Stand is used for administering intravenous solutions.
M4266 | Pump, Volumetric, Infusion, Multiple Line | 1 | VV | Volumetric infusion pump. Pump is self-regulating with automatic sensor and adjustable rate. Equipped with visual and audible alarms and up to 10 hour capacity battery. For the administration of a wide variety of therapeutic agents where precise control is required. Unit provides individual control to IV lines simultaneously.
M7007 | Bed, Patient, Electric, Special Care | 1 | VV | Electric patient bed for special care areas. Unit features a control panel for the patients operation, IV rod locations and a full range of positions. Includes safety sides, thermal overload protection in the motors, provisions for chest x-rays and fluoroscopy. Bed deck is x-ray translucent.
M7040 | Table, Overbed | 1 | VV | Overbed table. Adjustable height table constructed of heavy gauge steel. Mounted on 2" diameter twin swivel casters with bumper caps. Table top is constructed with a high pressure plastic laminated surface that resists chipping, scratching, and staining. It includes a vanity tray and a mirror. Table is designed for use over bed, wheelchair or large chair.
M7845 | Monitor, Physiological, Bedside, 4 Channel | 1 | VV | 4 channel bedside physiological monitor. The unit consist of a four-channel non-fade monochrome display monitor, an alarm system and printer-recording capabilities. The monitor has color coded controls and automatic calibration. The unit displays up to four waveforms simultaneously. The parameters to be monitored are user selectable. The monitor may be connected to a central monitoring station. The unit monitors patients in most acute care areas, step-down units, procedure rooms and emergency rooms.
M7905 | Oximeter, Pulse | 1 | VV | Pulse oximeter for continuous surveillance of patient pulse and oxygen saturation rates. Instrument features LED display, audio and visual alarms, automatic calibration and battery operation in case of power failure. Other applications include sleep studies, exercise testing and monitoring certain patients in the home (e.g. infants or patients requiring respiratory therapy).
M7910 | Thermometer, Electronic | 1 | VV | Electronic thermometer. Pocket size unit with easy to read zero Fahrenheit or zero Centigrade LCD display in approximately 20 seconds. Battery operated and enclosed in a heavy duty plastic case. Unit is hand-held portable and may be stand or wall mounted. For patient body temperature readings.
P3000 | Lavatory, Vitreous China, Straight Back | 1 | CC | Wall mounted, vitreous china lavatory (approximate bowl size 7"x15"x10") with: straight-front apron, straight or contoured back; faucet holes on 4" centers; gooseneck spout; wrist blade handles; and grid strainer. It shall be suitable for use in clinics, offices, washrooms or patient care areas.
P8705 | Dialysis Box, Recessed, Single Valve | 1 | CC | A single cold water valve supply, recessed dialysis box with door. Box is constructed of stainless steel and includes the following standard equipment: cold water valve with 1/2" nom. copper female inlet, 3/4" male hose thread outlet and vacuum breaker; discharge hose bracket, waste water receptor, and removable wall flange. For use only in the ICU and other acute areas when a patient cannot be moved to the dialysis unit.
2 - SB201 - IC PCU Patient Toilet, Bldg Sprt | 2 - SB201 - IC PCU Patient Toilet, Bldg Sprt | 2 - SB201 - IC PCU Patient Toilet, Bldg Sprt | 2 - SB201 - IC PCU Patient Toilet, Bldg Sprt | 2 - SB201 - IC PCU Patient Toilet, Bldg Sprt
JSN | NAME | QTY | ACQ/INS | DESCRIPTION
A1067 | Mirror, Float Glass, ADA Accessible | 1 | CC | A high quality 1/4" polished float glass mirror with a stainless steel frame. Frame holds mirror in a tilted position for accessibility and compliance with ADA requirements. Mirror has a galvanized steel back secured to frame with concealed screws with integral horizontal hanging brackets. Mirror shall be approximately 18" wide and 36" high. Other sizes are available.
A5075 | Dispenser, Soap, Disposable | 1 | VV | Disposable soap dispenser. One-handed dispensing operation. Designed to accommodate disposable soap cartridge and valve.
A5082 | Dispenser, Paper Towel, Sensor, Hands Free | 1 | CC | A surface mounted, sensor activated, automatic, roll paper towel dispenser. The unit dispenses a paper towel automatically only when hands are place in position below the dispenser for maximum sanitation and hygiene. May include adjustable settings for sheet length, time delay, and sensor range. Unit is battery operated or with optional AC power adapter.
A5090 | Disposal, Sanitary Napkin, SS, Surface Mounted | 1 | CC | A surface mounted, satin finish stainless steel, sanitary napkin disposal. Disposal features a flip-up cover, secured to the container by a heavy duty stainless steel piano-hinge. Disposal may be secured to wall or toilet partition. For general purpose use in female toilet stalls or rooms and uni-sex toilet rooms.
A5109 | Grab Bar, 1-1/4" Dia., SS, 2 Wall, W/C Accessible | 1 | CC | A 1-1/4" diameter, satin finish stainless steel, peened gripping surface, 2 wall toilet stall/ room, grab bar with concealed mounting flanges. Snap over flanges are provided to conceal mounting screws. A selection of mounting kits and concealed anchor devices are available from the manufacturers for different types of installations. Grab bar shall comply with barrier-free accessibility guidelines for structural strength. For typical water closet applications in toilet stalls and rooms where ADA (American's With Disabilities Act) requirements must be met.
A5145 | Hook, Garment, Double, SS, Surface Mounted | 1 | CC | A surface mounted, satin finish stainless steel, double garment hook. Equipped with a concealed mounting bracket that is secured to a concealed wall plate. For general purpose use throughout the facility to hang various items of apparel.
A5200 | Dispenser, Toilet Tissue, SS, 2-Roll, Surface Mntd | 1 | CC | A concealed surface mounted, double roll, satin finish stainless steel, toilet tissue dispenser. Unit accommodates two standard-core toilet tissue rolls through 5" in diameter. Spindles are chrome plated plastic with a heavy-duty internal spring and turn freely for non-controlled delivery. For general purpose use in restrooms.
F2010 | Basket, Wastepaper, Step-On | 1 | VV | "Step-on" wastepaper basket with inner liner and foot petal activated flip top.
P3000 | Lavatory, Vitreous China, Straight Back | 1 | CC | Wall mounted, vitreous china lavatory (approximate bowl size 7"x15"x10") with: straight-front apron, straight or contoured back; faucet holes on 4" centers; gooseneck spout; wrist blade handles; and grid strainer. It shall be suitable for use in clinics, offices, washrooms or patient care areas.
P9050 | Toilet, Wall Hung, Siphon Jet | 1 | CC | Siphon jet water closet/ toilet. This unit is wall hung with an elongated bowl, top spud flushometer, seat with open front and check hinge, and carrier. Used in restrooms throughout the health care facility.
3 - IIC26 - Airborne Infection Isolation (AII) Patient Bedroom, IC PCU | 3 - IIC26 - Airborne Infection Isolation (AII) Patient Bedroom, IC PCU | 3 - IIC26 - Airborne Infection Isolation (AII) Patient Bedroom, IC PCU | 3 - IIC26 - Airborne Infection Isolation (AII) Patient Bedroom, IC PCU | 3 - IIC26 - Airborne Infection Isolation (AII) Patient Bedroom, IC PCU
JSN | NAME | QTY | ACQ/INS | DESCRIPTION
_0079 | Oximeter, Pulse | 1 | VV | Pulse oximeter for continuous surveillance of patient pulse and oxygen saturation rates. Instrument features LED display, audio and visual alarms, automatic calibration and battery operation in case of power failure. Other applications include sleep studies, exercise testing and monitoring certain patients in the home (e.g. infants or patients requiring respiratory therapy).
A1010 | Telecommunication Outlet | 3 | VV | Telecommunication outlet location.
A1011 | Telephone, Desk, 1 Line | 1 | VV | Telephone, desk, 1 line.
A1125 | Headwall, Suspended System | 1 | CC | A wall mounted articulating boom system that provides the flexibility of a ceiling boom and the practicality of a headwall. Unit has an arm range of 190 degrees and 330 degree head rotation. Provides availability of retractable or fixed, single or double arms. Unit can supply up to 16 gas outlets and up to 40 line voltage receptacles and 12 low voltage provisions. Unit provides multiple bed/caregiver interface positions. A variety of accessories are available.
A1205 | Lift System, Overhead, Patient Room w/Bath | 1 | VC | An overhead rail system specifically designed for patient lifting and movement for a single bed patient room including the bathroom. The system will consist of recessed or ceiling mounted primary and secondary rails, lift motor with rolling carriage, patient harness or seat, and a hand controller or control box with charger. System will facilitate lifting and movement of patient to and from bed to gurney, chair, bath, commode, or other requirement. Minimum lift capability is 550 pounds. Custom design of track layout by manufacturer is essential to meet individual facility requirements.
A5075 | Dispenser, Soap, Disposable | 1 | VV | Disposable soap dispenser. One-handed dispensing operation. Designed to accommodate disposable soap cartridge and valve.
A5077 | Dispenser, Hand Sanitizer, Hands-Free | 1 | VV | A touch free wall-mounted hand sanitizer dispenser. For use throughout a healthcare facility. Unit does not include the sanitizing liquid. Units are battery operated.
A5080 | Dispenser, Paper Towel, SS, Surface Mounted | 1 | CC | A surface mounted, satin finish stainless steel, single-fold, paper towel dispenser. Dispenser features: tumbler lock; front hinged at bottom; and refill indicator slot. Minimum capacity 400 single-fold paper towels. For general purpose use throughout the facility.
A5106 | Waste Disposal Unit, Sharps w/Glove Dispenser | 1 | VV | The unit is designed for the disposal of sharps and complies with OSHA guidelines for the handling of sharps. It shall house a 5 quart container and be capable of being mounted on a wall. It shall have a glove dispenser attached. The unit shall be secured by a locked enclosure.
A5180 | Track, Cubicle, Surface Mounted, With Curtain | 10 | VV | Surface mounted cubicle track, with curtain. Track constructed of thick extruded aluminum. Equipped with self lubricating carriers, beaded drop chain hooks, and flame resistant curtain. To include removable end caps. Designed to be suspended around patient areas where privacy is needed. Price listed is per foot of the track, curtains to be priced per quote.
A6046 | Artwork, Decorative, With Frame | 1 | VV | This JSN is to be used for determining and defining location of decorative artwork.
C0025 | Cabinet, Wardrobe, 1 Door, 84x24x22 | 1 | CC | Wardrobe cabinet with a fixed shelf, clothing rod, and a solid or louvered right or left-hinged door (appropriate door hinge configuration to be indicated on the equipment elevation drawings), an optional locking door is available. Also referred to as a wardrobe case, unit or storage unit. Used for storage of clothing and personal items.
CT020 | Countertop, Solid Surface | 4 | CC | A solid, nonporous countertop with a smooth seamless appearance. Easy to clean and maintain and with proper cleaning does not support the growth of mold. An acrylic-based solid surface product. Standard thickness of 1", and a 4" butt backsplash/curb. Also referred to as a work surface or work top. Available in a choice of colors and depths. Used in lab and other hospital areas requiring optimum physical and chemical resisting properties.
E0945 | Cart, Computer, Mobile | 1 | VV | A mobile computer cart for use throughout the facility. The cart dimensions will be approximately 45" H x 30" W x 22" D with casters. May include drawers and miscellaneous other accessories that will be determined at time of purchase. This Typical may include: 1 Cart Body, w/Computer Support, Style-A Narrow, w/Raised Edge Top 1 Flip-Up Shelf 1 Sharps Container Holder 1 Wastebasket 1 Chart Holder 2 Drawers, 3"H 2 Drawers, 6"H 3 Accessory Rail, Side Drawer Organizer Bins
E0948 | Cart, General Storage, Mobile, 42"H x 32"W x 22"D | 1 | VV | THIS TYPICAL INCLUDES: 1 Cart Body, Style-A Narrow, w/Raised Edge Top 2 Drawers, 3" H 4 Drawers, 6" H 1 Accessory Rail, Side Drawer Organizer Bins
F0315 | Chair, Sleeper | 1 | VV | Sleeper chair, 39" high X 36" wide X 74" deep (as a bed). Chair designed to convert (either fold-out or reclining) into a temporary bed used by either hospital staff or a patient's immediate family.
F0355 | Footstool, Straight | 1 | VV | Step stool. Used to assist patients getting on and off exam or surgical tables. Fitted with electrically conductive rubber tips.
F0400 | Cabinet, Bedside, Door, Drawer | 1 | VV | Bedside cabinet for storage of both the patient's personal items and small patient support items. Approximately 31" high X 21" wide X 19" deep with one (1) drawer and one (1) closed storage closet. Drawer is removable so interior can be sanitized. May come in a 3 drawer version.
F2010 | Basket, Wastepaper, Step-On | 1 | VV | "Step-on" wastepaper basket with inner liner and foot petal activated flip top.
F3050 | Whiteboard, Dry Erase | 1 | VV | Whiteboard unit, approximately 36" H x 48" W consisting of a white porcelain enamel writing surface with an attached chalk tray. Magnetic surface available. Image can be easily removed with a standard chalkboard eraser. For use with water color pens. Unit is ready to hang.
F3200 | Clock, Battery, 12" Diameter | 1 | VV | Clock, 12" diameter. Round surface, easy to read numbers with sweep second hand. Wall mounted unit for use when impractical to install a fully synchronized clock system. Battery operated, (batteries not included).
M0512 | Television, HDTV, Large Screen, 60" | 1 | VV | A high definition (HDTV) multimedia, slim design, 60"W to 65"W color television. The TV will have a 16.9 wide screen aspect ratio with full HD 1080p resolution and HDMI connections. TV may be LED, Plasma or LCD. TV will include a stand.
M0750 | Flowmeter, Air, Connect w/50 PSI Supply | 1 | VV | Air flowmeter. Unit has a stainless steel needle valve with clear flowtube for connection to 50 PSI air outlet from central pipeline system. Requires the appropriate adapter for connection to the wall outlet and fitting to connect to tubing. Database prices reflect fittings with an attached DISS power outlet. Other outlet and adapter configurations are available.
M0755 | Flowmeter, Oxygen, Low Flow | 2 | VV | Oxygen flowmeter. Consists of a clear crystal flowtube calibrated to 3.5 or 8 LPM depending on manufacturer. For oxygen regulation in hospital settings. Database pricing includes DISS fitting and DISS power outlet and wall adapter. Other fitting and adapter configurations are available.
M0765 | Regulator, Vacuum | 3 | VV | Vacuum pressure regulator for connection to central piped vacuum system. Standard display scale is graduated at least from 0 to 200 mm Hg of vacuum. Displays on specialized regulators may cover other vacuum ranges. Regulator type (continuous, intermittent, continuous/intermittent, surgical, pediatric, thoracic, etc.) as required. To be used in delivery, neonatal, pediatrics or any area where suction is required. Database pricing reflects continuous regulators graduated to 200 mm Hg with a full line vacuum selection switch and DISS configured inlets and outlets.
M1801 | Computer, Microprocessing, w/Flat Panel Monitor | 1 | VV | Desk top microprocessing computer. The unit shall consist of a central processing mini tower, flat panel monitor, keyboard, mouse and speakers. The system shall have the following minimum characteristics: a 2.8 GHz Pentium processor; 512 MB memory; 80GB hard drive; 32/48x CD-ROMDVD combo; 1.44MB network interface card; video 32 MB NVIDIA; a 18 inch flat panel monitor. The computer is used throughout the facility to input, manipulate and retrieve information.
M3025 | Mattress, Pressure Reduction | 1 | VV | Pressure reduction mattress. Consists of polyurethane foam and air or gel cylinders to spread pressure of patient's body weight across a larger surface area. Some models have electric pumps for inflation and pressure adjustment; other manufacturers score the foam to distribute pressure. Used to prevent bed sores from developing and promote the healing of ulcers. Unit also relieves patient stress by reducing the amount of required patient turning. All-gel and all-foam mattresses as well as comparably therapeutic low air loss mattress systems are available.
M3070 | Hamper, Linen, Mobile, w/Lid | 1 | VV | Mobile linen hamper with hand or foot operated lid. Made of heavy tubular stainless steel with heavy gauge welded steel platform. Holds 25" hamper bags. Mounted on ball bearing casters. For linen transport in hospitals and clinics.
M3073 | Container, Biohazard Waste, Step-on, Fire Safe | 1 | VV | A biohazard waste container with a step-on lid. The container will have a capacity of approximately 12 gallons and be made of a fire safe material.
M4100 | Sphygmomanometer, Aneroid, Wall Mounted | 1 | VV | Aneroid sphygmomanometer. Unit is wall mounted and has large graphic dial display for easy reading from all angles. It has a 90 degree (angle) swivel and 10 degree (angle) forward tilt to reduce glare. Unit accuracy is within 1% of reading. Sturdy impact-resistant construction.
M4250 | Pump, Syringe, Infusion | 2 | VV | The infusion syringe pump ensures highly accurate volume delivery and consistent flow for small volumes (<50 ml) of pharmacologic agents or thick feeding solutions. It shall be small, lightweight construction, making it transportable. Shall have menu-driven programming capable of flow rates (e.g. 0.1 or 1.0 mL/hr) that are intended for long-term bedside use and/or critical care patient transport, plunger positioning sensor, LCD display for easy viewing, volume limit programming to serve as a convenient cue of volume or dose delivery completion and multiple delivery modes for all applications requiring precisely controlled infusion rates. The infusion pump shall have automatic syringe size sensing which will give the flexibility to accept a wide range of syringe sizes (up to 60 mL) from different manufacturers. Shall be battery powered/AC adapter.
M4255 | Stand, IV, Adjustable | 1 | VV | Adjustable IV stand with 4-hook arrangement. Stand has stainless steel construction with heavy weight base. It adjusts from 66 inches to 100 inches and is mounted on conductive rubber, ball bearing, swivel casters. Stand is used for administering intravenous solutions.
M4266 | Pump, Volumetric, Infusion, Multiple Line | 1 | VV | Volumetric infusion pump. Pump is self-regulating with automatic sensor and adjustable rate. Equipped with visual and audible alarms and up to 10 hour capacity battery. For the administration of a wide variety of therapeutic agents where precise control is required. Unit provides individual control to IV lines simultaneously.
M7007 | Bed, Patient, Electric, Special Care | 1 | VV | Electric patient bed for special care areas. Unit features a control panel for the patients operation, IV rod locations and a full range of positions. Includes safety sides, thermal overload protection in the motors, provisions for chest x-rays and fluoroscopy. Bed deck is x-ray translucent.
M7040 | Table, Overbed | 1 | VV | Overbed table. Adjustable height table constructed of heavy gauge steel. Mounted on 2" diameter twin swivel casters with bumper caps. Table top is constructed with a high pressure plastic laminated surface that resists chipping, scratching, and staining. It includes a vanity tray and a mirror. Table is designed for use over bed, wheelchair or large chair.
M7845 | Monitor, Physiological, Bedside, 4 Channel | 1 | VV | 4 channel bedside physiological monitor. The unit consist of a four-channel non-fade monochrome display monitor, an alarm system and printer-recording capabilities. The monitor has color coded controls and automatic calibration. The unit displays up to four waveforms simultaneously. The parameters to be monitored are user selectable. The monitor may be connected to a central monitoring station. The unit monitors patients in most acute care areas, step-down units, procedure rooms and emergency rooms.
M7905 | Oximeter, Pulse | 1 | VV | Pulse oximeter for continuous surveillance of patient pulse and oxygen saturation rates. Instrument features LED display, audio and visual alarms, automatic calibration and battery operation in case of power failure. Other applications include sleep studies, exercise testing and monitoring certain patients in the home (e.g. infants or patients requiring respiratory therapy).
M7910 | Thermometer, Electronic | 1 | VV | Electronic thermometer. Pocket size unit with easy to read zero Fahrenheit or zero Centigrade LCD display in approximately 20 seconds. Battery operated and enclosed in a heavy duty plastic case. Unit is hand-held portable and may be stand or wall mounted. For patient body temperature readings.
P3000 | Lavatory, Vitreous China, Straight Back | 1 | CC | Wall mounted, vitreous china lavatory (approximate bowl size 7"x15"x10") with: straight-front apron, straight or contoured back; faucet holes on 4" centers; gooseneck spout; wrist blade handles; and grid strainer. It shall be suitable for use in clinics, offices, washrooms or patient care areas.
P8705 | Dialysis Box, Recessed, Single Valve | 1 | CC | A single cold water valve supply, recessed dialysis box with door. Box is constructed of stainless steel and includes the following standard equipment: cold water valve with 1/2" nom. copper female inlet, 3/4" male hose thread outlet and vacuum breaker; discharge hose bracket, waste water receptor, and removable wall flange. For use only in the ICU and other acute areas when a patient cannot be moved to the dialysis unit.
4 - IIC27 - Airborne Infection Isolation (AII) Anteroom, IC PCU | 4 - IIC27 - Airborne Infection Isolation (AII) Anteroom, IC PCU | 4 - IIC27 - Airborne Infection Isolation (AII) Anteroom, IC PCU | 4 - IIC27 - Airborne Infection Isolation (AII) Anteroom, IC PCU | 4 - IIC27 - Airborne Infection Isolation (AII) Anteroom, IC PCU
JSN | NAME | QTY | ACQ/INS | DESCRIPTION
A1066 | Mirror, Float Glass, With SS Frame | 1 | CC | A high quality 1/4" polished float glass mirror 36X18, framed in a one-piece, bright polished, stainless steel channel frame with 90° mitered corners. All edges of the mirror are protected by absorbing filler strips. Mirror has a galvanized steel back with integral horizontal hanging brackets and wall hanger for concealed mounting. For mounting above single wall mounted lavatories located in toilet areas, Doctors examination offices, etc. May also be used above double lavatories, either wall or countertop mounted, found in restroom areas.
A5075 | Dispenser, Soap, Disposable | 1 | VV | Disposable soap dispenser. One-handed dispensing operation. Designed to accommodate disposable soap cartridge and valve.
A5077 | Dispenser, Hand Sanitizer, Hands-Free | 1 | VV | A touch free wall-mounted hand sanitizer dispenser. For use throughout a healthcare facility. Unit does not include the sanitizing liquid. Units are battery operated.
A5080 | Dispenser, Paper Towel, SS, Surface Mounted | 1 | CC | A surface mounted, satin finish stainless steel, single-fold, paper towel dispenser. Dispenser features: tumbler lock; front hinged at bottom; and refill indicator slot. Minimum capacity 400 single-fold paper towels. For general purpose use throughout the facility.
A5107 | Dispenser, Glove, Surgical/Examination, Wall Mntd | 1 | VV | Examination three (Small Medium, Large) glove dispenser box for wall mounting. Fabricated of either cold rolled steel with a white baked enamel finish, plastic or acrylic. Hardware not included, Option 3 powder coated steel.
A5108 | Waste Disposal Unit, Sharps | 1 | VV | A container for collecting and transporting syringes and other sharps for decontamination and disposal. Available in 2 gallon and 8 gallon with locking rotor. Complies with OSHA regulations for handling sharps.
A5145 | Hook, Garment, Double, SS, Surface Mounted | 1 | CC | A surface mounted, satin finish stainless steel, double garment hook. Equipped with a concealed mounting bracket that is secured to a concealed wall plate. For general purpose use throughout the facility to hang various items of apparel.
CD040 | Cabinet, W/H, 2 Shelf, 2 DO, Sloping Top, 38x36x13 | 1 | CC | Wall hung cabinet with two adjustable shelves, solid hinged doors, and sloping top. Also referred to as a solid hinged double door wall case. For general purpose use throughout the facility.
F2010 | Basket, Wastepaper, Step-On | 1 | VV | "Step-on" wastepaper basket with inner liner and foot petal activated flip top.
M3070 | Hamper, Linen, Mobile, w/Lid | 1 | VV | Mobile linen hamper with hand or foot operated lid. Made of heavy tubular stainless steel with heavy gauge welded steel platform. Holds 25" hamper bags. Mounted on ball bearing casters. For linen transport in hospitals and clinics.
M3072 | Frame, Infectious Waste Bag w/Lid | 1 | VV | Frame for an infectious waste collection bag. Made of heavy tubular stainless steel with heavy gauge welded steel platform. Adjust to hold 18" or 25" trash bags. Mounted on ball bearing casters and includes permanently mounted hinged lid. Provides means of bagging infectious waste at point of waste generation.
P3100 | Lavatory, Vitreous China, Slab Type | 1 | CC | Wall mounted, slab type, vitreous china, lavatory (approximate bowl size 7"x15"x10") with: faucet holes on 4" centers; gooseneck spout; wrist blade handles; and grid strainer. It shall be suitable for use in clinics, offices, washrooms or patient care area.
5 - IIC31 - Protective Environment Isolation Patient Bedroom, IC PCU | 5 - IIC31 - Protective Environment Isolation Patient Bedroom, IC PCU | 5 - IIC31 - Protective Environment Isolation Patient Bedroom, IC PCU | 5 - IIC31 - Protective Environment Isolation Patient Bedroom, IC PCU | 5 - IIC31 - Protective Environment Isolation Patient Bedroom, IC PCU
JSN | NAME | QTY | ACQ/INS | DESCRIPTION
_0079 | Oximeter, Pulse | 1 | VV | Pulse oximeter for continuous surveillance of patient pulse and oxygen saturation rates. Instrument features LED display, audio and visual alarms, automatic calibration and battery operation in case of power failure. Other applications include sleep studies, exercise testing and monitoring certain patients in the home (e.g. infants or patients requiring respiratory therapy).
A1010 | Telecommunication Outlet | 3 | VV | Telecommunication outlet location.
A1011 | Telephone, Desk, 1 Line | 1 | VV | Telephone, desk, 1 line.
A1125 | Headwall, Suspended System | 1 | CC | A wall mounted articulating boom system that provides the flexibility of a ceiling boom and the practicality of a headwall. Unit has an arm range of 190 degrees and 330 degree head rotation. Provides availability of retractable or fixed, single or double arms. Unit can supply up to 16 gas outlets and up to 40 line voltage receptacles and 12 low voltage provisions. Unit provides multiple bed/caregiver interface positions. A variety of accessories are available.
A1205 | Lift System, Overhead, Patient Room w/Bath | 1 | VC | An overhead rail system specifically designed for patient lifting and movement for a single bed patient room including the bathroom. The system will consist of recessed or ceiling mounted primary and secondary rails, lift motor with rolling carriage, patient harness or seat, and a hand controller or control box with charger. System will facilitate lifting and movement of patient to and from bed to gurney, chair, bath, commode, or other requirement. Minimum lift capability is 550 pounds. Custom design of track layout by manufacturer is essential to meet individual facility requirements.
A5075 | Dispenser, Soap, Disposable | 1 | VV | Disposable soap dispenser. One-handed dispensing operation. Designed to accommodate disposable soap cartridge and valve.
A5077 | Dispenser, Hand Sanitizer, Hands-Free | 1 | VV | A touch free wall-mounted hand sanitizer dispenser. For use throughout a healthcare facility. Unit does not include the sanitizing liquid. Units are battery operated.
A5080 | Dispenser, Paper Towel, SS, Surface Mounted | 1 | CC | A surface mounted, satin finish stainless steel, single-fold, paper towel dispenser. Dispenser features: tumbler lock; front hinged at bottom; and refill indicator slot. Minimum capacity 400 single-fold paper towels. For general purpose use throughout the facility.
A5106 | Waste Disposal Unit, Sharps w/Glove Dispenser | 1 | VV | The unit is designed for the disposal of sharps and complies with OSHA guidelines for the handling of sharps. It shall house a 5 quart container and be capable of being mounted on a wall. It shall have a glove dispenser attached. The unit shall be secured by a locked enclosure.
A5180 | Track, Cubicle, Surface Mounted, With Curtain | 10 | VV | Surface mounted cubicle track, with curtain. Track constructed of thick extruded aluminum. Equipped with self lubricating carriers, beaded drop chain hooks, and flame resistant curtain. To include removable end caps. Designed to be suspended around patient areas where privacy is needed. Price listed is per foot of the track, curtains to be priced per quote.
A6046 | Artwork, Decorative, With Frame | 1 | VV | This JSN is to be used for determining and defining location of decorative artwork.
C0025 | Cabinet, Wardrobe, 1 Door, 84x24x22 | 1 | CC | Wardrobe cabinet with a fixed shelf, clothing rod, and a solid or louvered right or left-hinged door (appropriate door hinge configuration to be indicated on the equipment elevation drawings), an optional locking door is available. Also referred to as a wardrobe case, unit or storage unit. Used for storage of clothing and personal items.
CT020 | Countertop, Solid Surface | 4 | CC | A solid, nonporous countertop with a smooth seamless appearance. Easy to clean and maintain and with proper cleaning does not support the growth of mold. An acrylic-based solid surface product. Standard thickness of 1", and a 4" butt backsplash/curb. Also referred to as a work surface or work top. Available in a choice of colors and depths. Used in lab and other hospital areas requiring optimum physical and chemical resisting properties.
E0945 | Cart, Computer, Mobile | 1 | VV | A mobile computer cart for use throughout the facility. The cart dimensions will be approximately 45" H x 30" W x 22" D with casters. May include drawers and miscellaneous other accessories that will be determined at time of purchase. This Typical may include: 1 Cart Body, w/Computer Support, Style-A Narrow, w/Raised Edge Top 1 Flip-Up Shelf 1 Sharps Container Holder 1 Wastebasket 1 Chart Holder 2 Drawers, 3"H 2 Drawers, 6"H 3 Accessory Rail, Side Drawer Organizer Bins
E0948 | Cart, General Storage, Mobile, 42"H x 32"W x 22"D | 1 | VV | THIS TYPICAL INCLUDES: 1 Cart Body, Style-A Narrow, w/Raised Edge Top 2 Drawers, 3" H 4 Drawers, 6" H 1 Accessory Rail, Side Drawer Organizer Bins
F0315 | Chair, Sleeper | 1 | VV | Sleeper chair, 39" high X 36" wide X 74" deep (as a bed). Chair designed to convert (either fold-out or reclining) into a temporary bed used by either hospital staff or a patient's immediate family.
F0355 | Footstool, Straight | 1 | VV | Step stool. Used to assist patients getting on and off exam or surgical tables. Fitted with electrically conductive rubber tips.
F0400 | Cabinet, Bedside, Door, Drawer | 1 | VV | Bedside cabinet for storage of both the patient's personal items and small patient support items. Approximately 31" high X 21" wide X 19" deep with one (1) drawer and one (1) closed storage closet. Drawer is removable so interior can be sanitized. May come in a 3 drawer version.
F2010 | Basket, Wastepaper, Step-On | 1 | VV | "Step-on" wastepaper basket with inner liner and foot petal activated flip top.
F3050 | Whiteboard, Dry Erase | 1 | VV | Whiteboard unit, approximately 36" H x 48" W consisting of a white porcelain enamel writing surface with an attached chalk tray. Magnetic surface available. Image can be easily removed with a standard chalkboard eraser. For use with water color pens. Unit is ready to hang.
F3200 | Clock, Battery, 12" Diameter | 1 | VV | Clock, 12" diameter. Round surface, easy to read numbers with sweep second hand. Wall mounted unit for use when impractical to install a fully synchronized clock system. Battery operated, (batteries not included).
M0512 | Television, HDTV, Large Screen, 60" | 1 | VV | A high definition (HDTV) multimedia, slim design, 60"W to 65"W color television. The TV will have a 16.9 wide screen aspect ratio with full HD 1080p resolution and HDMI connections. TV may be LED, Plasma or LCD. TV will include a stand.
M0750 | Flowmeter, Air, Connect w/50 PSI Supply | 1 | VV | Air flowmeter. Unit has a stainless steel needle valve with clear flowtube for connection to 50 PSI air outlet from central pipeline system. Requires the appropriate adapter for connection to the wall outlet and fitting to connect to tubing. Database prices reflect fittings with an attached DISS power outlet. Other outlet and adapter configurations are available.
M0755 | Flowmeter, Oxygen, Low Flow | 2 | VV | Oxygen flowmeter. Consists of a clear crystal flowtube calibrated to 3.5 or 8 LPM depending on manufacturer. For oxygen regulation in hospital settings. Database pricing includes DISS fitting and DISS power outlet and wall adapter. Other fitting and adapter configurations are available.
M0765 | Regulator, Vacuum | 3 | VV | Vacuum pressure regulator for connection to central piped vacuum system. Standard display scale is graduated at least from 0 to 200 mm Hg of vacuum. Displays on specialized regulators may cover other vacuum ranges. Regulator type (continuous, intermittent, continuous/intermittent, surgical, pediatric, thoracic, etc.) as required. To be used in delivery, neonatal, pediatrics or any area where suction is required. Database pricing reflects continuous regulators graduated to 200 mm Hg with a full line vacuum selection switch and DISS configured inlets and outlets.
M1801 | Computer, Microprocessing, w/Flat Panel Monitor | 1 | VV | Desk top microprocessing computer. The unit shall consist of a central processing mini tower, flat panel monitor, keyboard, mouse and speakers. The system shall have the following minimum characteristics: a 2.8 GHz Pentium processor; 512 MB memory; 80GB hard drive; 32/48x CD-ROMDVD combo; 1.44MB network interface card; video 32 MB NVIDIA; a 18 inch flat panel monitor. The computer is used throughout the facility to input, manipulate and retrieve information.
M3025 | Mattress, Pressure Reduction | 1 | VV | Pressure reduction mattress. Consists of polyurethane foam and air or gel cylinders to spread pressure of patient's body weight across a larger surface area. Some models have electric pumps for inflation and pressure adjustment; other manufacturers score the foam to distribute pressure. Used to prevent bed sores from developing and promote the healing of ulcers. Unit also relieves patient stress by reducing the amount of required patient turning. All-gel and all-foam mattresses as well as comparably therapeutic low air loss mattress systems are available.
M3070 | Hamper, Linen, Mobile, w/Lid | 1 | VV | Mobile linen hamper with hand or foot operated lid. Made of heavy tubular stainless steel with heavy gauge welded steel platform. Holds 25" hamper bags. Mounted on ball bearing casters. For linen transport in hospitals and clinics.
M3073 | Container, Biohazard Waste, Step-on, Fire Safe | 1 | VV | A biohazard waste container with a step-on lid. The container will have a capacity of approximately 12 gallons and be made of a fire safe material.
M4100 | Sphygmomanometer, Aneroid, Wall Mounted | 1 | VV | Aneroid sphygmomanometer. Unit is wall mounted and has large graphic dial display for easy reading from all angles. It has a 90 degree (angle) swivel and 10 degree (angle) forward tilt to reduce glare. Unit accuracy is within 1% of reading. Sturdy impact-resistant construction.
M4250 | Pump, Syringe, Infusion | 2 | VV | The infusion syringe pump ensures highly accurate volume delivery and consistent flow for small volumes (<50 ml) of pharmacologic agents or thick feeding solutions. It shall be small, lightweight construction, making it transportable. Shall have menu-driven programming capable of flow rates (e.g. 0.1 or 1.0 mL/hr) that are intended for long-term bedside use and/or critical care patient transport, plunger positioning sensor, LCD display for easy viewing, volume limit programming to serve as a convenient cue of volume or dose delivery completion and multiple delivery modes for all applications requiring precisely controlled infusion rates. The infusion pump shall have automatic syringe size sensing which will give the flexibility to accept a wide range of syringe sizes (up to 60 mL) from different manufacturers. Shall be battery powered/AC adapter.
M4255 | Stand, IV, Adjustable | 1 | VV | Adjustable IV stand with 4-hook arrangement. Stand has stainless steel construction with heavy weight base. It adjusts from 66 inches to 100 inches and is mounted on conductive rubber, ball bearing, swivel casters. Stand is used for administering intravenous solutions.
M4266 | Pump, Volumetric, Infusion, Multiple Line | 1 | VV | Volumetric infusion pump. Pump is self-regulating with automatic sensor and adjustable rate. Equipped with visual and audible alarms and up to 10 hour capacity battery. For the administration of a wide variety of therapeutic agents where precise control is required. Unit provides individual control to IV lines simultaneously.
M7007 | Bed, Patient, Electric, Special Care | 1 | VV | Electric patient bed for special care areas. Unit features a control panel for the patients operation, IV rod locations and a full range of positions. Includes safety sides, thermal overload protection in the motors, provisions for chest x-rays and fluoroscopy. Bed deck is x-ray translucent.
M7040 | Table, Overbed | 1 | VV | Overbed table. Adjustable height table constructed of heavy gauge steel. Mounted on 2" diameter twin swivel casters with bumper caps. Table top is constructed with a high pressure plastic laminated surface that resists chipping, scratching, and staining. It includes a vanity tray and a mirror. Table is designed for use over bed, wheelchair or large chair.
M7845 | Monitor, Physiological, Bedside, 4 Channel | 1 | VV | 4 channel bedside physiological monitor. The unit consist of a four-channel non-fade monochrome display monitor, an alarm system and printer-recording capabilities. The monitor has color coded controls and automatic calibration. The unit displays up to four waveforms simultaneously. The parameters to be monitored are user selectable. The monitor may be connected to a central monitoring station. The unit monitors patients in most acute care areas, step-down units, procedure rooms and emergency rooms.
M7905 | Oximeter, Pulse | 1 | VV | Pulse oximeter for continuous surveillance of patient pulse and oxygen saturation rates. Instrument features LED display, audio and visual alarms, automatic calibration and battery operation in case of power failure. Other applications include sleep studies, exercise testing and monitoring certain patients in the home (e.g. infants or patients requiring respiratory therapy).
M7910 | Thermometer, Electronic | 1 | VV | Electronic thermometer. Pocket size unit with easy to read zero Fahrenheit or zero Centigrade LCD display in approximately 20 seconds. Battery operated and enclosed in a heavy duty plastic case. Unit is hand-held portable and may be stand or wall mounted. For patient body temperature readings.
P3000 | Lavatory, Vitreous China, Straight Back | 1 | CC | Wall mounted, vitreous china lavatory (approximate bowl size 7"x15"x10") with: straight-front apron, straight or contoured back; faucet holes on 4" centers; gooseneck spout; wrist blade handles; and grid strainer. It shall be suitable for use in clinics, offices, washrooms or patient care areas.
P8705 | Dialysis Box, Recessed, Single Valve | 1 | CC | A single cold water valve supply, recessed dialysis box with door. Box is constructed of stainless steel and includes the following standard equipment: cold water valve with 1/2" nom. copper female inlet, 3/4" male hose thread outlet and vacuum breaker; discharge hose bracket, waste water receptor, and removable wall flange. For use only in the ICU and other acute areas when a patient cannot be moved to the dialysis unit.
6 - IIC32 - Protective Environment Isolation Anteroom, IC PCU | 6 - IIC32 - Protective Environment Isolation Anteroom, IC PCU | 6 - IIC32 - Protective Environment Isolation Anteroom, IC PCU | 6 - IIC32 - Protective Environment Isolation Anteroom, IC PCU | 6 - IIC32 - Protective Environment Isolation Anteroom, IC PCU
JSN | NAME | QTY | ACQ/INS | DESCRIPTION
A1010 | Telecommunication Outlet | 1 | VV | Telecommunication outlet location.
A1012 | Telephone, Wall Mounted, 1 Line | 1 | VV | Telephone, wall mounted, 1 line.
A1066 | Mirror, Float Glass, With SS Frame | 1 | CC | A high quality 1/4" polished float glass mirror 36X18, framed in a one-piece, bright polished, stainless steel channel frame with 90° mitered corners. All edges of the mirror are protected by absorbing filler strips. Mirror has a galvanized steel back with integral horizontal hanging brackets and wall hanger for concealed mounting. For mounting above single wall mounted lavatories located in toilet areas, Doctors examination offices, etc. May also be used above double lavatories, either wall or countertop mounted, found in restroom areas.
A5075 | Dispenser, Soap, Disposable | 1 | VV | Disposable soap dispenser. One-handed dispensing operation. Designed to accommodate disposable soap cartridge and valve.
A5077 | Dispenser, Hand Sanitizer, Hands-Free | 1 | VV | A touch free wall-mounted hand sanitizer dispenser. For use throughout a healthcare facility. Unit does not include the sanitizing liquid. Units are battery operated.
A5080 | Dispenser, Paper Towel, SS, Surface Mounted | 1 | CC | A surface mounted, satin finish stainless steel, single-fold, paper towel dispenser. Dispenser features: tumbler lock; front hinged at bottom; and refill indicator slot. Minimum capacity 400 single-fold paper towels. For general purpose use throughout the facility.
A5145 | Hook, Garment, Double, SS, Surface Mounted | 1 | CC | A surface mounted, satin finish stainless steel, double garment hook. Equipped with a concealed mounting bracket that is secured to a concealed wall plate. For general purpose use throughout the facility to hang various items of apparel.
C0035 | Rail, Apron, 4x24x1 | 2 | CC | Apron rail. Also referred to as an apron front, apron panel, or knee space rail. Used to close in front knee space area and/or provide work surface support between two base cabinets or a base cabinet and wall. Apron rails should be ordered in pairs to provide both front and rear work surface support.
CT020 | Countertop, Solid Surface | 2 | CC | A solid, nonporous countertop with a smooth seamless appearance. Easy to clean and maintain and with proper cleaning does not support the growth of mold. An acrylic-based solid surface product. Standard thickness of 1", and a 4" butt backsplash/curb. Also referred to as a work surface or work top. Available in a choice of colors and depths. Used in lab and other hospital areas requiring optimum physical and chemical resisting properties.
E0948 | Cart, General Storage, Mobile, 42"H x 32"W x 22"D | 1 | VV | THIS TYPICAL INCLUDES: 1 Cart Body, Style-A Narrow, w/Raised Edge Top 2 Drawers, 3" H 4 Drawers, 6" H 1 Accessory Rail, Side Drawer Organizer Bins
F2010 | Basket, Wastepaper, Step-On | 1 | VV | "Step-on" wastepaper basket with inner liner and foot petal activated flip top.
M3070 | Hamper, Linen, Mobile, w/Lid | 1 | VV | Mobile linen hamper with hand or foot operated lid. Made of heavy tubular stainless steel with heavy gauge welded steel platform. Holds 25" hamper bags. Mounted on ball bearing casters. For linen transport in hospitals and clinics.
P3100 | Lavatory, Vitreous China, Slab Type | 1 | CC | Wall mounted, slab type, vitreous china, lavatory (approximate bowl size 7"x15"x10") with: faucet holes on 4" centers; gooseneck spout; wrist blade handles; and grid strainer. It shall be suitable for use in clinics, offices, washrooms or patient care area.
7 - SB167 - IC PCU Universal Isolation Patient Toilet / Shower, Bldg Sprt | 7 - SB167 - IC PCU Universal Isolation Patient Toilet / Shower, Bldg Sprt | 7 - SB167 - IC PCU Universal Isolation Patient Toilet / Shower, Bldg Sprt | 7 - SB167 - IC PCU Universal Isolation Patient Toilet / Shower, Bldg Sprt | 7 - SB167 - IC PCU Universal Isolation Patient Toilet / Shower, Bldg Sprt
JSN | NAME | QTY | ACQ/INS | DESCRIPTION
A1066 | Mirror, Float Glass, With SS Frame | 1 | CC | A high quality 1/4" polished float glass mirror 36X18, framed in a one-piece, bright polished, stainless steel channel frame with 90° mitered corners. All edges of the mirror are protected by absorbing filler strips. Mirror has a galvanized steel back with integral horizontal hanging brackets and wall hanger for concealed mounting. For mounting above single wall mounted lavatories located in toilet areas, Doctors examination offices, etc. May also be used above double lavatories, either wall or countertop mounted, found in restroom areas.
A5030 | Bench, Stall, Shower, Built In | 1 | CC | Shower bench; built-in. Eighteen (18) gauge stainless steel frame with anchors built-in into the wall. Size and shape as required.
A5075 | Dispenser, Soap, Disposable | 1 | VV | Disposable soap dispenser. One-handed dispensing operation. Designed to accommodate disposable soap cartridge and valve.
A5082 | Dispenser, Paper Towel, Sensor, Hands Free | 1 | CC | A surface mounted, sensor activated, automatic, roll paper towel dispenser. The unit dispenses a paper towel automatically only when hands are place in position below the dispenser for maximum sanitation and hygiene. May include adjustable settings for sheet length, time delay, and sensor range. Unit is battery operated or with optional AC power adapter.
A5090 | Disposal, Sanitary Napkin, SS, Surface Mounted | 1 | CC | A surface mounted, satin finish stainless steel, sanitary napkin disposal. Disposal features a flip-up cover, secured to the container by a heavy duty stainless steel piano-hinge. Disposal may be secured to wall or toilet partition. For general purpose use in female toilet stalls or rooms and uni-sex toilet rooms.
A5109 | Grab Bar, 1-1/4" Dia., SS, 2 Wall, W/C Accessible | 1 | CC | A 1-1/4" diameter, satin finish stainless steel, peened gripping surface, 2 wall toilet stall/ room, grab bar with concealed mounting flanges. Snap over flanges are provided to conceal mounting screws. A selection of mounting kits and concealed anchor devices are available from the manufacturers for different types of installations. Grab bar shall comply with barrier-free accessibility guidelines for structural strength. For typical water closet applications in toilet stalls and rooms where ADA (American's With Disabilities Act) requirements must be met.
A5110 | Grab Bar, 1-1/4" Dia., SS, 2 Wall, Shower Use | 1 | CC | A 1-1/4" diameter, satin finish stainless steel, peened gripping surface, 2 wall shower, grab bar with concealed mounting flanges. Snap over flanges are provided to conceal mounting screws. A selection of mounting kits and concealed anchor devices are available from the manufacturers for different types of installations. Grab bar shall comply with barrier-free accessibility guidelines for structural strength. For typical applications in shower stalls where ADA (American's With Disabilities Act) requirements must be met.
A5145 | Hook, Garment, Double, SS, Surface Mounted | 1 | CC | A surface mounted, satin finish stainless steel, double garment hook. Equipped with a concealed mounting bracket that is secured to a concealed wall plate. For general purpose use throughout the facility to hang various items of apparel.
A5170 | Rod, Shower Curtain, 1"Diameter, W/Curtain & Hooks | 1 | CC | A concealed mounted, 1" outside diameter, satin finish stainless steel, shower curtain rod with white vinyl shower curtain (72" H) and SS shower curtain hooks. Rod and curtain available in various widths. For general purpose use at shower stall or bathtub locations. Pricing based upon standard shower stall dimensions of 36" x 36" and a standard curtain height of 72".
A5175 | Soap Dish, With Bar, SS, Recessed | 1 | CC | A recessed mounted, satin finish stainless steel, soap dish with bar. Soap dish furnished with retaining lip and mounting clamp for installation in stud walls or countertop aprons. For general purpose use in shower stalls or at bathtub locations.
A5200 | Dispenser, Toilet Tissue, SS, 2-Roll, Surface Mntd | 1 | CC | A concealed surface mounted, double roll, satin finish stainless steel, toilet tissue dispenser. Unit accommodates two standard-core toilet tissue rolls through 5" in diameter. Spindles are chrome plated plastic with a heavy-duty internal spring and turn freely for non-controlled delivery. For general purpose use in restrooms.
A5205 | Bar, Towel, 1" Diameter, SS, Surface Mounted | 1 | CC | A surface mounted, satin finish stainless steel, 1" diameter, towel bar. Support posts and flanges are one piece, chrome-plated, cast heavy brass with satin finish. Towel bar shall not rotate within support posts. Available in 18", 24" and 30" widths. For general purpose use in shower or bathtub rooms. Pricing based upon a suggested standard width of 18".
F2000 | Basket, Wastepaper, Fire Resistant | 1 | VV | Wastepaper basket, fire resistant, approximately 40 quart capacity. This unit is used to collect and temporarily store small quantities of paper refuse in patient rooms, administrative areas and nursing stations. Size and shape varies depending on the application and manufacturer selected.
P3000 | Lavatory, Vitreous China, Straight Back | 1 | CC | Wall mounted, vitreous china lavatory (approximate bowl size 7"x15"x10") with: straight-front apron, straight or contoured back; faucet holes on 4" centers; gooseneck spout; wrist blade handles; and grid strainer. It shall be suitable for use in clinics, offices, washrooms or patient care areas.
P5040 | Shower, Single, Hand-Held | 1 | CC | A complete, barrier-free, single hand-held, personal shower system. The shower system includes: pressure balanced mixing valve with high temperature limit stop; personal hand shower; shower hose; wall supply; and slide bar. For general purpose use throughout the facility in shower stalls.
P9050 | Toilet, Wall Hung, Siphon Jet | 1 | CC | Siphon jet water closet/ toilet. This unit is wall hung with an elongated bowl, top spud flushometer, seat with open front and check hinge, and carrier. Used in restrooms throughout the health care facility.
8 - SC271 - IC PCU Consult Room, Clncl Sprt | 8 - SC271 - IC PCU Consult Room, Clncl Sprt | 8 - SC271 - IC PCU Consult Room, Clncl Sprt | 8 - SC271 - IC PCU Consult Room, Clncl Sprt | 8 - SC271 - IC PCU Consult Room, Clncl Sprt
JSN | NAME | QTY | ACQ/INS | DESCRIPTION
A1010 | Telecommunication Outlet | 2 | VV | Telecommunication outlet location.
A1012 | Telephone, Wall Mounted, 1 Line | 1 | VV | Telephone, wall mounted, 1 line.
A5145 | Hook, Garment, Double, SS, Surface Mounted | 1 | CC | A surface mounted, satin finish stainless steel, double garment hook. Equipped with a concealed mounting bracket that is secured to a concealed wall plate. For general purpose use throughout the facility to hang various items of apparel.
F0115 | Bookcase, Open, 5 Shelf | 1 | VV | Freestanding open shelf bookcase, approximately 82" high X 37" wide X 18" deep with 5 (five) adjustable shelves. Unit can be separate or part of a system with available add-on shelving.
F0205 | Chair, Side With Arms | 3 | VV | Upholstered side chair, 32" high X 21" wide X 23" deep with arms, padded seats and padded backs. Seat height is a minimum of 17". Available with or without sled base.
F0750 | Table, Office, (size as required) | 1 | VV | Office table, sized as required. May be used as either a four (4) to six (6) person conference table or as an extra work surface area.
F2000 | Basket, Wastepaper, Fire Resistant | 1 | VV | Wastepaper basket, fire resistant, approximately 40 quart capacity. This unit is used to collect and temporarily store small quantities of paper refuse in patient rooms, administrative areas and nursing stations. Size and shape varies depending on the application and manufacturer selected.
F3200 | Clock, Battery, 12" Diameter | 1 | VV | Clock, 12" diameter. Round surface, easy to read numbers with sweep second hand. Wall mounted unit for use when impractical to install a fully synchronized clock system. Battery operated, (batteries not included).
M0506 | Television, Flat Screen | 1 | VV | Flat screen television with approximately 32'" to 40' diagonal screen size. The TV will have built-in speakers, NTSC tuner, a 16:9 wide screen aspect ratio, a minimum of 1280 x 768 resolution and a remote control.
M1802 | Work Station, Computer, Retractable, Wall Mounted | 1 | VV | A wall mounted retractable work station. Work station is used as a computer station in treatment rooms, exam rooms and areas where physical space in limited.
4 - INTENSIVE CARE PATIENT UNIT SUPPORT AREA | 4 - INTENSIVE CARE PATIENT UNIT SUPPORT AREA | 4 - INTENSIVE CARE PATIENT UNIT SUPPORT AREA | 4 - INTENSIVE CARE PATIENT UNIT SUPPORT AREA | 4 - INTENSIVE CARE PATIENT UNIT SUPPORT AREA
1 - SC152 - IC PCU Nurse Station, Clncl Sprt | 1 - SC152 - IC PCU Nurse Station, Clncl Sprt | 1 - SC152 - IC PCU Nurse Station, Clncl Sprt | 1 - SC152 - IC PCU Nurse Station, Clncl Sprt | 1 - SC152 - IC PCU Nurse Station, Clncl Sprt
JSN | NAME | QTY | ACQ/INS | DESCRIPTION
A1010 | Telecommunication Outlet | 4 | VV | Telecommunication outlet location.
A1015 | Telephone, Desk, Multiple Line | 2 | VV | Telephone, desk, multiple line.
E0418 | Nurse Station, Medium, Free Standing | 1 | VV | Nurse station typicals have non-powered steel frames with a pre-installed metal junction box for user defined electrical solutions. Data modules and low voltage cabling can be routed freely within the frame. Electrical and/or data devices are not provided with the nurse station. Panel inserts are available in fabric, painted metal, tackable, acoustical, paper management, rail, glass, open and electrical/data accessible styles. Typicals include panel inserts for both sides of the steel frame. All electrical connections must be made by an electrical contractor. THIS TYPICAL INCLUDES: 5 steel frames, 70"H x 24"W; 1 steel frame, 70"H x 48"W; 2 steel frames, 38"W x 48"W; 4 steel frames, 38"H x 24"W; 1 steel frame w/low access, 38"H x 48"W; 2 frame connectors, 3-way corner, 70"H; 1 frame connector, 2-way corner, 38"H; 2 frame connectors, 135 degree, 2-way, 38"H; 9 finished end hardware; 6 frame-to-frame connectors; 3 cantilevered work surface, 48"W; 2 cantilevered, work surface, 72"W; 1 cantilevered low access work surface, 135 degree, 48"W; 2 pedestal box/box/files; 2 panel inserts, painted metal, 8"H x 24"W; 50 panel inserts, painted metal, 16"H x 24"W; 10 panel inserts, painted metal, 16"H x 48"W; 2 panel inserts, painted metal, 20"H x 48"W : 2 panel inserts, tackable, 16"H x 24"W; 2 panel inserts, paper mgmt., 8"H x 48"W; 1 countertop w/light support assembly, 16"D x 14'-0"L; 18 paper tray, 10"W; 2 chart shelf, pass-thru, 24"W; 2 chart shelf, pass-thru, 48"W.
F0280 | Chair, Swivel, Low Back | 4 | VV | Low back contemporary swivel chair, 37" high X 25" wide X 31" deep with a five (5) caster swivel base, arms and foam padded seat and back upholstered with either woven textile fabric or vinyl.
F2000 | Basket, Wastepaper, Fire Resistant | 2 | VV | Wastepaper basket, fire resistant, approximately 40 quart capacity. This unit is used to collect and temporarily store small quantities of paper refuse in patient rooms, administrative areas and nursing stations. Size and shape varies depending on the application and manufacturer selected.
F3050 | Whiteboard, Dry Erase | 1 | VV | Whiteboard unit, approximately 36" H x 48" W consisting of a white porcelain enamel writing surface with an attached chalk tray. Magnetic surface available. Image can be easily removed with a standard chalkboard eraser. For use with water color pens. Unit is ready to hang.
F3200 | Clock, Battery, 12" Diameter | 1 | VV | Clock, 12" diameter. Round surface, easy to read numbers with sweep second hand. Wall mounted unit for use when impractical to install a fully synchronized clock system. Battery operated, (batteries not included).
M1605 | Holder, Chart, 20 Each | 1 | VV | Clinical chart holder cart. 20 chart capacity. 2 side-by-side tiers. May be ordered in various chart capacities. Constructed of heavy metal frames with vinyl laminated surfaces or painted panels. 3" casters with locks. Used to hold patient spring loaded charts.
M1801 | Computer, Microprocessing, w/Flat Panel Monitor | 4 | VV | Desk top microprocessing computer. The unit shall consist of a central processing mini tower, flat panel monitor, keyboard, mouse and speakers. The system shall have the following minimum characteristics: a 2.8 GHz Pentium processor; 512 MB memory; 80GB hard drive; 32/48x CD-ROMDVD combo; 1.44MB network interface card; video 32 MB NVIDIA; a 18 inch flat panel monitor. The computer is used throughout the facility to input, manipulate and retrieve information.
M1820 | Imprinter, Data Record, Electric | 1 | VV | Electric data record imprinter. The device accepts embossed plastic patient cards in either the 50 column or the 80 column format and adjusts automatically for card size and form thickness. Device will provide clear readable impressions with a cycle that is less than 1 second in length. Electro-mechanical design provides for a consistent impression that is independent of operator knowledge or technique. Unit may include a date/time stamp as an accessory.
M1840 | Printer/Copier/Fax Combination | 1 | VV | Multifunctional printer, fax, scanner and copier (PFC) all-in-one machine.
M1855 | Facsimile Machine | 1 | VV | Plain paper facsimile unit used to transmit printed matter or images over standard telephone lines. The unit operates at a modem speed of 33.6 Kbps and automatically recognizes and communicates with a variety of standard facsimile machines. Commonly referred to as "fax" unit.
2 - IIC46 - Nurse Observation Alcove, IC PCU | 2 - IIC46 - Nurse Observation Alcove, IC PCU | 2 - IIC46 - Nurse Observation Alcove, IC PCU | 2 - IIC46 - Nurse Observation Alcove, IC PCU | 2 - IIC46 - Nurse Observation Alcove, IC PCU
JSN | NAME | QTY | ACQ/INS | DESCRIPTION
A1010 | Telecommunication Outlet | 1 | VV | Telecommunication outlet location.
A1015 | Telephone, Desk, Multiple Line | 1 | VV | Telephone, desk, multiple line.
E0403 | Nurse Station, Accessible w/Angle, Free Std, 96" W | 1 | VV | Nurse Station typicals have non-powered steel frames with a pre-installed metal junction box for hard-wired electrical solutions configured to user specifications. Data modules and low voltage cabling can be routed freely within the frame. Electrical and/or data devices are not provided. The panel inserts are available in fabric, painted metal, tackable, acoustical, paper management, rail, glass, open and electrical/data accessible configurations. Typicals include panel inserts for both sides of steel frame. All electrical connections must be made by an electrical contractor. THIS TYPICAL INCLUDES: 1 steel frame w/low access; 2 steel frame; 1 cantilevered, low access work surface, 135 degree; 2 laminate panel inserts, 20"H; 1 panel insert, tackable, 16"H; 1 panel insert, paper mgmt. 16"H; 6 panel inserts, painted metal, 16"H; 2 countertops w/light support assembly, 16"D; 3 paper trays, 10"W.
F0280 | Chair, Swivel, Low Back | 1 | VV | Low back contemporary swivel chair, 37" high X 25" wide X 31" deep with a five (5) caster swivel base, arms and foam padded seat and back upholstered with either woven textile fabric or vinyl.
F2000 | Basket, Wastepaper, Fire Resistant | 1 | VV | Wastepaper basket, fire resistant, approximately 40 quart capacity. This unit is used to collect and temporarily store small quantities of paper refuse in patient rooms, administrative areas and nursing stations. Size and shape varies depending on the application and manufacturer selected.
F3200 | Clock, Battery, 12" Diameter | 1 | VV | Clock, 12" diameter. Round surface, easy to read numbers with sweep second hand. Wall mounted unit for use when impractical to install a fully synchronized clock system. Battery operated, (batteries not included).
M1801 | Computer, Microprocessing, w/Flat Panel Monitor | 1 | VV | Desk top microprocessing computer. The unit shall consist of a central processing mini tower, flat panel monitor, keyboard, mouse and speakers. The system shall have the following minimum characteristics: a 2.8 GHz Pentium processor; 512 MB memory; 80GB hard drive; 32/48x CD-ROMDVD combo; 1.44MB network interface card; video 32 MB NVIDIA; a 18 inch flat panel monitor. The computer is used throughout the facility to input, manipulate and retrieve information.
M1840 | Printer/Copier/Fax Combination | 1 | VV | Multifunctional printer, fax, scanner and copier (PFC) all-in-one machine.
3 - SV583 - IC PCU Medication Room, Phrm Svc | 3 - SV583 - IC PCU Medication Room, Phrm Svc | 3 - SV583 - IC PCU Medication Room, Phrm Svc | 3 - SV583 - IC PCU Medication Room, Phrm Svc | 3 - SV583 - IC PCU Medication Room, Phrm Svc
JSN | NAME | QTY | ACQ/INS | DESCRIPTION
A1010 | Telecommunication Outlet | 2 | VV | Telecommunication outlet location.
A1014 | Telephone, Wall Mounted, 1 Line, With Speaker | 1 | VV | Telephone, wall mounted, 1 line, with speaker.
A5075 | Dispenser, Soap, Disposable | 1 | VV | Disposable soap dispenser. One-handed dispensing operation. Designed to accommodate disposable soap cartridge and valve.
A5077 | Dispenser, Hand Sanitizer, Hands-Free | 1 | VV | A touch free wall-mounted hand sanitizer dispenser. For use throughout a healthcare facility. Unit does not include the sanitizing liquid. Units are battery operated.
A5082 | Dispenser, Paper Towel, Sensor, Hands Free | 1 | CC | A surface mounted, sensor activated, automatic, roll paper towel dispenser. The unit dispenses a paper towel automatically only when hands are place in position below the dispenser for maximum sanitation and hygiene. May include adjustable settings for sheet length, time delay, and sensor range. Unit is battery operated or with optional AC power adapter.
A5107 | Dispenser, Glove, Surgical/Examination, Wall Mntd | 1 | VV | Examination three (Small Medium, Large) glove dispenser box for wall mounting. Fabricated of either cold rolled steel with a white baked enamel finish, plastic or acrylic. Hardware not included, Option 3 powder coated steel.
A5108 | Waste Disposal Unit, Sharps | 1 | VV | A container for collecting and transporting syringes and other sharps for decontamination and disposal. Available in 2 gallon and 8 gallon with locking rotor. Complies with OSHA regulations for handling sharps.
A5145 | Hook, Garment, Double, SS, Surface Mounted | 1 | CC | A surface mounted, satin finish stainless steel, double garment hook. Equipped with a concealed mounting bracket that is secured to a concealed wall plate. For general purpose use throughout the facility to hang various items of apparel.
C03G0 | Cabinet, U/C/B, 2 Shelf, 2 Door, 36x30x22 | 1 | CC | Standing height under counter base cabinet with two adjustable shelves and two solid hinged doors. Also referred to as a cupboard cabinet. For general purpose use throughout the facility.
C04Q0 | Cabinet, ADA Sink, Wall-Mounted | 1 | CC | Wall mounted sink support cabinet for drop-in sink with vertical fascia and angled ADA profile, also referred to as ADA sink cabinet. Removable front panel to permit access to plumbing. Medium density M-3 particle board core construction faced with high pressure vertical grade decorative plastic laminate on exposed surfaces and melamine on semi-exposed and concealed surfaces; plastic laminate edge banding. Includes all attaching hardware including support rail.
CD030 | Cabinet, W/H, 2 Shelf, 2 DO, Sloping Top, 38x30x13 | 2 | CC | Wall hung steel cabinet with two adjustable shelves, solid hinged doors, and sloping top. Also referred to as a solid hinged double door wall case. For general purpose use throughout the facility.
CS070 | Sink, SS, Single Compartment, 7.5x16x16 ID | 1 | CC | Single compartment stainless steel sink, drop-in, self-rimming, ledge-type, connected with a drain and provided with a mixing faucet. It shall also be provided with pre-punched fixture holes on 4" center, integral back ledge to accommodate deck-mounted fixtures, brushed/polished interior and top surfaces, and sound deadened. Recommended for use in suspended or U/C/B sink cabinets having a high plastic laminate or Chemsurf laminate countertop/work surface. Coordinate actual outside sink dimensions with the actual clear dimension of cabinet specified to ensure that they are compatible. For general purpose use throughout the facility.
CT020 | Countertop, Solid Surface | 1 | CC | A solid, nonporous countertop with a smooth seamless appearance. Easy to clean and maintain and with proper cleaning does not support the growth of mold. An acrylic-based solid surface product. Standard thickness of 1", and a 4" butt backsplash/curb. Also referred to as a work surface or work top. Available in a choice of colors and depths. Used in lab and other hospital areas requiring optimum physical and chemical resisting properties.
E0945 | Cart, Computer, Mobile | 1 | VV | A mobile computer cart for use throughout the facility. The cart dimensions will be approximately 45" H x 30" W x 22" D with casters. May include drawers and miscellaneous other accessories that will be determined at time of purchase. This Typical may include: 1 Cart Body, w/Computer Support, Style-A Narrow, w/Raised Edge Top 1 Flip-Up Shelf 1 Sharps Container Holder 1 Wastebasket 1 Chart Holder 2 Drawers, 3"H 2 Drawers, 6"H 3 Accessory Rail, Side Drawer Organizer Bins
F2010 | Basket, Wastepaper, Step-On | 1 | VV | "Step-on" wastepaper basket with inner liner and foot petal activated flip top.
F3050 | Whiteboard, Dry Erase | 1 | VV | Whiteboard unit, approximately 36" H x 48" W consisting of a white porcelain enamel writing surface with an attached chalk tray. Magnetic surface available. Image can be easily removed with a standard chalkboard eraser. For use with water color pens. Unit is ready to hang.
F3200 | Clock, Battery, 12" Diameter | 1 | VV | Clock, 12" diameter. Round surface, easy to read numbers with sweep second hand. Wall mounted unit for use when impractical to install a fully synchronized clock system. Battery operated, (batteries not included).
M1801 | Computer, Microprocessing, w/Flat Panel Monitor | 1 | VV | Desk top microprocessing computer. The unit shall consist of a central processing mini tower, flat panel monitor, keyboard, mouse and speakers. The system shall have the following minimum characteristics: a 2.8 GHz Pentium processor; 512 MB memory; 80GB hard drive; 32/48x CD-ROMDVD combo; 1.44MB network interface card; video 32 MB NVIDIA; a 18 inch flat panel monitor. The computer is used throughout the facility to input, manipulate and retrieve information.
M3150 | Distribution System, Medication, Automatic | 1 | VV | An automated dispensing system that provides controlled dispensing, inventory and security. Size and cost will vary dependent on number of modules selected.
P1965 | Eyewash, Eye/Face, Sink Mounted, Hands-free | 1 | CC | A sink mounted eyewash station. The unit is designed for emergency eye and face rinsing from soft flow dual spray-heads. The Flow must be activated by the single momentary action and remain on until terminated.
R6200 | Refrigerator, U/C or F/S, 5 Cu Ft | 1 | VV | Utility refrigerator approximately 35" H x 24" W x 26" D. The unit has a two tray ice cube cooling system. The refrigerator fits standard architectural dimensions for undercounter installation. The unit is perfect for use in nurses' station, wards, and laboratories, pharmacies or wherever space is limited.
4 - IIC51 - Nourishment Station, IC PCU | 4 - IIC51 - Nourishment Station, IC PCU | 4 - IIC51 - Nourishment Station, IC PCU | 4 - IIC51 - Nourishment Station, IC PCU | 4 - IIC51 - Nourishment Station, IC PCU
JSN | NAME | QTY | ACQ/INS | DESCRIPTION
A1010 | Telecommunication Outlet | 1 | VV | Telecommunication outlet location.
A1012 | Telephone, Wall Mounted, 1 Line | 1 | VV | Telephone, wall mounted, 1 line.
A5075 | Dispenser, Soap, Disposable | 1 | VV | Disposable soap dispenser. One-handed dispensing operation. Designed to accommodate disposable soap cartridge and valve.
A5080 | Dispenser, Paper Towel, SS, Surface Mounted | 1 | CC | A surface mounted, satin finish stainless steel, single-fold, paper towel dispenser. Dispenser features: tumbler lock; front hinged at bottom; and refill indicator slot. Minimum capacity 400 single-fold paper towels. For general purpose use throughout the facility.
C02C0 | Cabinet, U/C/B, 1 Shelf, 1 Drawer, 1 DO, 36x24x22 | 1 | CC | Standing height under counter base cabinet with an adjustable shelf and a full width drawer above a solid right or left-hinged door (appropriate door hinge configuration to be indicated on equipment elevation drawings). Also referred to as a combination cabinet or a drawer and cupboard cabinet. For general purpose use throughout the facility.
C02D0 | Cabinet, U/C/B, 4 Drawer, 36x24x22 | 2 | CC | Standing height under counter base cabinet with four full width drawers of equal height. Also referred to as a drawer cabinet. For general purpose use throughout the facility.
CB020 | Cabinet, W/H, 2 Shelf, 1 DO, Sloping Top, 38x24x13 | 2 | CC | Wall hung cabinet with two adjustable shelves, solid right or left-hinged door (appropriate door hinge configuration to be indicated on equipment elevation drawings), and sloping top. Also referred to as a solid hinged single door case. For general purpose use throughout the facility.
CT030 | Countertop, High Pressure Laminate | 6 | CC | High pressure laminate countertop (composition of wood particle core with plastic laminate surface) having a hard smooth surface finish, standard thickness of 1", and a 4" butt backsplash/curb. Also referred to as a work surface or work top. Available in a wide choice of colors, patterns, and depths. Used in general purpose areas requiring a basic work surface arrangement with limited heat resistance and poor chemical resistance. Pricing based upon a 24" depth.
F3025 | Board, Bulletin, Wood Framed | 1 | VV | Bulletin board approximately 36"W x 24"H. Wood framed 1/2" cork posting panel with moisture proof backing. Units are factory assembled and have keyhole hangers for easy installation.
K1552 | Brewer, Coffee, Auto, Elect, 3 Burner, Front/Back | 1 | VV | Space saving front to back automatic coffee maker. This unit includes a heating tank, connection for a cold water supply, decanter service with three burners, funnel and a water flow controller. The unit is used for semi-automatic coffee brewing in cafeterias and commercial institutions. The unit automatically shuts off the water flow when enough has passed through to fill the pot. The unit is normally provided plumbed with a hot water faucet to the side for making other hot drinks (tea, cider, cocoa, etc.). The database height dimension does not include the clearance for coffee decanters warming on the upper burners.
5 - SC231 - Nurse Workroom, Clncl Sprt | 5 - SC231 - Nurse Workroom, Clncl Sprt | 5 - SC231 - Nurse Workroom, Clncl Sprt | 5 - SC231 - Nurse Workroom, Clncl Sprt | 5 - SC231 - Nurse Workroom, Clncl Sprt
JSN | NAME | QTY | ACQ/INS | DESCRIPTION
A1010 | Telecommunication Outlet | 3 | VV | Telecommunication outlet location.
A1015 | Telephone, Desk, Multiple Line | 3 | VV | Telephone, desk, multiple line.
E0042 | Workcenter, Computer, Free Standing, 48" W | 3 | VV | THIS TYPICAL INCLUDES: 1 Tool Rail 2 Paper Tray 1 Diagonal Tray 1 Freestanding Work Surface 1 Mobile Pedestal, Box/File 1 Adjustable Keyboard Tray
F0275 | Chair, Swivel, High Back | 3 | VV | Highback contemporary swivel chair, 41" high X 23" wide X 23" deep with five (5) caster swivel base and arms. Chair may be used at desks or in conference rooms. Back and seat are foam padded and upholstered with either woven textile fabric or vinyl.
F2000 | Basket, Wastepaper, Fire Resistant | 3 | VV | Wastepaper basket, fire resistant, approximately 40 quart capacity. This unit is used to collect and temporarily store small quantities of paper refuse in patient rooms, administrative areas and nursing stations. Size and shape varies depending on the application and manufacturer selected.
F3200 | Clock, Battery, 12" Diameter | 1 | VV | Clock, 12" diameter. Round surface, easy to read numbers with sweep second hand. Wall mounted unit for use when impractical to install a fully synchronized clock system. Battery operated, (batteries not included).
M1801 | Computer, Microprocessing, w/Flat Panel Monitor | 3 | VV | Desk top microprocessing computer. The unit shall consist of a central processing mini tower, flat panel monitor, keyboard, mouse and speakers. The system shall have the following minimum characteristics: a 2.8 GHz Pentium processor; 512 MB memory; 80GB hard drive; 32/48x CD-ROMDVD combo; 1.44MB network interface card; video 32 MB NVIDIA; a 18 inch flat panel monitor. The computer is used throughout the facility to input, manipulate and retrieve information.
6 - SB737 - IC PCU Clean Utility Room, Lgstcs Svc | 6 - SB737 - IC PCU Clean Utility Room, Lgstcs Svc | 6 - SB737 - IC PCU Clean Utility Room, Lgstcs Svc | 6 - SB737 - IC PCU Clean Utility Room, Lgstcs Svc | 6 - SB737 - IC PCU Clean Utility Room, Lgstcs Svc
JSN | NAME | QTY | ACQ/INS | DESCRIPTION
E0906 | Locker, Supply, General, Wall Mtd, 23"W x 20"D | 1 | VV | THIS TYPICAL INCLUDES: 1 Wall Mounted Rail 1 Locked Storage Container 2 Tray/Shelves 1 Drawer, 3"H 3 Drawers, 6"H 2 Drawers, 9"H 1 Tray/Shelf Divider Drawer Organizer Bins Consider the need for an E0921 to transport the locker from place to place.
E0912 | Locker, Supply, Med Surg, Wall Mtd | 1 | VV | Medical/Surgical Supply locker, Wall Mounted, approximately 23"W x 20"D. THIS TYPICAL INCLUDES: 1 Wall Mounted Rail 1 Locked Storage Container 4 Tray/Shelves 5 Drawers, 3"H 2 Drawers, 6"H 2 Tray/Shelf Dividers Drawer Organizer Bins Consider the need for an E0921 to transport the locker from place to place.
E1500 | Rail, MOD, W/MNTD, HX144XD | 1 | VV | Wall mounted rail used for hanging (mounting) lockers, shelves and drawers on a wall.
F2000 | Basket, Wastepaper, Fire Resistant | 1 | VV | Wastepaper basket, fire resistant, approximately 40 quart capacity. This unit is used to collect and temporarily store small quantities of paper refuse in patient rooms, administrative areas and nursing stations. Size and shape varies depending on the application and manufacturer selected.
7 - SB743 - IC PCU Soiled Utility Room, Lgstcs Svc | 7 - SB743 - IC PCU Soiled Utility Room, Lgstcs Svc | 7 - SB743 - IC PCU Soiled Utility Room, Lgstcs Svc | 7 - SB743 - IC PCU Soiled Utility Room, Lgstcs Svc | 7 - SB743 - IC PCU Soiled Utility Room, Lgstcs Svc
JSN | NAME | QTY | ACQ/INS | DESCRIPTION
A1012 | Telephone, Wall Mounted, 1 Line | 1 | VV | Telephone, wall mounted, 1 line.
A5075 | Dispenser, Soap, Disposable | 1 | VV | Disposable soap dispenser. One-handed dispensing operation. Designed to accommodate disposable soap cartridge and valve.
A5077 | Dispenser, Hand Sanitizer, Hands-Free | 1 | VV | A touch free wall-mounted hand sanitizer dispenser. For use throughout a healthcare facility. Unit does not include the sanitizing liquid. Units are battery operated.
A5080 | Dispenser, Paper Towel, SS, Surface Mounted | 1 | CC | A surface mounted, satin finish stainless steel, single-fold, paper towel dispenser. Dispenser features: tumbler lock; front hinged at bottom; and refill indicator slot. Minimum capacity 400 single-fold paper towels. For general purpose use throughout the facility.
A5106 | Waste Disposal Unit, Sharps w/Glove Dispenser | 1 | VV | The unit is designed for the disposal of sharps and complies with OSHA guidelines for the handling of sharps. It shall house a 5 quart container and be capable of being mounted on a wall. It shall have a glove dispenser attached. The unit shall be secured by a locked enclosure.
C04F0 | Cabinet, U/C/B, 1 Shelf, 2 Half DR, 2 DO, 36x36x22 | 1 | CC | Standing height under counter base cabinet with an adjustable shelf and two half width drawers above solid hinged doors. Also referred to as a combination cabinet or a drawer and cupboard cabinet. For general purpose use throughout the facility.
C05P0 | Cabinet, Sink, U/C/B, 2 Door, 36x48x22 | 1 | CC | Standing height under counter base sink cabinet with solid hinged doors. Also referred to as a double-door sink cabinet. For general purpose use throughout the facility where a sink is to be used. Coordinate actual clear cabinet dimension with the actual outside dimension of sink that is specified to ensure that they are compatible.
CS200 | Sink, SS, Single Compartment, 12x28x16 ID | 1 | CC | Single compartment stainless steel sink, drop-in, self-rimming, ledge-type, connected with a drain and provided with a mixing faucet. It shall also be provided with pre-punched fixture holes on 4" center, integral back ledge to accommodate deck-mounted fixtures, brushed/polished interior and top surfaces, and sound deadened. Recommended for use in suspended or U/C/B sink cabinets having a high plastic laminate or Chemsurf laminate countertop/work surface. Coordinate actual outside sink dimensions with the actual clear dimension of cabinet specified to ensure that they are compatible. For general purpose use throughout the facility.
CT050 | Countertop, Stainless Steel | 1 | CC | Stainless steel countertop (composition of heavy-gauge Type No. 304 stainless steel) having a smooth satin finish and integral 4" backsplash/curb. Also referred to as a corrosion-resistant steel work surface or work top. Available in various depths. Used in areas where excellent ease of cleaning, abrasion resistance, bacteria resistance, impact resistance, load capacity and moisture resistance, are of concern. Pricing based upon a 24" depth.
F2020 | Can, Trash, 44 Gallon | 1 | VV | Forty four (44) gallon trash can, 32" high X 24" diameter, with lid. Used to collect and transport refuse from a point of origin to point of disposal (example: from soiled utility or a nursing unit to the trash compactor at housekeeping).
P2000 | Eyewash, Wall Mounted, Hands-Free | 1 | CC | Wall mounted emergency eye wash station. The flow of water from the unit is activated by hand. Upon initiation of water flow the unit will operate hands free to provide streams of water to clear foreign particles or dilute caustic liquids from the eyes in emergency situations. Used in laboratories and areas of the hospital where employees are subject to foreign bodies or liquid material to the eyes.
P2450 | Valve, Mixing, Thermostatic | 1 | CC | Thermostatic mixing valve with washout hose. Used with portable whirlpool equipment. Thermostatic valve is used to maintain temperature between 70 and 110 degree Fahrenheit, with a flow rate of 20 gallons a minute. The washout hose assembly is used to wash out tanks after treatment. Used in physical therapy department to provide comfortable water temperature for patient treatments.
P3100 | Lavatory, Vitreous China, Slab Type | 1 | CC | Wall mounted, slab type, vitreous china, lavatory (approximate bowl size 7"x15"x10") with: faucet holes on 4" centers; gooseneck spout; wrist blade handles; and grid strainer. It shall be suitable for use in clinics, offices, washrooms or patient care area.
8 - SC471 - IC PCU Clean Linen Room, EMS | 8 - SC471 - IC PCU Clean Linen Room, EMS | 8 - SC471 - IC PCU Clean Linen Room, EMS | 8 - SC471 - IC PCU Clean Linen Room, EMS | 8 - SC471 - IC PCU Clean Linen Room, EMS
JSN | NAME | QTY | ACQ/INS | DESCRIPTION
M2055 | Shelving, Storage, Wire, CRS, w/Adjustable Shelves | 1 | VV | Stationary, wire, shelving unit. Unit has fully adjustable shelves constructed of stainless steel. For use in general purpose storage areas. Shelving is provided in various sizes and configurations. Price provided is for a unit approximately 74"H x 18"D x 48"W with four shelves.
9 - IIC61 - Equipment Storage Room, IC PCU | 9 - IIC61 - Equipment Storage Room, IC PCU | 9 - IIC61 - Equipment Storage Room, IC PCU | 9 - IIC61 - Equipment Storage Room, IC PCU | 9 - IIC61 - Equipment Storage Room, IC PCU
JSN | NAME | QTY | ACQ/INS | DESCRIPTION
M2055 | Shelving, Storage, Wire, CRS, w/Adjustable Shelves | 1 | VV | Stationary, wire, shelving unit. Unit has fully adjustable shelves constructed of stainless steel. For use in general purpose storage areas. Shelving is provided in various sizes and configurations. Price provided is for a unit approximately 74"H x 18"D x 48"W with four shelves.
10 - IIC62 - Medical Gas Storage Room, IC PCU | 10 - IIC62 - Medical Gas Storage Room, IC PCU | 10 - IIC62 - Medical Gas Storage Room, IC PCU | 10 - IIC62 - Medical Gas Storage Room, IC PCU | 10 - IIC62 - Medical Gas Storage Room, IC PCU
JSN | NAME | QTY | ACQ/INS | DESCRIPTION
A1010 | Telecommunication Outlet | 1 | VV | Telecommunication outlet location.
A1014 | Telephone, Wall Mounted, 1 Line, With Speaker | 1 | VV | Telephone, wall mounted, 1 line, with speaker.
M2055 | Shelving, Storage, Wire, CRS, w/Adjustable Shelves | 4 | VV | Stationary, wire, shelving unit. Unit has fully adjustable shelves constructed of stainless steel. For use in general purpose storage areas. Shelving is provided in various sizes and configurations. Price provided is for a unit approximately 74"H x 18"D x 48"W with four shelves.
11 - SC052 - IC PCU Crash Cart Alcove, Clncl Sprt | 11 - SC052 - IC PCU Crash Cart Alcove, Clncl Sprt | 11 - SC052 - IC PCU Crash Cart Alcove, Clncl Sprt | 11 - SC052 - IC PCU Crash Cart Alcove, Clncl Sprt | 11 - SC052 - IC PCU Crash Cart Alcove, Clncl Sprt
JSN | NAME | QTY | ACQ/INS | DESCRIPTION
E0954 | Cart, Emergency, Mobile, 66"H x 32"W x 22"D | 1 | VV | THIS TYPICAL INCLUDES: 1 Cart body, style-A narrow, w/raised edge top 1 Accessory rail, side 1 Accessory rail, back 1 Defibrillator tray 1 IV pole 1 Breakaway bar 1 Flip-up shelf 1 Wastebasket 1 Oxygen tank holder 1 Electrical box-4 outlet 1 Cord wrap 4 Drawer, 3"H 3 Drawer, 6"H Drawer organizer bins.
M1100 | Resuscitator, Bag-Mask, Hand Operated | 1 | VV | Hand operated bag-mask resuscitator. Consists of face mask, non-rebreathing valve, compression bag and tidal bag. Used for resuscitation in life saving situations.
M7660 | Defibrillator/Monitor/Recorder, Portable | 1 | VV | Portable defibrillator-monitor-recorder. Integral unit system operable from self-contained rechargeable batteries. ECG may be viewed through paddles or patient cable. Options include external pacing and 12-Lead.
M8769 | Aspirator, Resuscitation, Portable w/ Battery | 1 | VV | High-vacuum and high-flow AC/DC powered suction unit for use on emergency resuscitation carts and for general suction use. Light weight, compact design, fully enclosed water resistant unit with an average run time of 60 minutes. Includes variable suction range up to 580 mmHg and 1200 CC collection canister.
12 - IIC63 - Mobile X-Ray Machine Alcove, IC PCU | 12 - IIC63 - Mobile X-Ray Machine Alcove, IC PCU | 12 - IIC63 - Mobile X-Ray Machine Alcove, IC PCU | 12 - IIC63 - Mobile X-Ray Machine Alcove, IC PCU | 12 - IIC63 - Mobile X-Ray Machine Alcove, IC PCU
JSN | NAME | QTY | ACQ/INS | DESCRIPTION
X4790 | Radiographic Unit, Mobile, Digital | 1 | VV | Mobile digital radiographic unit with flat panel detector. Unit consists of a rechargeable battery powered cart, an integrated monitor for digitally processing and displaying the image and appropriate software. The unit enables instantaneous image display to allow immediate image processing and archiving. Eliminates need for manual film processing, cassette handling and supporting dark room activities.
13 - SB252 - IC PCU Wheelchair / Stretcher Alcove, Bldg Sprt | 13 - SB252 - IC PCU Wheelchair / Stretcher Alcove, Bldg Sprt | 13 - SB252 - IC PCU Wheelchair / Stretcher Alcove, Bldg Sprt | 13 - SB252 - IC PCU Wheelchair / Stretcher Alcove, Bldg Sprt | 13 - SB252 - IC PCU Wheelchair / Stretcher Alcove, Bldg Sprt
JSN | NAME | QTY | ACQ/INS | DESCRIPTION
M4655 | Stretcher, Mobile, CRS, 9 Position | 1 | VV | Mobile stretcher. All corrosion resistant stainless steel construction. It consists of a tubular frame with side rails, a 9-position hydraulic base with pneumatic fowler adjustment, and a 2" pad. Unit is mounted on 8" conductive casters. Designed for patient transport as well as for minor surgical procedures.
M4705 | Wheelchair, Patient Transport, Folding | 1 | VV | Folding patient transport wheelchair. Constructed of chrome plated steel with detachable armrest and footrests. Unit has heavy duty front casters with sealed radial high-precision ball bearing assembly. Unit is used for patient transport.
M4710 | Wheelchair, Patient, Bariatric, Transport, Folding | 1 | VV | Folding bariatric patient transport wheelchair with a capacity of at least 500 lbs. Constructed with a heavy duty steel frame and double cross brace, with detachable armrest and swing away footrests. Unit has heavy duty front casters and rear wheels with precision wheel bearings in front and rear assembly. Unit is used for patient movement.
14 - SB244 - IC PCU Housekeeping Aides Closet (HAC), Bldg Sprt | 14 - SB244 - IC PCU Housekeeping Aides Closet (HAC), Bldg Sprt | 14 - SB244 - IC PCU Housekeeping Aides Closet (HAC), Bldg Sprt | 14 - SB244 - IC PCU Housekeeping Aides Closet (HAC), Bldg Sprt | 14 - SB244 - IC PCU Housekeeping Aides Closet (HAC), Bldg Sprt
JSN | NAME | QTY | ACQ/INS | DESCRIPTION
A5075 | Dispenser, Soap, Disposable | 1 | VV | Disposable soap dispenser. One-handed dispensing operation. Designed to accommodate disposable soap cartridge and valve.
A5080 | Dispenser, Paper Towel, SS, Surface Mounted | 1 | CC | A surface mounted, satin finish stainless steel, single-fold, paper towel dispenser. Dispenser features: tumbler lock; front hinged at bottom; and refill indicator slot. Minimum capacity 400 single-fold paper towels. For general purpose use throughout the facility.
A5107 | Dispenser, Glove, Surgical/Examination, Wall Mntd | 1 | VV | Examination three (Small Medium, Large) glove dispenser box for wall mounting. Fabricated of either cold rolled steel with a white baked enamel finish, plastic or acrylic. Hardware not included, Option 3 powder coated steel.
A5135 | Shelf, Utility W/ Mop/Broom Holders, SS, Surf Mntd | 1 | CC | A surface mounted, satin finish stainless steel, utility shelf with a maximum of 6 mop/broom holders and 5 rag hooks. Utility shelf features: 8" deep shelf; mounting brackets welded to shelf; spring activated rubber cam holders; and drying rod. Unit is available in various widths 30" (minimum, 3 holders and 2 hooks) to 48" (maximum, 6 holders and 5 hooks). For use in janitor closets. Pricing based on a 36" width.
F0500 | Cart, Janitor's | 1 | VV | Janitors cart, 38" high X 66" wide X 20" deep with 25 gallon heavy duty collection bag. Accommodations for locking vault and janitorial support items (broom, dust pan, chemicals, mop and mop bucket; not included).
F0505 | Bucket, Mop, With Wringer, 26 Quart | 1 | VV | Mobile mop bucket / wringer combination, approximately 35" H x 17" W x 22" D with four 2" casters. Total capacity is 26 quarts. Unit used for general hard surface floor maintenance.
P2000 | Eyewash, Wall Mounted, Hands-Free | 1 | CC | Wall mounted emergency eye wash station. The flow of water from the unit is activated by hand. Upon initiation of water flow the unit will operate hands free to provide streams of water to clear foreign particles or dilute caustic liquids from the eyes in emergency situations. Used in laboratories and areas of the hospital where employees are subject to foreign bodies or liquid material to the eyes.
P2451 | Valve, Mixing, Thermostatic, Eyewash | 1 | CC | Emergency tempering valve thermostatically mixes hot and cold water to provide a safe fluid supply for a single emergency eye/face wash with a flow rate of 10 gpm (38.8L)
P4700 | Sink, Mop, Molded Stone | 1 | CC | Mop service sink approximately 10"H x 36"W x 24"D. Also called a mop service basin and a mop receptor. Unit is made of molded stone and is a one piece item. It shall include a service faucet hose, hose bracket and mop hanger. Used in utility rooms for cleaning mops and floor cleaning equipment.
5 - INTENSIVE CARE PATIENT UNIT STAFF AND ADMINISTRATIVE AREA | 5 - INTENSIVE CARE PATIENT UNIT STAFF AND ADMINISTRATIVE AREA | 5 - INTENSIVE CARE PATIENT UNIT STAFF AND ADMINISTRATIVE AREA | 5 - INTENSIVE CARE PATIENT UNIT STAFF AND ADMINISTRATIVE AREA | 5 - INTENSIVE CARE PATIENT UNIT STAFF AND ADMINISTRATIVE AREA
1 - SS287 - IC PCU On-Call Bedroom, Stff Sprt | 1 - SS287 - IC PCU On-Call Bedroom, Stff Sprt | 1 - SS287 - IC PCU On-Call Bedroom, Stff Sprt | 1 - SS287 - IC PCU On-Call Bedroom, Stff Sprt | 1 - SS287 - IC PCU On-Call Bedroom, Stff Sprt
JSN | NAME | QTY | ACQ/INS | DESCRIPTION
A1010 | Telecommunication Outlet | 1 | VV | Telecommunication outlet location.
A1015 | Telephone, Desk, Multiple Line | 1 | VV | Telephone, desk, multiple line.
A5145 | Hook, Garment, Double, SS, Surface Mounted | 1 | CC | A surface mounted, satin finish stainless steel, double garment hook. Equipped with a concealed mounting bracket that is secured to a concealed wall plate. For general purpose use throughout the facility to hang various items of apparel.
A5215 | Bracket, Television, Ceiling Mounted | 1 | CC | Ceiling mounted television bracket for flat panel LCD and Plasma screens. The bracket shall be a universal style mount with a load capacity of 200 pounds with adjustments of 0-15 degree tilt and 360 degree swivel. Shall be capable of accommodating various size units.
A6046 | Artwork, Decorative, With Frame | 1 | VV | This JSN is to be used for determining and defining location of decorative artwork.
C0025 | Cabinet, Wardrobe, 1 Door, 84x24x22 | 1 | CC | Wardrobe cabinet with a fixed shelf, clothing rod, and a solid or louvered right or left-hinged door (appropriate door hinge configuration to be indicated on the equipment elevation drawings), an optional locking door is available. Also referred to as a wardrobe case, unit or storage unit. Used for storage of clothing and personal items.
E0042 | Workcenter, Computer, Free Standing, 48" W | 1 | VV | THIS TYPICAL INCLUDES: 1 Tool Rail 2 Paper Tray 1 Diagonal Tray 1 Freestanding Work Surface 1 Mobile Pedestal, Box/File 1 Adjustable Keyboard Tray
F0280 | Chair, Swivel, Low Back | 1 | VV | Low back contemporary swivel chair, 37" high X 25" wide X 31" deep with a five (5) caster swivel base, arms and foam padded seat and back upholstered with either woven textile fabric or vinyl.
F0400 | Cabinet, Bedside, Door, Drawer | 1 | VV | Bedside cabinet for storage of both the patient's personal items and small patient support items. Approximately 31" high X 21" wide X 19" deep with one (1) drawer and one (1) closed storage closet. Drawer is removable so interior can be sanitized. May come in a 3 drawer version.
F2000 | Basket, Wastepaper, Fire Resistant | 1 | VV | Wastepaper basket, fire resistant, approximately 40 quart capacity. This unit is used to collect and temporarily store small quantities of paper refuse in patient rooms, administrative areas and nursing stations. Size and shape varies depending on the application and manufacturer selected.
F2405 | Bed, Non-medical, Single | 1 | VV | Single bed, approximately 18" high X 83" wide X 40" deep. Bed is used for non-inpatient stay activities (testing, visitor/staff sleeping).
F2420 | Lamp, Table, With Shade | 1 | VV | Table lamp, 27-34" high X 6" wide X 6" deep with linen shade. Convenience outlet required at point of use.
F3200 | Clock, Battery, 12" Diameter | 1 | VV | Clock, 12" diameter. Round surface, easy to read numbers with sweep second hand. Wall mounted unit for use when impractical to install a fully synchronized clock system. Battery operated, (batteries not included).
M0515 | Television, HD, 40" Class | 1 | VV | High definition (HDTV) multimedia flat panel LED 40" class display television. The TV will have a 16:9 wide screen aspect ratio, minimum of 1920 x 1080 display resolution, digital tuner, minimum refresh rate of 60Hz, minimum of two HDMI ports and 1 USB port ENERGY STAR certified.
M1801 | Computer, Microprocessing, w/Flat Panel Monitor | 1 | VV | Desk top microprocessing computer. The unit shall consist of a central processing mini tower, flat panel monitor, keyboard, mouse and speakers. The system shall have the following minimum characteristics: a 2.8 GHz Pentium processor; 512 MB memory; 80GB hard drive; 32/48x CD-ROMDVD combo; 1.44MB network interface card; video 32 MB NVIDIA; a 18 inch flat panel monitor. The computer is used throughout the facility to input, manipulate and retrieve information.
M7025 | Mattress, Bed, Hospital | 1 | VV | Hospital bed mattress. These mattresses are usually filled with multi-layered foam, wire coil innersprings, or a combination of both. Mattresses are made of a fire retardant material (to meet California standard) and are enclosed in waterproof anti-microbial covers. For hospital use.
2 - SB196 - IC PCU On-Call Room Toilet / Shower, Bldg Sprt | 2 - SB196 - IC PCU On-Call Room Toilet / Shower, Bldg Sprt | 2 - SB196 - IC PCU On-Call Room Toilet / Shower, Bldg Sprt | 2 - SB196 - IC PCU On-Call Room Toilet / Shower, Bldg Sprt | 2 - SB196 - IC PCU On-Call Room Toilet / Shower, Bldg Sprt
JSN | NAME | QTY | ACQ/INS | DESCRIPTION
A1090 | Mirror, Float Glass, With SS Frame & Shelf | 1 | CC | A high quality 1/4" polished float glass mirror, approximately 36' H X 18' W framed in a one-piece, bright polished, stainless steel channel frame with 90° mitered corners and an integral stainless steel, stain finish, shelf. All edges of the mirror are protected by absorbing filler strips. Mirror has a galvanized steel back with integral horizontal hanging brackets and wall hanger for concealed mounting. For mounting above single wall mounted lavatories located in restroom areas, Doctor examination areas, offices, etc. May also be used above double lavatories, either wall or countertop mounted.
A5030 | Bench, Stall, Shower, Built In | 1 | CC | Shower bench; built-in. Eighteen (18) gauge stainless steel frame with anchors built-in into the wall. Size and shape as required.
A5075 | Dispenser, Soap, Disposable | 1 | VV | Disposable soap dispenser. One-handed dispensing operation. Designed to accommodate disposable soap cartridge and valve.
A5082 | Dispenser, Paper Towel, Sensor, Hands Free | 1 | CC | A surface mounted, sensor activated, automatic, roll paper towel dispenser. The unit dispenses a paper towel automatically only when hands are place in position below the dispenser for maximum sanitation and hygiene. May include adjustable settings for sheet length, time delay, and sensor range. Unit is battery operated or with optional AC power adapter.
A5090 | Disposal, Sanitary Napkin, SS, Surface Mounted | 1 | CC | A surface mounted, satin finish stainless steel, sanitary napkin disposal. Disposal features a flip-up cover, secured to the container by a heavy duty stainless steel piano-hinge. Disposal may be secured to wall or toilet partition. For general purpose use in female toilet stalls or rooms and uni-sex toilet rooms.
A5109 | Grab Bar, 1-1/4" Dia., SS, 2 Wall, W/C Accessible | 1 | CC | A 1-1/4" diameter, satin finish stainless steel, peened gripping surface, 2 wall toilet stall/ room, grab bar with concealed mounting flanges. Snap over flanges are provided to conceal mounting screws. A selection of mounting kits and concealed anchor devices are available from the manufacturers for different types of installations. Grab bar shall comply with barrier-free accessibility guidelines for structural strength. For typical water closet applications in toilet stalls and rooms where ADA (American's With Disabilities Act) requirements must be met.
A5110 | Grab Bar, 1-1/4" Dia., SS, 2 Wall, Shower Use | 1 | CC | A 1-1/4" diameter, satin finish stainless steel, peened gripping surface, 2 wall shower, grab bar with concealed mounting flanges. Snap over flanges are provided to conceal mounting screws. A selection of mounting kits and concealed anchor devices are available from the manufacturers for different types of installations. Grab bar shall comply with barrier-free accessibility guidelines for structural strength. For typical applications in shower stalls where ADA (American's With Disabilities Act) requirements must be met.
A5145 | Hook, Garment, Double, SS, Surface Mounted | 1 | CC | A surface mounted, satin finish stainless steel, double garment hook. Equipped with a concealed mounting bracket that is secured to a concealed wall plate. For general purpose use throughout the facility to hang various items of apparel.
A5170 | Rod, Shower Curtain, 1"Diameter, W/Curtain & Hooks | 1 | CC | A concealed mounted, 1" outside diameter, satin finish stainless steel, shower curtain rod with white vinyl shower curtain (72" H) and SS shower curtain hooks. Rod and curtain available in various widths. For general purpose use at shower stall or bathtub locations. Pricing based upon standard shower stall dimensions of 36" x 36" and a standard curtain height of 72".
A5200 | Dispenser, Toilet Tissue, SS, 2-Roll, Surface Mntd | 1 | CC | A concealed surface mounted, double roll, satin finish stainless steel, toilet tissue dispenser. Unit accommodates two standard-core toilet tissue rolls through 5" in diameter. Spindles are chrome plated plastic with a heavy-duty internal spring and turn freely for non-controlled delivery. For general purpose use in restrooms.
A5205 | Bar, Towel, 1" Diameter, SS, Surface Mounted | 1 | CC | A surface mounted, satin finish stainless steel, 1" diameter, towel bar. Support posts and flanges are one piece, chrome-plated, cast heavy brass with satin finish. Towel bar shall not rotate within support posts. Available in 18", 24" and 30" widths. For general purpose use in shower or bathtub rooms. Pricing based upon a suggested standard width of 18".
F2010 | Basket, Wastepaper, Step-On | 1 | VV | "Step-on" wastepaper basket with inner liner and foot petal activated flip top.
P3000 | Lavatory, Vitreous China, Straight Back | 1 | CC | Wall mounted, vitreous china lavatory (approximate bowl size 7"x15"x10") with: straight-front apron, straight or contoured back; faucet holes on 4" centers; gooseneck spout; wrist blade handles; and grid strainer. It shall be suitable for use in clinics, offices, washrooms or patient care areas.
P5040 | Shower, Single, Hand-Held | 1 | CC | A complete, barrier-free, single hand-held, personal shower system. The shower system includes: pressure balanced mixing valve with high temperature limit stop; personal hand shower; shower hose; wall supply; and slide bar. For general purpose use throughout the facility in shower stalls.
P9050 | Toilet, Wall Hung, Siphon Jet | 1 | CC | Siphon jet water closet/ toilet. This unit is wall hung with an elongated bowl, top spud flushometer, seat with open front and check hinge, and carrier. Used in restrooms throughout the health care facility.
3 - SS204 - IC PCU Nurse Manager Office, Stff Sprt | 3 - SS204 - IC PCU Nurse Manager Office, Stff Sprt | 3 - SS204 - IC PCU Nurse Manager Office, Stff Sprt | 3 - SS204 - IC PCU Nurse Manager Office, Stff Sprt | 3 - SS204 - IC PCU Nurse Manager Office, Stff Sprt
JSN | NAME | QTY | ACQ/INS | DESCRIPTION
A1010 | Telecommunication Outlet | 2 | VV | Telecommunication outlet location.
A1015 | Telephone, Desk, Multiple Line | 1 | VV | Telephone, desk, multiple line.
A5145 | Hook, Garment, Double, SS, Surface Mounted | 1 | CC | A surface mounted, satin finish stainless steel, double garment hook. Equipped with a concealed mounting bracket that is secured to a concealed wall plate. For general purpose use throughout the facility to hang various items of apparel.
E0078 | Workstation, L-Shaped w/Peninsula, Free Std, 78x72 | 1 | VV | This section will provide a whole work station typical to quickly plan work areas in clinical or administrative spaces. There will be a price decrease if typical work stations are used with vertical hanging strips instead of panels. THIS TYPICAL INCLUDES: 4 standard solid panels; 2 panel connectors, 2-way corner; 1 panel-to-panel connector; 2 finished end hardware; 1 cantilevered work surface; 1 peninsula work surface; 2 lockable flipper units; 2 shelf, storage/display; 2 lights; 1 tack board, 48"W; 1 tool rail, 30"W; 1 paper tray; 1 diagonal tray; 1 adjustable keyboard tray; 1 mobile pedestal, box/file.
F0110 | Bookcase, 3 Shelf | 1 | VV | Freestanding open metal shelf book case, approximately 60" high X 36" wide X 18" deep with three (3) adjustable shelves and four (4) non-marking floor glides.
F0205 | Chair, Side With Arms | 2 | VV | Upholstered side chair, 32" high X 21" wide X 23" deep with arms, padded seats and padded backs. Seat height is a minimum of 17". Available with or without sled base.
F0275 | Chair, Swivel, High Back | 1 | VV | Highback contemporary swivel chair, 41" high X 23" wide X 23" deep with five (5) caster swivel base and arms. Chair may be used at desks or in conference rooms. Back and seat are foam padded and upholstered with either woven textile fabric or vinyl.
F0420 | Cabinet, Filing, Lateral, Half Height | 1 | VV | Half height two (2) or three (3) drawer lateral filing cabinet, 28" high X 42" wide X 18" deep with recessed handles, locking device and drawer label holders. Drawers are adaptable to either letter or legal size materials.
F2000 | Basket, Wastepaper, Fire Resistant | 1 | VV | Wastepaper basket, fire resistant, approximately 40 quart capacity. This unit is used to collect and temporarily store small quantities of paper refuse in patient rooms, administrative areas and nursing stations. Size and shape varies depending on the application and manufacturer selected.
F3200 | Clock, Battery, 12" Diameter | 1 | VV | Clock, 12" diameter. Round surface, easy to read numbers with sweep second hand. Wall mounted unit for use when impractical to install a fully synchronized clock system. Battery operated, (batteries not included).
M1801 | Computer, Microprocessing, w/Flat Panel Monitor | 1 | VV | Desk top microprocessing computer. The unit shall consist of a central processing mini tower, flat panel monitor, keyboard, mouse and speakers. The system shall have the following minimum characteristics: a 2.8 GHz Pentium processor; 512 MB memory; 80GB hard drive; 32/48x CD-ROMDVD combo; 1.44MB network interface card; video 32 MB NVIDIA; a 18 inch flat panel monitor. The computer is used throughout the facility to input, manipulate and retrieve information.
4 - SS204 - IC PCU Nurse Supervisor Office, Stff Sprt | 4 - SS204 - IC PCU Nurse Supervisor Office, Stff Sprt | 4 - SS204 - IC PCU Nurse Supervisor Office, Stff Sprt | 4 - SS204 - IC PCU Nurse Supervisor Office, Stff Sprt | 4 - SS204 - IC PCU Nurse Supervisor Office, Stff Sprt
JSN | NAME | QTY | ACQ/INS | DESCRIPTION
A1010 | Telecommunication Outlet | 2 | VV | Telecommunication outlet location.
A1015 | Telephone, Desk, Multiple Line | 1 | VV | Telephone, desk, multiple line.
A5145 | Hook, Garment, Double, SS, Surface Mounted | 1 | CC | A surface mounted, satin finish stainless steel, double garment hook. Equipped with a concealed mounting bracket that is secured to a concealed wall plate. For general purpose use throughout the facility to hang various items of apparel.
E0078 | Workstation, L-Shaped w/Peninsula, Free Std, 78x72 | 1 | VV | This section will provide a whole work station typical to quickly plan work areas in clinical or administrative spaces. There will be a price decrease if typical work stations are used with vertical hanging strips instead of panels. THIS TYPICAL INCLUDES: 4 standard solid panels; 2 panel connectors, 2-way corner; 1 panel-to-panel connector; 2 finished end hardware; 1 cantilevered work surface; 1 peninsula work surface; 2 lockable flipper units; 2 shelf, storage/display; 2 lights; 1 tack board, 48"W; 1 tool rail, 30"W; 1 paper tray; 1 diagonal tray; 1 adjustable keyboard tray; 1 mobile pedestal, box/file.
F0110 | Bookcase, 3 Shelf | 1 | VV | Freestanding open metal shelf book case, approximately 60" high X 36" wide X 18" deep with three (3) adjustable shelves and four (4) non-marking floor glides.
F0205 | Chair, Side With Arms | 2 | VV | Upholstered side chair, 32" high X 21" wide X 23" deep with arms, padded seats and padded backs. Seat height is a minimum of 17". Available with or without sled base.
F0275 | Chair, Swivel, High Back | 1 | VV | Highback contemporary swivel chair, 41" high X 23" wide X 23" deep with five (5) caster swivel base and arms. Chair may be used at desks or in conference rooms. Back and seat are foam padded and upholstered with either woven textile fabric or vinyl.
F0420 | Cabinet, Filing, Lateral, Half Height | 1 | VV | Half height two (2) or three (3) drawer lateral filing cabinet, 28" high X 42" wide X 18" deep with recessed handles, locking device and drawer label holders. Drawers are adaptable to either letter or legal size materials.
F2000 | Basket, Wastepaper, Fire Resistant | 1 | VV | Wastepaper basket, fire resistant, approximately 40 quart capacity. This unit is used to collect and temporarily store small quantities of paper refuse in patient rooms, administrative areas and nursing stations. Size and shape varies depending on the application and manufacturer selected.
F3200 | Clock, Battery, 12" Diameter | 1 | VV | Clock, 12" diameter. Round surface, easy to read numbers with sweep second hand. Wall mounted unit for use when impractical to install a fully synchronized clock system. Battery operated, (batteries not included).
M1801 | Computer, Microprocessing, w/Flat Panel Monitor | 1 | VV | Desk top microprocessing computer. The unit shall consist of a central processing mini tower, flat panel monitor, keyboard, mouse and speakers. The system shall have the following minimum characteristics: a 2.8 GHz Pentium processor; 512 MB memory; 80GB hard drive; 32/48x CD-ROMDVD combo; 1.44MB network interface card; video 32 MB NVIDIA; a 18 inch flat panel monitor. The computer is used throughout the facility to input, manipulate and retrieve information.
5 - SS218 - IC PCU Social Worker Workstation, Stff Sprt | 5 - SS218 - IC PCU Social Worker Workstation, Stff Sprt | 5 - SS218 - IC PCU Social Worker Workstation, Stff Sprt | 5 - SS218 - IC PCU Social Worker Workstation, Stff Sprt | 5 - SS218 - IC PCU Social Worker Workstation, Stff Sprt
JSN | NAME | QTY | ACQ/INS | DESCRIPTION
A1010 | Telecommunication Outlet | 2 | VV | Telecommunication outlet location.
A1015 | Telephone, Desk, Multiple Line | 1 | VV | Telephone, desk, multiple line.
E0123 | Workstation, Straight, Free Standing, 72" W | 1 | VV | This JSN will provide a whole work station typical to quickly plan work in areas in clinical or administrative spaces. There will be a price decrease if typical work stations are used with vertical hanging strips instead of panels. THIS TYPICAL INCLUDES: 4 Standard Solid Panels 2 Panel Connectors, 2-Way Corner 1 Panel-to-Panel Connector 2 Finished End Hardware 1 Cantilevered, Work Surface 2 Lockable Flipper Units 2 Shelf, Storage/Displays 2 Lights 1 Tack board 1 Tool Rail 1 Paper Tray 1 Diagonal Tray 1 Adjustable Keyboard Tray 1 Mobile Pedestal, Box/File
F0275 | Chair, Swivel, High Back | 1 | VV | Highback contemporary swivel chair, 41" high X 23" wide X 23" deep with five (5) caster swivel base and arms. Chair may be used at desks or in conference rooms. Back and seat are foam padded and upholstered with either woven textile fabric or vinyl.
F0420 | Cabinet, Filing, Lateral, Half Height | 1 | VV | Half height two (2) or three (3) drawer lateral filing cabinet, 28" high X 42" wide X 18" deep with recessed handles, locking device and drawer label holders. Drawers are adaptable to either letter or legal size materials.
F2000 | Basket, Wastepaper, Fire Resistant | 1 | VV | Wastepaper basket, fire resistant, approximately 40 quart capacity. This unit is used to collect and temporarily store small quantities of paper refuse in patient rooms, administrative areas and nursing stations. Size and shape varies depending on the application and manufacturer selected.
M1801 | Computer, Microprocessing, w/Flat Panel Monitor | 1 | VV | Desk top microprocessing computer. The unit shall consist of a central processing mini tower, flat panel monitor, keyboard, mouse and speakers. The system shall have the following minimum characteristics: a 2.8 GHz Pentium processor; 512 MB memory; 80GB hard drive; 32/48x CD-ROMDVD combo; 1.44MB network interface card; video 32 MB NVIDIA; a 18 inch flat panel monitor. The computer is used throughout the facility to input, manipulate and retrieve information.
6 - SS218 - IC PCU Dietician Workstation, Stff Sprt | 6 - SS218 - IC PCU Dietician Workstation, Stff Sprt | 6 - SS218 - IC PCU Dietician Workstation, Stff Sprt | 6 - SS218 - IC PCU Dietician Workstation, Stff Sprt | 6 - SS218 - IC PCU Dietician Workstation, Stff Sprt
JSN | NAME | QTY | ACQ/INS | DESCRIPTION
A1010 | Telecommunication Outlet | 2 | VV | Telecommunication outlet location.
A1015 | Telephone, Desk, Multiple Line | 1 | VV | Telephone, desk, multiple line.
E0123 | Workstation, Straight, Free Standing, 72" W | 1 | VV | This JSN will provide a whole work station typical to quickly plan work in areas in clinical or administrative spaces. There will be a price decrease if typical work stations are used with vertical hanging strips instead of panels. THIS TYPICAL INCLUDES: 4 Standard Solid Panels 2 Panel Connectors, 2-Way Corner 1 Panel-to-Panel Connector 2 Finished End Hardware 1 Cantilevered, Work Surface 2 Lockable Flipper Units 2 Shelf, Storage/Displays 2 Lights 1 Tack board 1 Tool Rail 1 Paper Tray 1 Diagonal Tray 1 Adjustable Keyboard Tray 1 Mobile Pedestal, Box/File
F0275 | Chair, Swivel, High Back | 1 | VV | Highback contemporary swivel chair, 41" high X 23" wide X 23" deep with five (5) caster swivel base and arms. Chair may be used at desks or in conference rooms. Back and seat are foam padded and upholstered with either woven textile fabric or vinyl.
F0420 | Cabinet, Filing, Lateral, Half Height | 1 | VV | Half height two (2) or three (3) drawer lateral filing cabinet, 28" high X 42" wide X 18" deep with recessed handles, locking device and drawer label holders. Drawers are adaptable to either letter or legal size materials.
F2000 | Basket, Wastepaper, Fire Resistant | 1 | VV | Wastepaper basket, fire resistant, approximately 40 quart capacity. This unit is used to collect and temporarily store small quantities of paper refuse in patient rooms, administrative areas and nursing stations. Size and shape varies depending on the application and manufacturer selected.
M1801 | Computer, Microprocessing, w/Flat Panel Monitor | 1 | VV | Desk top microprocessing computer. The unit shall consist of a central processing mini tower, flat panel monitor, keyboard, mouse and speakers. The system shall have the following minimum characteristics: a 2.8 GHz Pentium processor; 512 MB memory; 80GB hard drive; 32/48x CD-ROMDVD combo; 1.44MB network interface card; video 32 MB NVIDIA; a 18 inch flat panel monitor. The computer is used throughout the facility to input, manipulate and retrieve information.
7 - SS218 - IC PCU Ward Clerk Workstation, Stff Sprt | 7 - SS218 - IC PCU Ward Clerk Workstation, Stff Sprt | 7 - SS218 - IC PCU Ward Clerk Workstation, Stff Sprt | 7 - SS218 - IC PCU Ward Clerk Workstation, Stff Sprt | 7 - SS218 - IC PCU Ward Clerk Workstation, Stff Sprt
JSN | NAME | QTY | ACQ/INS | DESCRIPTION
A1010 | Telecommunication Outlet | 2 | VV | Telecommunication outlet location.
A1015 | Telephone, Desk, Multiple Line | 1 | VV | Telephone, desk, multiple line.
E0123 | Workstation, Straight, Free Standing, 72" W | 1 | VV | This JSN will provide a whole work station typical to quickly plan work in areas in clinical or administrative spaces. There will be a price decrease if typical work stations are used with vertical hanging strips instead of panels. THIS TYPICAL INCLUDES: 4 Standard Solid Panels 2 Panel Connectors, 2-Way Corner 1 Panel-to-Panel Connector 2 Finished End Hardware 1 Cantilevered, Work Surface 2 Lockable Flipper Units 2 Shelf, Storage/Displays 2 Lights 1 Tack board 1 Tool Rail 1 Paper Tray 1 Diagonal Tray 1 Adjustable Keyboard Tray 1 Mobile Pedestal, Box/File
F0275 | Chair, Swivel, High Back | 1 | VV | Highback contemporary swivel chair, 41" high X 23" wide X 23" deep with five (5) caster swivel base and arms. Chair may be used at desks or in conference rooms. Back and seat are foam padded and upholstered with either woven textile fabric or vinyl.
F0420 | Cabinet, Filing, Lateral, Half Height | 1 | VV | Half height two (2) or three (3) drawer lateral filing cabinet, 28" high X 42" wide X 18" deep with recessed handles, locking device and drawer label holders. Drawers are adaptable to either letter or legal size materials.
F2000 | Basket, Wastepaper, Fire Resistant | 1 | VV | Wastepaper basket, fire resistant, approximately 40 quart capacity. This unit is used to collect and temporarily store small quantities of paper refuse in patient rooms, administrative areas and nursing stations. Size and shape varies depending on the application and manufacturer selected.
M1801 | Computer, Microprocessing, w/Flat Panel Monitor | 1 | VV | Desk top microprocessing computer. The unit shall consist of a central processing mini tower, flat panel monitor, keyboard, mouse and speakers. The system shall have the following minimum characteristics: a 2.8 GHz Pentium processor; 512 MB memory; 80GB hard drive; 32/48x CD-ROMDVD combo; 1.44MB network interface card; video 32 MB NVIDIA; a 18 inch flat panel monitor. The computer is used throughout the facility to input, manipulate and retrieve information.
8 - SS272 - IC PCU Copy / Supply Room, Stff Sprt | 8 - SS272 - IC PCU Copy / Supply Room, Stff Sprt | 8 - SS272 - IC PCU Copy / Supply Room, Stff Sprt | 8 - SS272 - IC PCU Copy / Supply Room, Stff Sprt | 8 - SS272 - IC PCU Copy / Supply Room, Stff Sprt
JSN | NAME | QTY | ACQ/INS | DESCRIPTION
A1010 | Telecommunication Outlet | 2 | VV | Telecommunication outlet location.
A1012 | Telephone, Wall Mounted, 1 Line | 1 | VV | Telephone, wall mounted, 1 line.
F0465 | Cabinet, Storage, 2 Door, 5 Shelf | 1 | VV | Storage cabinet, 78" high X 48" wide X 24" deep with two (2) doors and five (5) adjustable shelves.
F0775 | Table, Work, 2 Drawer | 1 | VV | Work table approximately 32" high X 72" wide X 30" deep with two drawers and a hard wood top.
F2000 | Basket, Wastepaper, Fire Resistant | 1 | VV | Wastepaper basket, fire resistant, approximately 40 quart capacity. This unit is used to collect and temporarily store small quantities of paper refuse in patient rooms, administrative areas and nursing stations. Size and shape varies depending on the application and manufacturer selected.
F2550 | Shredder, Paper Heavy Duty | 1 | VV | Shredder shall be able to process a minimum of 25 sheets of paper per pass at a minimum rate of 20 feet per minute. The unit shall have a 16 inch throat to accept paper. Paper shall be shredded into 1/4 inch strips.
M1810 | Copier, Floor Standing, Digital | 1 | VV | Floor standing copier. Unit features automatic paper size selection, automatic document feeder and sorter. The system also has zoom capabilities and automatic two-sided copying. For use where medium volume reproduction is required in the range of 30 to 40 copies per minute.
M1835 | Printer, Color Laser, Large | 1 | VV | Color laser printer designed for high volume use and network capable. The printer shall be capable of printing a minimum of 25 pages per minute (ppm) of black print and 20 ppm color print. Resolution shall be no less than 600 X 600 dpi. It shall be capable of printing on multiple media types (plain, inkjet, photo paper and transparencies) and be capable of accepting media sizes of 3 X 5 to 8.5 X 14 inches. The printer is used in multi-user network offices.
9 - SS262 - IC PCU Staff Breakroom, Stff Sprt | 9 - SS262 - IC PCU Staff Breakroom, Stff Sprt | 9 - SS262 - IC PCU Staff Breakroom, Stff Sprt | 9 - SS262 - IC PCU Staff Breakroom, Stff Sprt | 9 - SS262 - IC PCU Staff Breakroom, Stff Sprt
JSN | NAME | QTY | ACQ/INS | DESCRIPTION
A1010 | Telecommunication Outlet | 1 | VV | Telecommunication outlet location.
A1012 | Telephone, Wall Mounted, 1 Line | 1 | VV | Telephone, wall mounted, 1 line.
A1080 | Mirror, Posture, Wall Mounted | 1 | CC | Wall mounted posture mirror. Consists of a 1/4" plate glass in a sturdy corrosion resistant frame with water proof back. For educational and therapy programs.
A5075 | Dispenser, Soap, Disposable | 1 | VV | Disposable soap dispenser. One-handed dispensing operation. Designed to accommodate disposable soap cartridge and valve.
A5080 | Dispenser, Paper Towel, SS, Surface Mounted | 1 | CC | A surface mounted, satin finish stainless steel, single-fold, paper towel dispenser. Dispenser features: tumbler lock; front hinged at bottom; and refill indicator slot. Minimum capacity 400 single-fold paper towels. For general purpose use throughout the facility.
A5145 | Hook, Garment, Double, SS, Surface Mounted | 1 | CC | A surface mounted, satin finish stainless steel, double garment hook. Equipped with a concealed mounting bracket that is secured to a concealed wall plate. For general purpose use throughout the facility to hang various items of apparel.
A5210 | Bracket, Television, Wall Mounted, w/Adjust Arm | 1 | VV | Wall mounted television bracket with adjustable arm. Consists of movable arm with minimum 120 degree swivel. Designed for holding wall mounted, flat panel television units in patient rooms.
A5220 | Bracket, Television, Wall Backing | 1 | CC | Wall mounted television bracket backing which provides additional support and strength for the installation of the television bracket. Option available for interior or exterior plate and sized for 12” 16” or 24” stud spacing.
C02C0 | Cabinet, U/C/B, 1 Shelf, 1 Drawer, 1 DO, 36x24x22 | 1 | CC | Standing height under counter base cabinet with an adjustable shelf and a full width drawer above a solid right or left-hinged door (appropriate door hinge configuration to be indicated on equipment elevation drawings). Also referred to as a combination cabinet or a drawer and cupboard cabinet. For general purpose use throughout the facility.
C02D0 | Cabinet, U/C/B, 4 Drawer, 36x24x22 | 1 | CC | Standing height under counter base cabinet with four full width drawers of equal height. Also referred to as a drawer cabinet. For general purpose use throughout the facility.
C04P0 | Cabinet, Sink, U/C/B, 2 Door, 36x36x22 | 1 | CC | Standing height under counter base sink cabinet with solid hinged doors. Also referred to as a double-door sink cabinet. For general purpose use throughout the facility where a sink is to be used. Coordinate actual clear cabinet dimension with the actual outside dimension of sink that is specified to ensure that they are compatible.
CB020 | Cabinet, W/H, 2 Shelf, 1 DO, Sloping Top, 38x24x13 | 2 | CC | Wall hung cabinet with two adjustable shelves, solid right or left-hinged door (appropriate door hinge configuration to be indicated on equipment elevation drawings), and sloping top. Also referred to as a solid hinged single door case. For general purpose use throughout the facility.
CS010 | Sink, SS, Single Compartment, 7.5x12x12 ID | 1 | CC | Single compartment stainless steel sink, drop-in, self-rimming, ledge-type, connected with a drain and provided with a mixing faucet. It shall also be provided with pre-punched fixture holes on 4" center, integral back ledge to accommodate deck-mounted fixtures, brushed/polished interior and top surfaces, and sound deadened. Recommended for use in suspended or U/C/B sink cabinets having a high plastic laminate or Chemsurf laminate countertop/work surface. For general purpose use throughout the facility.
CT020 | Countertop, Solid Surface | 7 | CC | A solid, nonporous countertop with a smooth seamless appearance. Easy to clean and maintain and with proper cleaning does not support the growth of mold. An acrylic-based solid surface product. Standard thickness of 1", and a 4" butt backsplash/curb. Also referred to as a work surface or work top. Available in a choice of colors and depths. Used in lab and other hospital areas requiring optimum physical and chemical resisting properties.
F0225 | Chair, Dining Room | 4 | VV | Dining room chair with glides. Chair has straight legs with cushioned cloth or vinyl seat.
F0795 | Table, Dining | 1 | VV | Dining table. Round 42" diameter or square 42" X 42". Used in dining facilities and can comfortably seat up to four (4) persons.
F2015 | Basket, Wastepaper, Metal/Plastic,2 Swinging Doors | 1 | VV | Metal receptacle for soiled / used towels or waste. Equipped with a removable tapered top with two independently operating self-closing, spring hinged doors. Used in public facilities for the collection and temporary storage of refuse.
F3065 | Whiteboard/Bulletin Board, Combination | 1 | VV | A combination whiteboard and bulletin board, half LCS and half cork. Available with either aluminum or wood frame. It can be used in patient rooms or in any appropriate space in the facility.
F3200 | Clock, Battery, 12" Diameter | 1 | VV | Clock, 12" diameter. Round surface, easy to read numbers with sweep second hand. Wall mounted unit for use when impractical to install a fully synchronized clock system. Battery operated, (batteries not included).
K1552 | Brewer, Coffee, Auto, Elect, 3 Burner, Front/Back | 1 | VV | Space saving front to back automatic coffee maker. This unit includes a heating tank, connection for a cold water supply, decanter service with three burners, funnel and a water flow controller. The unit is used for semi-automatic coffee brewing in cafeterias and commercial institutions. The unit automatically shuts off the water flow when enough has passed through to fill the pot. The unit is normally provided plumbed with a hot water faucet to the side for making other hot drinks (tea, cider, cocoa, etc.). The database height dimension does not include the clearance for coffee decanters warming on the upper burners.
K4665 | Oven, Microwave, Consumer | 1 | VV | Counter mounted microwave oven for average duty use. The exterior cabinet can be metal or heavy duty impact resistant plastic. The oven delivers instant energy for rapid heating, defrosting or prime cooking. The oven has touch pad controls, digital timer, power level selector and preprogrammed selectors for commonly cooked items. This oven is commonly found in staff lounges.
M0515 | Television, HD, 40" Class | 1 | VV | High definition (HDTV) multimedia flat panel LED 40" class display television. The TV will have a 16:9 wide screen aspect ratio, minimum of 1920 x 1080 display resolution, digital tuner, minimum refresh rate of 60Hz, minimum of two HDMI ports and 1 USB port ENERGY STAR certified.
R7250 | Refrigerator/Freezer, 20 Cubic Feet | 1 | VV | Refrigerator/freezer unit. This type unit includes a food saver system that helps keep food fresher. It also includes roll out wheels and is equipped for an optional automatic icemaker. This unit is of commercial or residential design and use.
10 - SS282 - IC PCU Universal Locker Room, Stff Sprt | 10 - SS282 - IC PCU Universal Locker Room, Stff Sprt | 10 - SS282 - IC PCU Universal Locker Room, Stff Sprt | 10 - SS282 - IC PCU Universal Locker Room, Stff Sprt | 10 - SS282 - IC PCU Universal Locker Room, Stff Sprt
JSN | NAME | QTY | ACQ/INS | DESCRIPTION
A1010 | Telecommunication Outlet | 1 | VV | Telecommunication outlet location.
A1012 | Telephone, Wall Mounted, 1 Line | 1 | VV | Telephone, wall mounted, 1 line.
A1030 | Locker, 2 Person, Over/Under | 8 | VV | Two person locker, double tier, 72Hx12Wx18D. This unit includes hooks for coats and hats. Door equipped with safety guard handles. Designed for storage of coats, hats, and other personal belongings. Other width and depths are available.
A1080 | Mirror, Posture, Wall Mounted | 1 | CC | Wall mounted posture mirror. Consists of a 1/4" plate glass in a sturdy corrosion resistant frame with water proof back. For educational and therapy programs.
A5020 | Bench, Locker Room, Floor Mounted | 1 | CC | Locker room bench. Floor mounting -1-1/4" thick. Benches are sanded smooth with two coats of moisture-resistant sealer to ensure a protective, satin gloss surface, and mounted on strong steel pedestal anchored to the floor. Over all height of 18" includes pedestal. Size as required.
F2000 | Basket, Wastepaper, Fire Resistant | 1 | VV | Wastepaper basket, fire resistant, approximately 40 quart capacity. This unit is used to collect and temporarily store small quantities of paper refuse in patient rooms, administrative areas and nursing stations. Size and shape varies depending on the application and manufacturer selected.
F3200 | Clock, Battery, 12" Diameter | 1 | VV | Clock, 12" diameter. Round surface, easy to read numbers with sweep second hand. Wall mounted unit for use when impractical to install a fully synchronized clock system. Battery operated, (batteries not included).
11 - SB191 - IC PCU Staff Toilet, Bldg Sprt | 11 - SB191 - IC PCU Staff Toilet, Bldg Sprt | 11 - SB191 - IC PCU Staff Toilet, Bldg Sprt | 11 - SB191 - IC PCU Staff Toilet, Bldg Sprt | 11 - SB191 - IC PCU Staff Toilet, Bldg Sprt
JSN | NAME | QTY | ACQ/INS | DESCRIPTION
A1067 | Mirror, Float Glass, ADA Accessible | 1 | CC | A high quality 1/4" polished float glass mirror with a stainless steel frame. Frame holds mirror in a tilted position for accessibility and compliance with ADA requirements. Mirror has a galvanized steel back secured to frame with concealed screws with integral horizontal hanging brackets. Mirror shall be approximately 18" wide and 36" high. Other sizes are available.
A4995 | Table, Diaper Changing, Wall Mounted | 1 | CC | Wall mounted diaper changing table for use in public restrooms. Unit is a fold down system that folds upward when not in use for minimal intrusion into the room. Changing surface is contoured and has safety belt to insure that an infant will not fall from the table. Table is designed to hold no less than 250 pounds static weight. Closed dimensions are approximately 21" H x 36" W x 5" D. Open dimensions vary according to style. One system's open dimensions are 15 " high, 32" wide and 19" deep.
A5075 | Dispenser, Soap, Disposable | 1 | VV | Disposable soap dispenser. One-handed dispensing operation. Designed to accommodate disposable soap cartridge and valve.
A5082 | Dispenser, Paper Towel, Sensor, Hands Free | 1 | CC | A surface mounted, sensor activated, automatic, roll paper towel dispenser. The unit dispenses a paper towel automatically only when hands are place in position below the dispenser for maximum sanitation and hygiene. May include adjustable settings for sheet length, time delay, and sensor range. Unit is battery operated or with optional AC power adapter.
A5090 | Disposal, Sanitary Napkin, SS, Surface Mounted | 1 | CC | A surface mounted, satin finish stainless steel, sanitary napkin disposal. Disposal features a flip-up cover, secured to the container by a heavy duty stainless steel piano-hinge. Disposal may be secured to wall or toilet partition. For general purpose use in female toilet stalls or rooms and uni-sex toilet rooms.
A5109 | Grab Bar, 1-1/4" Dia., SS, 2 Wall, W/C Accessible | 1 | CC | A 1-1/4" diameter, satin finish stainless steel, peened gripping surface, 2 wall toilet stall/ room, grab bar with concealed mounting flanges. Snap over flanges are provided to conceal mounting screws. A selection of mounting kits and concealed anchor devices are available from the manufacturers for different types of installations. Grab bar shall comply with barrier-free accessibility guidelines for structural strength. For typical water closet applications in toilet stalls and rooms where ADA (American's With Disabilities Act) requirements must be met.
A5145 | Hook, Garment, Double, SS, Surface Mounted | 1 | CC | A surface mounted, satin finish stainless steel, double garment hook. Equipped with a concealed mounting bracket that is secured to a concealed wall plate. For general purpose use throughout the facility to hang various items of apparel.
A5200 | Dispenser, Toilet Tissue, SS, 2-Roll, Surface Mntd | 1 | CC | A concealed surface mounted, double roll, satin finish stainless steel, toilet tissue dispenser. Unit accommodates two standard-core toilet tissue rolls through 5" in diameter. Spindles are chrome plated plastic with a heavy-duty internal spring and turn freely for non-controlled delivery. For general purpose use in restrooms.
F2010 | Basket, Wastepaper, Step-On | 1 | VV | "Step-on" wastepaper basket with inner liner and foot petal activated flip top.
P3200 | Lavatory, Vitreous China, Slab Type w/Sens Op Fauc | 1 | CC | Wall mounted, slab type, vitreous china, lavatory (approximately 7 x 15 x 10 inches) with faucet holes on 4 inch centers; electronic sensor operated, goose neck spout and grid strainer. It shall be suitable for use in clinics, offices and patient care areas.
P9050 | Toilet, Wall Hung, Siphon Jet | 1 | CC | Siphon jet water closet/ toilet. This unit is wall hung with an elongated bowl, top spud flushometer, seat with open front and check hinge, and carrier. Used in restrooms throughout the health care facility.
6 - SUPPORT AREA | 6 - SUPPORT AREA | 6 - SUPPORT AREA | 6 - SUPPORT AREA | 6 - SUPPORT AREA
1 - SB695 - IC PCU Clean Materials Handling Room, Lgstcs Svc | 1 - SB695 - IC PCU Clean Materials Handling Room, Lgstcs Svc | 1 - SB695 - IC PCU Clean Materials Handling Room, Lgstcs Svc | 1 - SB695 - IC PCU Clean Materials Handling Room, Lgstcs Svc | 1 - SB695 - IC PCU Clean Materials Handling Room, Lgstcs Svc
JSN | NAME | QTY | ACQ/INS | DESCRIPTION
A5075 | Dispenser, Soap, Disposable | 1 | VV | Disposable soap dispenser. One-handed dispensing operation. Designed to accommodate disposable soap cartridge and valve.
A5077 | Dispenser, Hand Sanitizer, Hands-Free | 1 | VV | A touch free wall-mounted hand sanitizer dispenser. For use throughout a healthcare facility. Unit does not include the sanitizing liquid. Units are battery operated.
A5080 | Dispenser, Paper Towel, SS, Surface Mounted | 1 | CC | A surface mounted, satin finish stainless steel, single-fold, paper towel dispenser. Dispenser features: tumbler lock; front hinged at bottom; and refill indicator slot. Minimum capacity 400 single-fold paper towels. For general purpose use throughout the facility.
A5106 | Waste Disposal Unit, Sharps w/Glove Dispenser | 1 | VV | The unit is designed for the disposal of sharps and complies with OSHA guidelines for the handling of sharps. It shall house a 5 quart container and be capable of being mounted on a wall. It shall have a glove dispenser attached. The unit shall be secured by a locked enclosure.
A5135 | Shelf, Utility W/ Mop/Broom Holders, SS, Surf Mntd | 1 | CC | A surface mounted, satin finish stainless steel, utility shelf with a maximum of 6 mop/broom holders and 5 rag hooks. Utility shelf features: 8" deep shelf; mounting brackets welded to shelf; spring activated rubber cam holders; and drying rod. Unit is available in various widths 30" (minimum, 3 holders and 2 hooks) to 48" (maximum, 6 holders and 5 hooks). For use in janitor closets. Pricing based on a 36" width.
C04G0 | Cabinet, U/C/B, 2 Shelf, 2 Door, 36x36x22 | 1 | CC | Standing height under counter base cabinet with two adjustable shelves and two solid hinged doors. Also referred to as a cupboard cabinet. For general purpose use throughout the facility.
CD040 | Cabinet, W/H, 2 Shelf, 2 DO, Sloping Top, 38x36x13 | 1 | CC | Wall hung cabinet with two adjustable shelves, solid hinged doors, and sloping top. Also referred to as a solid hinged double door wall case. For general purpose use throughout the facility.
CT020 | Countertop, Solid Surface | 1 | CC | A solid, nonporous countertop with a smooth seamless appearance. Easy to clean and maintain and with proper cleaning does not support the growth of mold. An acrylic-based solid surface product. Standard thickness of 1", and a 4" butt backsplash/curb. Also referred to as a work surface or work top. Available in a choice of colors and depths. Used in lab and other hospital areas requiring optimum physical and chemical resisting properties.
F2010 | Basket, Wastepaper, Step-On | 1 | VV | "Step-on" wastepaper basket with inner liner and foot petal activated flip top.
F3200 | Clock, Battery, 12" Diameter | 1 | VV | Clock, 12" diameter. Round surface, easy to read numbers with sweep second hand. Wall mounted unit for use when impractical to install a fully synchronized clock system. Battery operated, (batteries not included).
2 - SB701 - IC PCU Soiled Materials Handling Room, Lgstcs Svc | 2 - SB701 - IC PCU Soiled Materials Handling Room, Lgstcs Svc | 2 - SB701 - IC PCU Soiled Materials Handling Room, Lgstcs Svc | 2 - SB701 - IC PCU Soiled Materials Handling Room, Lgstcs Svc | 2 - SB701 - IC PCU Soiled Materials Handling Room, Lgstcs Svc
JSN | NAME | QTY | ACQ/INS | DESCRIPTION
A5075 | Dispenser, Soap, Disposable | 1 | VV | Disposable soap dispenser. One-handed dispensing operation. Designed to accommodate disposable soap cartridge and valve.
A5077 | Dispenser, Hand Sanitizer, Hands-Free | 1 | VV | A touch free wall-mounted hand sanitizer dispenser. For use throughout a healthcare facility. Unit does not include the sanitizing liquid. Units are battery operated.
A5080 | Dispenser, Paper Towel, SS, Surface Mounted | 1 | CC | A surface mounted, satin finish stainless steel, single-fold, paper towel dispenser. Dispenser features: tumbler lock; front hinged at bottom; and refill indicator slot. Minimum capacity 400 single-fold paper towels. For general purpose use throughout the facility.
A5106 | Waste Disposal Unit, Sharps w/Glove Dispenser | 1 | VV | The unit is designed for the disposal of sharps and complies with OSHA guidelines for the handling of sharps. It shall house a 5 quart container and be capable of being mounted on a wall. It shall have a glove dispenser attached. The unit shall be secured by a locked enclosure.
A5135 | Shelf, Utility W/ Mop/Broom Holders, SS, Surf Mntd | 1 | CC | A surface mounted, satin finish stainless steel, utility shelf with a maximum of 6 mop/broom holders and 5 rag hooks. Utility shelf features: 8" deep shelf; mounting brackets welded to shelf; spring activated rubber cam holders; and drying rod. Unit is available in various widths 30" (minimum, 3 holders and 2 hooks) to 48" (maximum, 6 holders and 5 hooks). For use in janitor closets. Pricing based on a 36" width.
C05P0 | Cabinet, Sink, U/C/B, 2 Door, 36x48x22 | 1 | CC | Standing height under counter base sink cabinet with solid hinged doors. Also referred to as a double-door sink cabinet. For general purpose use throughout the facility where a sink is to be used. Coordinate actual clear cabinet dimension with the actual outside dimension of sink that is specified to ensure that they are compatible.
CS200 | Sink, SS, Single Compartment, 12x28x16 ID | 1 | CC | Single compartment stainless steel sink, drop-in, self-rimming, ledge-type, connected with a drain and provided with a mixing faucet. It shall also be provided with pre-punched fixture holes on 4" center, integral back ledge to accommodate deck-mounted fixtures, brushed/polished interior and top surfaces, and sound deadened. Recommended for use in suspended or U/C/B sink cabinets having a high plastic laminate or Chemsurf laminate countertop/work surface. Coordinate actual outside sink dimensions with the actual clear dimension of cabinet specified to ensure that they are compatible. For general purpose use throughout the facility.
CT020 | Countertop, Solid Surface | 1 | CC | A solid, nonporous countertop with a smooth seamless appearance. Easy to clean and maintain and with proper cleaning does not support the growth of mold. An acrylic-based solid surface product. Standard thickness of 1", and a 4" butt backsplash/curb. Also referred to as a work surface or work top. Available in a choice of colors and depths. Used in lab and other hospital areas requiring optimum physical and chemical resisting properties.
F2010 | Basket, Wastepaper, Step-On | 1 | VV | "Step-on" wastepaper basket with inner liner and foot petal activated flip top.
3 - SC257 - IC PCU Waste Disposal Chute Room, Clncl Sprt | 3 - SC257 - IC PCU Waste Disposal Chute Room, Clncl Sprt | 3 - SC257 - IC PCU Waste Disposal Chute Room, Clncl Sprt | 3 - SC257 - IC PCU Waste Disposal Chute Room, Clncl Sprt | 3 - SC257 - IC PCU Waste Disposal Chute Room, Clncl Sprt
JSN | NAME | QTY | ACQ/INS | DESCRIPTION
F0530 | Cart, Trash | 1 | VV | Heavy duty trash cart, approximately 42" high X 74" wide X 34" deep with two (2) solid non-marking rubber roller bearing wheels, one (1) or two (2) swivel casters, 2000 pound capacity and tilt mechanism.
F2026 | Container, Recycling, Large | 1 | VV | Recycling container shall be approximately 30-gallons in capacity. The container may include a lid and be Recycle Blue in color with the recycle symbol identified on the container.
4 - SC213 - IC PCU Soiled Linen Chute Room, Clncl Sprt | 4 - SC213 - IC PCU Soiled Linen Chute Room, Clncl Sprt | 4 - SC213 - IC PCU Soiled Linen Chute Room, Clncl Sprt | 4 - SC213 - IC PCU Soiled Linen Chute Room, Clncl Sprt | 4 - SC213 - IC PCU Soiled Linen Chute Room, Clncl Sprt
JSN | NAME | QTY | ACQ/INS | DESCRIPTION
F0510 | Cart, Linen, Soiled | 1 | VV | Soiled linen collection cart, approximately 70" H x 68" W x 28" D with four (4) casters. Used to transport clean or soiled laundry.
5 - SC488 - IC PCU Environmental Management Storage Room, EMS | 5 - SC488 - IC PCU Environmental Management Storage Room, EMS | 5 - SC488 - IC PCU Environmental Management Storage Room, EMS | 5 - SC488 - IC PCU Environmental Management Storage Room, EMS | 5 - SC488 - IC PCU Environmental Management Storage Room, EMS
JSN | NAME | QTY | ACQ/INS | DESCRIPTION
A5077 | Dispenser, Hand Sanitizer, Hands-Free | 1 | VV | A touch free wall-mounted hand sanitizer dispenser. For use throughout a healthcare facility. Unit does not include the sanitizing liquid. Units are battery operated.
A5107 | Dispenser, Glove, Surgical/Examination, Wall Mntd | 1 | VV | Examination three (Small Medium, Large) glove dispenser box for wall mounting. Fabricated of either cold rolled steel with a white baked enamel finish, plastic or acrylic. Hardware not included, Option 3 powder coated steel.
A5135 | Shelf, Utility W/ Mop/Broom Holders, SS, Surf Mntd | 1 | CC | A surface mounted, satin finish stainless steel, utility shelf with a maximum of 6 mop/broom holders and 5 rag hooks. Utility shelf features: 8" deep shelf; mounting brackets welded to shelf; spring activated rubber cam holders; and drying rod. Unit is available in various widths 30" (minimum, 3 holders and 2 hooks) to 48" (maximum, 6 holders and 5 hooks). For use in janitor closets. Pricing based on a 36" width.
F3065 | Whiteboard/Bulletin Board, Combination | 1 | VV | A combination whiteboard and bulletin board, half LCS and half cork. Available with either aluminum or wood frame. It can be used in patient rooms or in any appropriate space in the facility.
M2055 | Shelving, Storage, Wire, CRS, w/Adjustable Shelves | 1 | VV | Stationary, wire, shelving unit. Unit has fully adjustable shelves constructed of stainless steel. For use in general purpose storage areas. Shelving is provided in various sizes and configurations. Price provided is for a unit approximately 74"H x 18"D x 48"W with four shelves.
M2115 | Truck, Hand, 2 Wheel | 1 | VV | 2 wheel hand truck. Double handled with three supportive crossbars for heavy duty use. 800 pound weight capacity with two 8 or 10 inch wheels. For use in the warehouse.
6 - SB267 - IC PCU Recycling Room, Bldg Sprt | 6 - SB267 - IC PCU Recycling Room, Bldg Sprt | 6 - SB267 - IC PCU Recycling Room, Bldg Sprt | 6 - SB267 - IC PCU Recycling Room, Bldg Sprt | 6 - SB267 - IC PCU Recycling Room, Bldg Sprt
JSN | NAME | QTY | ACQ/INS | DESCRIPTION
A5077 | Dispenser, Hand Sanitizer, Hands-Free | 1 | VV | A touch free wall-mounted hand sanitizer dispenser. For use throughout a healthcare facility. Unit does not include the sanitizing liquid. Units are battery operated.
A5107 | Dispenser, Glove, Surgical/Examination, Wall Mntd | 1 | VV | Examination three (Small Medium, Large) glove dispenser box for wall mounting. Fabricated of either cold rolled steel with a white baked enamel finish, plastic or acrylic. Hardware not included, Option 3 powder coated steel.
F0530 | Cart, Trash | 1 | VV | Heavy duty trash cart, approximately 42" high X 74" wide X 34" deep with two (2) solid non-marking rubber roller bearing wheels, one (1) or two (2) swivel casters, 2000 pound capacity and tilt mechanism.
F2026 | Container, Recycling, Large | 1 | VV | Recycling container shall be approximately 30-gallons in capacity. The container may include a lid and be Recycle Blue in color with the recycle symbol identified on the container.
7 - STAFF AND ADMINISTRATIVE AREA | 7 - STAFF AND ADMINISTRATIVE AREA | 7 - STAFF AND ADMINISTRATIVE AREA | 7 - STAFF AND ADMINISTRATIVE AREA | 7 - STAFF AND ADMINISTRATIVE AREA
1 - SS218 - IC PCU Physician Workstation, Stff Sprt | 1 - SS218 - IC PCU Physician Workstation, Stff Sprt | 1 - SS218 - IC PCU Physician Workstation, Stff Sprt | 1 - SS218 - IC PCU Physician Workstation, Stff Sprt | 1 - SS218 - IC PCU Physician Workstation, Stff Sprt
JSN | NAME | QTY | ACQ/INS | DESCRIPTION
A1010 | Telecommunication Outlet | 2 | VV | Telecommunication outlet location.
A1015 | Telephone, Desk, Multiple Line | 1 | VV | Telephone, desk, multiple line.
E0123 | Workstation, Straight, Free Standing, 72" W | 1 | VV | This JSN will provide a whole work station typical to quickly plan work in areas in clinical or administrative spaces. There will be a price decrease if typical work stations are used with vertical hanging strips instead of panels. THIS TYPICAL INCLUDES: 4 Standard Solid Panels 2 Panel Connectors, 2-Way Corner 1 Panel-to-Panel Connector 2 Finished End Hardware 1 Cantilevered, Work Surface 2 Lockable Flipper Units 2 Shelf, Storage/Displays 2 Lights 1 Tack board 1 Tool Rail 1 Paper Tray 1 Diagonal Tray 1 Adjustable Keyboard Tray 1 Mobile Pedestal, Box/File
F0275 | Chair, Swivel, High Back | 1 | VV | Highback contemporary swivel chair, 41" high X 23" wide X 23" deep with five (5) caster swivel base and arms. Chair may be used at desks or in conference rooms. Back and seat are foam padded and upholstered with either woven textile fabric or vinyl.
F0420 | Cabinet, Filing, Lateral, Half Height | 1 | VV | Half height two (2) or three (3) drawer lateral filing cabinet, 28" high X 42" wide X 18" deep with recessed handles, locking device and drawer label holders. Drawers are adaptable to either letter or legal size materials.
F2000 | Basket, Wastepaper, Fire Resistant | 1 | VV | Wastepaper basket, fire resistant, approximately 40 quart capacity. This unit is used to collect and temporarily store small quantities of paper refuse in patient rooms, administrative areas and nursing stations. Size and shape varies depending on the application and manufacturer selected.
M1801 | Computer, Microprocessing, w/Flat Panel Monitor | 1 | VV | Desk top microprocessing computer. The unit shall consist of a central processing mini tower, flat panel monitor, keyboard, mouse and speakers. The system shall have the following minimum characteristics: a 2.8 GHz Pentium processor; 512 MB memory; 80GB hard drive; 32/48x CD-ROMDVD combo; 1.44MB network interface card; video 32 MB NVIDIA; a 18 inch flat panel monitor. The computer is used throughout the facility to input, manipulate and retrieve information.
2 - SS218 - IC PCU Physician Assistant Workstation, Stff Sprt | 2 - SS218 - IC PCU Physician Assistant Workstation, Stff Sprt | 2 - SS218 - IC PCU Physician Assistant Workstation, Stff Sprt | 2 - SS218 - IC PCU Physician Assistant Workstation, Stff Sprt | 2 - SS218 - IC PCU Physician Assistant Workstation, Stff Sprt
JSN | NAME | QTY | ACQ/INS | DESCRIPTION
A1010 | Telecommunication Outlet | 2 | VV | Telecommunication outlet location.
A1015 | Telephone, Desk, Multiple Line | 1 | VV | Telephone, desk, multiple line.
E0123 | Workstation, Straight, Free Standing, 72" W | 1 | VV | This JSN will provide a whole work station typical to quickly plan work in areas in clinical or administrative spaces. There will be a price decrease if typical work stations are used with vertical hanging strips instead of panels. THIS TYPICAL INCLUDES: 4 Standard Solid Panels 2 Panel Connectors, 2-Way Corner 1 Panel-to-Panel Connector 2 Finished End Hardware 1 Cantilevered, Work Surface 2 Lockable Flipper Units 2 Shelf, Storage/Displays 2 Lights 1 Tack board 1 Tool Rail 1 Paper Tray 1 Diagonal Tray 1 Adjustable Keyboard Tray 1 Mobile Pedestal, Box/File
F0275 | Chair, Swivel, High Back | 1 | VV | Highback contemporary swivel chair, 41" high X 23" wide X 23" deep with five (5) caster swivel base and arms. Chair may be used at desks or in conference rooms. Back and seat are foam padded and upholstered with either woven textile fabric or vinyl.
F0420 | Cabinet, Filing, Lateral, Half Height | 1 | VV | Half height two (2) or three (3) drawer lateral filing cabinet, 28" high X 42" wide X 18" deep with recessed handles, locking device and drawer label holders. Drawers are adaptable to either letter or legal size materials.
F2000 | Basket, Wastepaper, Fire Resistant | 1 | VV | Wastepaper basket, fire resistant, approximately 40 quart capacity. This unit is used to collect and temporarily store small quantities of paper refuse in patient rooms, administrative areas and nursing stations. Size and shape varies depending on the application and manufacturer selected.
M1801 | Computer, Microprocessing, w/Flat Panel Monitor | 1 | VV | Desk top microprocessing computer. The unit shall consist of a central processing mini tower, flat panel monitor, keyboard, mouse and speakers. The system shall have the following minimum characteristics: a 2.8 GHz Pentium processor; 512 MB memory; 80GB hard drive; 32/48x CD-ROMDVD combo; 1.44MB network interface card; video 32 MB NVIDIA; a 18 inch flat panel monitor. The computer is used throughout the facility to input, manipulate and retrieve information.
3 - SS218 - IC PCU Nurse Clinician Workstation, Stff Sprt | 3 - SS218 - IC PCU Nurse Clinician Workstation, Stff Sprt | 3 - SS218 - IC PCU Nurse Clinician Workstation, Stff Sprt | 3 - SS218 - IC PCU Nurse Clinician Workstation, Stff Sprt | 3 - SS218 - IC PCU Nurse Clinician Workstation, Stff Sprt
JSN | NAME | QTY | ACQ/INS | DESCRIPTION
A1010 | Telecommunication Outlet | 2 | VV | Telecommunication outlet location.
A1015 | Telephone, Desk, Multiple Line | 1 | VV | Telephone, desk, multiple line.
E0123 | Workstation, Straight, Free Standing, 72" W | 1 | VV | This JSN will provide a whole work station typical to quickly plan work in areas in clinical or administrative spaces. There will be a price decrease if typical work stations are used with vertical hanging strips instead of panels. THIS TYPICAL INCLUDES: 4 Standard Solid Panels 2 Panel Connectors, 2-Way Corner 1 Panel-to-Panel Connector 2 Finished End Hardware 1 Cantilevered, Work Surface 2 Lockable Flipper Units 2 Shelf, Storage/Displays 2 Lights 1 Tack board 1 Tool Rail 1 Paper Tray 1 Diagonal Tray 1 Adjustable Keyboard Tray 1 Mobile Pedestal, Box/File
F0275 | Chair, Swivel, High Back | 1 | VV | Highback contemporary swivel chair, 41" high X 23" wide X 23" deep with five (5) caster swivel base and arms. Chair may be used at desks or in conference rooms. Back and seat are foam padded and upholstered with either woven textile fabric or vinyl.
F0420 | Cabinet, Filing, Lateral, Half Height | 1 | VV | Half height two (2) or three (3) drawer lateral filing cabinet, 28" high X 42" wide X 18" deep with recessed handles, locking device and drawer label holders. Drawers are adaptable to either letter or legal size materials.
F2000 | Basket, Wastepaper, Fire Resistant | 1 | VV | Wastepaper basket, fire resistant, approximately 40 quart capacity. This unit is used to collect and temporarily store small quantities of paper refuse in patient rooms, administrative areas and nursing stations. Size and shape varies depending on the application and manufacturer selected.
M1801 | Computer, Microprocessing, w/Flat Panel Monitor | 1 | VV | Desk top microprocessing computer. The unit shall consist of a central processing mini tower, flat panel monitor, keyboard, mouse and speakers. The system shall have the following minimum characteristics: a 2.8 GHz Pentium processor; 512 MB memory; 80GB hard drive; 32/48x CD-ROMDVD combo; 1.44MB network interface card; video 32 MB NVIDIA; a 18 inch flat panel monitor. The computer is used throughout the facility to input, manipulate and retrieve information.
4 - SS218 - IC PCU Consultant Workstation, Stff Sprt | 4 - SS218 - IC PCU Consultant Workstation, Stff Sprt | 4 - SS218 - IC PCU Consultant Workstation, Stff Sprt | 4 - SS218 - IC PCU Consultant Workstation, Stff Sprt | 4 - SS218 - IC PCU Consultant Workstation, Stff Sprt
JSN | NAME | QTY | ACQ/INS | DESCRIPTION
A1010 | Telecommunication Outlet | 2 | VV | Telecommunication outlet location.
A1015 | Telephone, Desk, Multiple Line | 1 | VV | Telephone, desk, multiple line.
E0123 | Workstation, Straight, Free Standing, 72" W | 1 | VV | This JSN will provide a whole work station typical to quickly plan work in areas in clinical or administrative spaces. There will be a price decrease if typical work stations are used with vertical hanging strips instead of panels. THIS TYPICAL INCLUDES: 4 Standard Solid Panels 2 Panel Connectors, 2-Way Corner 1 Panel-to-Panel Connector 2 Finished End Hardware 1 Cantilevered, Work Surface 2 Lockable Flipper Units 2 Shelf, Storage/Displays 2 Lights 1 Tack board 1 Tool Rail 1 Paper Tray 1 Diagonal Tray 1 Adjustable Keyboard Tray 1 Mobile Pedestal, Box/File
F0275 | Chair, Swivel, High Back | 1 | VV | Highback contemporary swivel chair, 41" high X 23" wide X 23" deep with five (5) caster swivel base and arms. Chair may be used at desks or in conference rooms. Back and seat are foam padded and upholstered with either woven textile fabric or vinyl.
F0420 | Cabinet, Filing, Lateral, Half Height | 1 | VV | Half height two (2) or three (3) drawer lateral filing cabinet, 28" high X 42" wide X 18" deep with recessed handles, locking device and drawer label holders. Drawers are adaptable to either letter or legal size materials.
F2000 | Basket, Wastepaper, Fire Resistant | 1 | VV | Wastepaper basket, fire resistant, approximately 40 quart capacity. This unit is used to collect and temporarily store small quantities of paper refuse in patient rooms, administrative areas and nursing stations. Size and shape varies depending on the application and manufacturer selected.
M1801 | Computer, Microprocessing, w/Flat Panel Monitor | 1 | VV | Desk top microprocessing computer. The unit shall consist of a central processing mini tower, flat panel monitor, keyboard, mouse and speakers. The system shall have the following minimum characteristics: a 2.8 GHz Pentium processor; 512 MB memory; 80GB hard drive; 32/48x CD-ROMDVD combo; 1.44MB network interface card; video 32 MB NVIDIA; a 18 inch flat panel monitor. The computer is used throughout the facility to input, manipulate and retrieve information.
5 - SS218 - IC PCU Clinical Researcher Workstation, Stff Sprt | 5 - SS218 - IC PCU Clinical Researcher Workstation, Stff Sprt | 5 - SS218 - IC PCU Clinical Researcher Workstation, Stff Sprt | 5 - SS218 - IC PCU Clinical Researcher Workstation, Stff Sprt | 5 - SS218 - IC PCU Clinical Researcher Workstation, Stff Sprt
JSN | NAME | QTY | ACQ/INS | DESCRIPTION
A1010 | Telecommunication Outlet | 2 | VV | Telecommunication outlet location.
A1015 | Telephone, Desk, Multiple Line | 1 | VV | Telephone, desk, multiple line.
E0123 | Workstation, Straight, Free Standing, 72" W | 1 | VV | This JSN will provide a whole work station typical to quickly plan work in areas in clinical or administrative spaces. There will be a price decrease if typical work stations are used with vertical hanging strips instead of panels. THIS TYPICAL INCLUDES: 4 Standard Solid Panels 2 Panel Connectors, 2-Way Corner 1 Panel-to-Panel Connector 2 Finished End Hardware 1 Cantilevered, Work Surface 2 Lockable Flipper Units 2 Shelf, Storage/Displays 2 Lights 1 Tack board 1 Tool Rail 1 Paper Tray 1 Diagonal Tray 1 Adjustable Keyboard Tray 1 Mobile Pedestal, Box/File
F0275 | Chair, Swivel, High Back | 1 | VV | Highback contemporary swivel chair, 41" high X 23" wide X 23" deep with five (5) caster swivel base and arms. Chair may be used at desks or in conference rooms. Back and seat are foam padded and upholstered with either woven textile fabric or vinyl.
F0420 | Cabinet, Filing, Lateral, Half Height | 1 | VV | Half height two (2) or three (3) drawer lateral filing cabinet, 28" high X 42" wide X 18" deep with recessed handles, locking device and drawer label holders. Drawers are adaptable to either letter or legal size materials.
F2000 | Basket, Wastepaper, Fire Resistant | 1 | VV | Wastepaper basket, fire resistant, approximately 40 quart capacity. This unit is used to collect and temporarily store small quantities of paper refuse in patient rooms, administrative areas and nursing stations. Size and shape varies depending on the application and manufacturer selected.
M1801 | Computer, Microprocessing, w/Flat Panel Monitor | 1 | VV | Desk top microprocessing computer. The unit shall consist of a central processing mini tower, flat panel monitor, keyboard, mouse and speakers. The system shall have the following minimum characteristics: a 2.8 GHz Pentium processor; 512 MB memory; 80GB hard drive; 32/48x CD-ROMDVD combo; 1.44MB network interface card; video 32 MB NVIDIA; a 18 inch flat panel monitor. The computer is used throughout the facility to input, manipulate and retrieve information.
6 - SS218 - IC PCU Clinical Pharmacist Workstation, Stff Sprt | 6 - SS218 - IC PCU Clinical Pharmacist Workstation, Stff Sprt | 6 - SS218 - IC PCU Clinical Pharmacist Workstation, Stff Sprt | 6 - SS218 - IC PCU Clinical Pharmacist Workstation, Stff Sprt | 6 - SS218 - IC PCU Clinical Pharmacist Workstation, Stff Sprt
JSN | NAME | QTY | ACQ/INS | DESCRIPTION
A1010 | Telecommunication Outlet | 2 | VV | Telecommunication outlet location.
A1015 | Telephone, Desk, Multiple Line | 1 | VV | Telephone, desk, multiple line.
E0123 | Workstation, Straight, Free Standing, 72" W | 1 | VV | This JSN will provide a whole work station typical to quickly plan work in areas in clinical or administrative spaces. There will be a price decrease if typical work stations are used with vertical hanging strips instead of panels. THIS TYPICAL INCLUDES: 4 Standard Solid Panels 2 Panel Connectors, 2-Way Corner 1 Panel-to-Panel Connector 2 Finished End Hardware 1 Cantilevered, Work Surface 2 Lockable Flipper Units 2 Shelf, Storage/Displays 2 Lights 1 Tack board 1 Tool Rail 1 Paper Tray 1 Diagonal Tray 1 Adjustable Keyboard Tray 1 Mobile Pedestal, Box/File
F0275 | Chair, Swivel, High Back | 1 | VV | Highback contemporary swivel chair, 41" high X 23" wide X 23" deep with five (5) caster swivel base and arms. Chair may be used at desks or in conference rooms. Back and seat are foam padded and upholstered with either woven textile fabric or vinyl.
F0420 | Cabinet, Filing, Lateral, Half Height | 1 | VV | Half height two (2) or three (3) drawer lateral filing cabinet, 28" high X 42" wide X 18" deep with recessed handles, locking device and drawer label holders. Drawers are adaptable to either letter or legal size materials.
F2000 | Basket, Wastepaper, Fire Resistant | 1 | VV | Wastepaper basket, fire resistant, approximately 40 quart capacity. This unit is used to collect and temporarily store small quantities of paper refuse in patient rooms, administrative areas and nursing stations. Size and shape varies depending on the application and manufacturer selected.
M1801 | Computer, Microprocessing, w/Flat Panel Monitor | 1 | VV | Desk top microprocessing computer. The unit shall consist of a central processing mini tower, flat panel monitor, keyboard, mouse and speakers. The system shall have the following minimum characteristics: a 2.8 GHz Pentium processor; 512 MB memory; 80GB hard drive; 32/48x CD-ROMDVD combo; 1.44MB network interface card; video 32 MB NVIDIA; a 18 inch flat panel monitor. The computer is used throughout the facility to input, manipulate and retrieve information.
7 - SS218 - IC PCU Administration Support Workstation, Stff Sprt | 7 - SS218 - IC PCU Administration Support Workstation, Stff Sprt | 7 - SS218 - IC PCU Administration Support Workstation, Stff Sprt | 7 - SS218 - IC PCU Administration Support Workstation, Stff Sprt | 7 - SS218 - IC PCU Administration Support Workstation, Stff Sprt
JSN | NAME | QTY | ACQ/INS | DESCRIPTION
A1010 | Telecommunication Outlet | 2 | VV | Telecommunication outlet location.
A1015 | Telephone, Desk, Multiple Line | 1 | VV | Telephone, desk, multiple line.
E0123 | Workstation, Straight, Free Standing, 72" W | 1 | VV | This JSN will provide a whole work station typical to quickly plan work in areas in clinical or administrative spaces. There will be a price decrease if typical work stations are used with vertical hanging strips instead of panels. THIS TYPICAL INCLUDES: 4 Standard Solid Panels 2 Panel Connectors, 2-Way Corner 1 Panel-to-Panel Connector 2 Finished End Hardware 1 Cantilevered, Work Surface 2 Lockable Flipper Units 2 Shelf, Storage/Displays 2 Lights 1 Tack board 1 Tool Rail 1 Paper Tray 1 Diagonal Tray 1 Adjustable Keyboard Tray 1 Mobile Pedestal, Box/File
F0275 | Chair, Swivel, High Back | 1 | VV | Highback contemporary swivel chair, 41" high X 23" wide X 23" deep with five (5) caster swivel base and arms. Chair may be used at desks or in conference rooms. Back and seat are foam padded and upholstered with either woven textile fabric or vinyl.
F0420 | Cabinet, Filing, Lateral, Half Height | 1 | VV | Half height two (2) or three (3) drawer lateral filing cabinet, 28" high X 42" wide X 18" deep with recessed handles, locking device and drawer label holders. Drawers are adaptable to either letter or legal size materials.
F2000 | Basket, Wastepaper, Fire Resistant | 1 | VV | Wastepaper basket, fire resistant, approximately 40 quart capacity. This unit is used to collect and temporarily store small quantities of paper refuse in patient rooms, administrative areas and nursing stations. Size and shape varies depending on the application and manufacturer selected.
M1801 | Computer, Microprocessing, w/Flat Panel Monitor | 1 | VV | Desk top microprocessing computer. The unit shall consist of a central processing mini tower, flat panel monitor, keyboard, mouse and speakers. The system shall have the following minimum characteristics: a 2.8 GHz Pentium processor; 512 MB memory; 80GB hard drive; 32/48x CD-ROMDVD combo; 1.44MB network interface card; video 32 MB NVIDIA; a 18 inch flat panel monitor. The computer is used throughout the facility to input, manipulate and retrieve information.
8 - EDUCATION AREA | 8 - EDUCATION AREA | 8 - EDUCATION AREA | 8 - EDUCATION AREA | 8 - EDUCATION AREA
1 - SS204 - IC PCU Residency Program Director Office, Stff Sprt | 1 - SS204 - IC PCU Residency Program Director Office, Stff Sprt | 1 - SS204 - IC PCU Residency Program Director Office, Stff Sprt | 1 - SS204 - IC PCU Residency Program Director Office, Stff Sprt | 1 - SS204 - IC PCU Residency Program Director Office, Stff Sprt
JSN | NAME | QTY | ACQ/INS | DESCRIPTION
A1010 | Telecommunication Outlet | 2 | VV | Telecommunication outlet location.
A1015 | Telephone, Desk, Multiple Line | 1 | VV | Telephone, desk, multiple line.
A5145 | Hook, Garment, Double, SS, Surface Mounted | 1 | CC | A surface mounted, satin finish stainless steel, double garment hook. Equipped with a concealed mounting bracket that is secured to a concealed wall plate. For general purpose use throughout the facility to hang various items of apparel.
E0078 | Workstation, L-Shaped w/Peninsula, Free Std, 78x72 | 1 | VV | This section will provide a whole work station typical to quickly plan work areas in clinical or administrative spaces. There will be a price decrease if typical work stations are used with vertical hanging strips instead of panels. THIS TYPICAL INCLUDES: 4 standard solid panels; 2 panel connectors, 2-way corner; 1 panel-to-panel connector; 2 finished end hardware; 1 cantilevered work surface; 1 peninsula work surface; 2 lockable flipper units; 2 shelf, storage/display; 2 lights; 1 tack board, 48"W; 1 tool rail, 30"W; 1 paper tray; 1 diagonal tray; 1 adjustable keyboard tray; 1 mobile pedestal, box/file.
F0110 | Bookcase, 3 Shelf | 1 | VV | Freestanding open metal shelf book case, approximately 60" high X 36" wide X 18" deep with three (3) adjustable shelves and four (4) non-marking floor glides.
F0205 | Chair, Side With Arms | 2 | VV | Upholstered side chair, 32" high X 21" wide X 23" deep with arms, padded seats and padded backs. Seat height is a minimum of 17". Available with or without sled base.
F0275 | Chair, Swivel, High Back | 1 | VV | Highback contemporary swivel chair, 41" high X 23" wide X 23" deep with five (5) caster swivel base and arms. Chair may be used at desks or in conference rooms. Back and seat are foam padded and upholstered with either woven textile fabric or vinyl.
F0420 | Cabinet, Filing, Lateral, Half Height | 1 | VV | Half height two (2) or three (3) drawer lateral filing cabinet, 28" high X 42" wide X 18" deep with recessed handles, locking device and drawer label holders. Drawers are adaptable to either letter or legal size materials.
F2000 | Basket, Wastepaper, Fire Resistant | 1 | VV | Wastepaper basket, fire resistant, approximately 40 quart capacity. This unit is used to collect and temporarily store small quantities of paper refuse in patient rooms, administrative areas and nursing stations. Size and shape varies depending on the application and manufacturer selected.
F3200 | Clock, Battery, 12" Diameter | 1 | VV | Clock, 12" diameter. Round surface, easy to read numbers with sweep second hand. Wall mounted unit for use when impractical to install a fully synchronized clock system. Battery operated, (batteries not included).
M1801 | Computer, Microprocessing, w/Flat Panel Monitor | 1 | VV | Desk top microprocessing computer. The unit shall consist of a central processing mini tower, flat panel monitor, keyboard, mouse and speakers. The system shall have the following minimum characteristics: a 2.8 GHz Pentium processor; 512 MB memory; 80GB hard drive; 32/48x CD-ROMDVD combo; 1.44MB network interface card; video 32 MB NVIDIA; a 18 inch flat panel monitor. The computer is used throughout the facility to input, manipulate and retrieve information.
2 - SS218 - IC PCU Instructor Workstation, Stff Sprt | 2 - SS218 - IC PCU Instructor Workstation, Stff Sprt | 2 - SS218 - IC PCU Instructor Workstation, Stff Sprt | 2 - SS218 - IC PCU Instructor Workstation, Stff Sprt | 2 - SS218 - IC PCU Instructor Workstation, Stff Sprt
JSN | NAME | QTY | ACQ/INS | DESCRIPTION
A1010 | Telecommunication Outlet | 2 | VV | Telecommunication outlet location.
A1015 | Telephone, Desk, Multiple Line | 1 | VV | Telephone, desk, multiple line.
E0123 | Workstation, Straight, Free Standing, 72" W | 1 | VV | This JSN will provide a whole work station typical to quickly plan work in areas in clinical or administrative spaces. There will be a price decrease if typical work stations are used with vertical hanging strips instead of panels. THIS TYPICAL INCLUDES: 4 Standard Solid Panels 2 Panel Connectors, 2-Way Corner 1 Panel-to-Panel Connector 2 Finished End Hardware 1 Cantilevered, Work Surface 2 Lockable Flipper Units 2 Shelf, Storage/Displays 2 Lights 1 Tack board 1 Tool Rail 1 Paper Tray 1 Diagonal Tray 1 Adjustable Keyboard Tray 1 Mobile Pedestal, Box/File
F0275 | Chair, Swivel, High Back | 1 | VV | Highback contemporary swivel chair, 41" high X 23" wide X 23" deep with five (5) caster swivel base and arms. Chair may be used at desks or in conference rooms. Back and seat are foam padded and upholstered with either woven textile fabric or vinyl.
F0420 | Cabinet, Filing, Lateral, Half Height | 1 | VV | Half height two (2) or three (3) drawer lateral filing cabinet, 28" high X 42" wide X 18" deep with recessed handles, locking device and drawer label holders. Drawers are adaptable to either letter or legal size materials.
F2000 | Basket, Wastepaper, Fire Resistant | 1 | VV | Wastepaper basket, fire resistant, approximately 40 quart capacity. This unit is used to collect and temporarily store small quantities of paper refuse in patient rooms, administrative areas and nursing stations. Size and shape varies depending on the application and manufacturer selected.
M1801 | Computer, Microprocessing, w/Flat Panel Monitor | 1 | VV | Desk top microprocessing computer. The unit shall consist of a central processing mini tower, flat panel monitor, keyboard, mouse and speakers. The system shall have the following minimum characteristics: a 2.8 GHz Pentium processor; 512 MB memory; 80GB hard drive; 32/48x CD-ROMDVD combo; 1.44MB network interface card; video 32 MB NVIDIA; a 18 inch flat panel monitor. The computer is used throughout the facility to input, manipulate and retrieve information.
3 - SS217 - IC PCU Resident Workstation, Stff Sprt | 3 - SS217 - IC PCU Resident Workstation, Stff Sprt | 3 - SS217 - IC PCU Resident Workstation, Stff Sprt | 3 - SS217 - IC PCU Resident Workstation, Stff Sprt | 3 - SS217 - IC PCU Resident Workstation, Stff Sprt
JSN | NAME | QTY | ACQ/INS | DESCRIPTION
A1010 | Telecommunication Outlet | 1 | VV | Telecommunication outlet location.
A1015 | Telephone, Desk, Multiple Line | 1 | VV | Telephone, desk, multiple line.
E0123 | Workstation, Straight, Free Standing, 72" W | 1 | VV | This JSN will provide a whole work station typical to quickly plan work in areas in clinical or administrative spaces. There will be a price decrease if typical work stations are used with vertical hanging strips instead of panels. THIS TYPICAL INCLUDES: 4 Standard Solid Panels 2 Panel Connectors, 2-Way Corner 1 Panel-to-Panel Connector 2 Finished End Hardware 1 Cantilevered, Work Surface 2 Lockable Flipper Units 2 Shelf, Storage/Displays 2 Lights 1 Tack board 1 Tool Rail 1 Paper Tray 1 Diagonal Tray 1 Adjustable Keyboard Tray 1 Mobile Pedestal, Box/File
F0275 | Chair, Swivel, High Back | 1 | VV | Highback contemporary swivel chair, 41" high X 23" wide X 23" deep with five (5) caster swivel base and arms. Chair may be used at desks or in conference rooms. Back and seat are foam padded and upholstered with either woven textile fabric or vinyl.
F0420 | Cabinet, Filing, Lateral, Half Height | 1 | VV | Half height two (2) or three (3) drawer lateral filing cabinet, 28" high X 42" wide X 18" deep with recessed handles, locking device and drawer label holders. Drawers are adaptable to either letter or legal size materials.
F2000 | Basket, Wastepaper, Fire Resistant | 1 | VV | Wastepaper basket, fire resistant, approximately 40 quart capacity. This unit is used to collect and temporarily store small quantities of paper refuse in patient rooms, administrative areas and nursing stations. Size and shape varies depending on the application and manufacturer selected.
M1801 | Computer, Microprocessing, w/Flat Panel Monitor | 1 | VV | Desk top microprocessing computer. The unit shall consist of a central processing mini tower, flat panel monitor, keyboard, mouse and speakers. The system shall have the following minimum characteristics: a 2.8 GHz Pentium processor; 512 MB memory; 80GB hard drive; 32/48x CD-ROMDVD combo; 1.44MB network interface card; video 32 MB NVIDIA; a 18 inch flat panel monitor. The computer is used throughout the facility to input, manipulate and retrieve information.
4 - SS111 - IC PCU Resident Training Room, Educ Svc | 4 - SS111 - IC PCU Resident Training Room, Educ Svc | 4 - SS111 - IC PCU Resident Training Room, Educ Svc | 4 - SS111 - IC PCU Resident Training Room, Educ Svc | 4 - SS111 - IC PCU Resident Training Room, Educ Svc
JSN | NAME | QTY | ACQ/INS | DESCRIPTION
A1010 | Telecommunication Outlet | 3 | VV | Telecommunication outlet location.
F0115 | Bookcase, Open, 5 Shelf | 1 | VV | Freestanding open shelf bookcase, approximately 82" high X 37" wide X 18" deep with 5 (five) adjustable shelves. Unit can be separate or part of a system with available add-on shelving.
F0300 | Chair, Task, Swivel, With Arms | 6 | VV | Task chair, approximately 34" H X 26" W X 22" D with adjustable arms and a five caster adjustable swivel base. Seat and back are foam padded and upholstered in woven fabric or vinyl.
F0780 | Table, Work, 60W x 30D | 6 | VV | Work table approximately 29" high X 60" wide X 30" deep with top and four (4) non-folding legs.
F2000 | Basket, Wastepaper, Fire Resistant | 1 | VV | Wastepaper basket, fire resistant, approximately 40 quart capacity. This unit is used to collect and temporarily store small quantities of paper refuse in patient rooms, administrative areas and nursing stations. Size and shape varies depending on the application and manufacturer selected.
F3200 | Clock, Battery, 12" Diameter | 1 | VV | Clock, 12" diameter. Round surface, easy to read numbers with sweep second hand. Wall mounted unit for use when impractical to install a fully synchronized clock system. Battery operated, (batteries not included).
M1801 | Computer, Microprocessing, w/Flat Panel Monitor | 6 | VV | Desk top microprocessing computer. The unit shall consist of a central processing mini tower, flat panel monitor, keyboard, mouse and speakers. The system shall have the following minimum characteristics: a 2.8 GHz Pentium processor; 512 MB memory; 80GB hard drive; 32/48x CD-ROMDVD combo; 1.44MB network interface card; video 32 MB NVIDIA; a 18 inch flat panel monitor. The computer is used throughout the facility to input, manipulate and retrieve information.