## Report Info
Contents - VA PG-18-5 Department of Veterans Affairs POLYTRAUMA REHABILITATION CENTER (PRC) (111) Workshop Report Generated: 15 Mar 2022 10:28AM ET

## POLYTRAUMA REHABILITATION CENTE
POLYTRAUMA REHABILITATION CENTER (PRC) (111) | POLYTRAUMA REHABILITATION CENTER (PRC) (111) | POLYTRAUMA REHABILITATION CENTER (PRC) (111) | POLYTRAUMA REHABILITATION CENTER (PRC) (111) | POLYTRAUMA REHABILITATION CENTER (PRC) (111)
1 - PRC PATIENT CARE UNIT RECEPTION AREA | 1 - PRC PATIENT CARE UNIT RECEPTION AREA | 1 - PRC PATIENT CARE UNIT RECEPTION AREA | 1 - PRC PATIENT CARE UNIT RECEPTION AREA | 1 - PRC PATIENT CARE UNIT RECEPTION AREA
1 - SB111 - Polytrauma PRC Lobby, Bldg Sprt | 1 - SB111 - Polytrauma PRC Lobby, Bldg Sprt | 1 - SB111 - Polytrauma PRC Lobby, Bldg Sprt | 1 - SB111 - Polytrauma PRC Lobby, Bldg Sprt | 1 - SB111 - Polytrauma PRC Lobby, Bldg Sprt
JSN | NAME | QTY | ACQ/INS | DESCRIPTION
A6046 | Artwork, Decorative, With Frame | 2 | VV | This JSN is to be used for determining and defining location of decorative artwork.
F0205 | Chair, Side With Arms | 24 | VV | Upholstered side chair, 32" high X 21" wide X 23" deep with arms, padded seats and padded backs. Seat height is a minimum of 17". Available with or without sled base.
F3070 | Case, Display | 2 | VV | Display case. Equipped with glass doors, adjustable glass shelves, security locks and choice of either fabric or mirror backing.
F3200 | Clock, Battery, 12" Diameter | 1 | VV | Clock, 12" diameter. Round surface, easy to read numbers with sweep second hand. Wall mounted unit for use when impractical to install a fully synchronized clock system. Battery operated, (batteries not included).
2 - SC183 - Polytrauma PRC Reception, Clncl Sprt | 2 - SC183 - Polytrauma PRC Reception, Clncl Sprt | 2 - SC183 - Polytrauma PRC Reception, Clncl Sprt | 2 - SC183 - Polytrauma PRC Reception, Clncl Sprt | 2 - SC183 - Polytrauma PRC Reception, Clncl Sprt
JSN | NAME | QTY | ACQ/INS | DESCRIPTION
A1015 | Telephone, Desk, Multiple Line | 1 | VV | Telephone, desk, multiple line.
A6105 | Counter, Reception Control, Built-In | 1 | CC | Counter, control, inpatient, built-in. Consists of two 18” wide base cabinets with two drawers and file drawer, two 30” wide pencil drawers and two 18” wide base cabinet with four drawers. The countertop shall be a composition of wood particle core with plastic laminate surface having a hard smooth surface finish, standard thickness of 1” and a 4” butt backsplash/curb. Pricing based on a 30" depth.
F0275 | Chair, Swivel, High Back | 1 | VV | Highback contemporary swivel chair, 41" high X 23" wide X 23" deep with five (5) caster swivel base and arms. Chair may be used at desks or in conference rooms. Back and seat are foam padded and upholstered with either woven textile fabric or vinyl.
F2000 | Basket, Wastepaper, Fire Resistant | 1 | VV | Wastepaper basket, fire resistant, approximately 40 quart capacity. This unit is used to collect and temporarily store small quantities of paper refuse in patient rooms, administrative areas and nursing stations. Size and shape varies depending on the application and manufacturer selected.
M1801 | Computer, Microprocessing, w/Flat Panel Monitor | 1 | VV | Desk top microprocessing computer. The unit shall consist of a central processing mini tower, flat panel monitor, keyboard, mouse and speakers. The system shall have the following minimum characteristics: a 2.8 GHz Pentium processor; 512 MB memory; 80GB hard drive; 32/48x CD-ROMDVD combo; 1.44MB network interface card; video 32 MB NVIDIA; a 18 inch flat panel monitor. The computer is used throughout the facility to input, manipulate and retrieve information.
3 - SB003 - Polytrauma PRC Waiting, Bldg Sprt | 3 - SB003 - Polytrauma PRC Waiting, Bldg Sprt | 3 - SB003 - Polytrauma PRC Waiting, Bldg Sprt | 3 - SB003 - Polytrauma PRC Waiting, Bldg Sprt | 3 - SB003 - Polytrauma PRC Waiting, Bldg Sprt
JSN | NAME | QTY | ACQ/INS | DESCRIPTION
A5077 | Dispenser, Hand Sanitizer, Hands-Free | 1 | VV | A touch free wall-mounted hand sanitizer dispenser. For use throughout a healthcare facility. Unit does not include the sanitizing liquid. Units are battery operated.
A6046 | Artwork, Decorative, With Frame | 1 | VV | This JSN is to be used for determining and defining location of decorative artwork.
F0206 | Chair, Side, Bariatric, With Arms | 1 | VV | A bariatric side chair with arms for use in a waiting room, lobby or other patient area. Chair will have a padded seat and back and have a capacity of 800 pounds.
F0305 | Chair, Waiting Room, Single | 1 | VV | Single seat waiting room chair with foam padded seat and back. Upholstered with either woven fabric textile or vinyl. Arms and floor glides included.
F2000 | Basket, Wastepaper, Fire Resistant | 1 | VV | Wastepaper basket, fire resistant, approximately 40 quart capacity. This unit is used to collect and temporarily store small quantities of paper refuse in patient rooms, administrative areas and nursing stations. Size and shape varies depending on the application and manufacturer selected.
F2300 | Rack, Magazine, Wall Mounted | 1 | VV | Wall mounted magazine rack with nine (9) magazine holding compartments.
F3200 | Clock, Battery, 12" Diameter | 1 | VV | Clock, 12" diameter. Round surface, easy to read numbers with sweep second hand. Wall mounted unit for use when impractical to install a fully synchronized clock system. Battery operated, (batteries not included).
4 - SB051 - Polytrauma PRC Family Waiting, Bldg Sprt | 4 - SB051 - Polytrauma PRC Family Waiting, Bldg Sprt | 4 - SB051 - Polytrauma PRC Family Waiting, Bldg Sprt | 4 - SB051 - Polytrauma PRC Family Waiting, Bldg Sprt | 4 - SB051 - Polytrauma PRC Family Waiting, Bldg Sprt
JSN | NAME | QTY | ACQ/INS | DESCRIPTION
A5077 | Dispenser, Hand Sanitizer, Hands-Free | 1 | VV | A touch free wall-mounted hand sanitizer dispenser. For use throughout a healthcare facility. Unit does not include the sanitizing liquid. Units are battery operated.
F0250 | Chair, Arm, Lounge Type | 1 | VV | Lounge chair approximately 33" high X 28" wide X 29" deep, with arms and floor glides. Chair completely padded and upholstered in either woven textile fabric or vinyl.
F0375 | Sofa, Upholstered | 1 | VV | Executive sofa with woven fabric textile or vinyl upholstery, foam padded arms, steel spring and foam rubber backs and seats, and floor glides.
F2000 | Basket, Wastepaper, Fire Resistant | 2 | VV | Wastepaper basket, fire resistant, approximately 40 quart capacity. This unit is used to collect and temporarily store small quantities of paper refuse in patient rooms, administrative areas and nursing stations. Size and shape varies depending on the application and manufacturer selected.
F3200 | Clock, Battery, 12" Diameter | 1 | VV | Clock, 12" diameter. Round surface, easy to read numbers with sweep second hand. Wall mounted unit for use when impractical to install a fully synchronized clock system. Battery operated, (batteries not included).
5 - SB163 - Polytrauma PRC Bariatric Patient Toilet, Bldg Sprt | 5 - SB163 - Polytrauma PRC Bariatric Patient Toilet, Bldg Sprt | 5 - SB163 - Polytrauma PRC Bariatric Patient Toilet, Bldg Sprt | 5 - SB163 - Polytrauma PRC Bariatric Patient Toilet, Bldg Sprt | 5 - SB163 - Polytrauma PRC Bariatric Patient Toilet, Bldg Sprt
JSN | NAME | QTY | ACQ/INS | DESCRIPTION
A1067 | Mirror, Float Glass, ADA Accessible | 1 | CC | A high quality 1/4" polished float glass mirror with a stainless steel frame. Frame holds mirror in a tilted position for accessibility and compliance with ADA requirements. Mirror has a galvanized steel back secured to frame with concealed screws with integral horizontal hanging brackets. Mirror shall be approximately 18" wide and 36" high. Other sizes are available.
A5075 | Dispenser, Soap, Disposable | 1 | VV | Disposable soap dispenser. One-handed dispensing operation. Designed to accommodate disposable soap cartridge and valve.
A5082 | Dispenser, Paper Towel, Sensor, Hands Free | 1 | CC | A surface mounted, sensor activated, automatic, roll paper towel dispenser. The unit dispenses a paper towel automatically only when hands are place in position below the dispenser for maximum sanitation and hygiene. May include adjustable settings for sheet length, time delay, and sensor range. Unit is battery operated or with optional AC power adapter.
A5090 | Disposal, Sanitary Napkin, SS, Surface Mounted | 1 | CC | A surface mounted, satin finish stainless steel, sanitary napkin disposal. Disposal features a flip-up cover, secured to the container by a heavy duty stainless steel piano-hinge. Disposal may be secured to wall or toilet partition. For general purpose use in female toilet stalls or rooms and uni-sex toilet rooms.
A5109 | Grab Bar, 1-1/4" Dia., SS, 2 Wall, W/C Accessible | 2 | CC | A 1-1/4" diameter, satin finish stainless steel, peened gripping surface, 2 wall toilet stall/ room, grab bar with concealed mounting flanges. Snap over flanges are provided to conceal mounting screws. A selection of mounting kits and concealed anchor devices are available from the manufacturers for different types of installations. Grab bar shall comply with barrier-free accessibility guidelines for structural strength. For typical water closet applications in toilet stalls and rooms where ADA (American's With Disabilities Act) requirements must be met.
A5145 | Hook, Garment, Double, SS, Surface Mounted | 1 | CC | A surface mounted, satin finish stainless steel, double garment hook. Equipped with a concealed mounting bracket that is secured to a concealed wall plate. For general purpose use throughout the facility to hang various items of apparel.
A5200 | Dispenser, Toilet Tissue, SS, 2-Roll, Surface Mntd | 1 | CC | A concealed surface mounted, double roll, satin finish stainless steel, toilet tissue dispenser. Unit accommodates two standard-core toilet tissue rolls through 5" in diameter. Spindles are chrome plated plastic with a heavy-duty internal spring and turn freely for non-controlled delivery. For general purpose use in restrooms.
F2010 | Basket, Wastepaper, Step-On | 1 | VV | "Step-on" wastepaper basket with inner liner and foot petal activated flip top.
P3005 | Lavatory, Vitreous China, Bariatric | 1 | CC | A floor mounted bariatric lavatory with a capability to withstand a static downward pressure of 1,000 lbs. at the front of the sink. Lavatory will have a gooseneck faucet with wrist blade handles. Lavatory will be ADA compliant.
P9056 | Toilet, Floor Mounted, Bariatric | 1 | CC | A floor mounted, flush valve toilet with an elongated front and a load capacity of 1,000 pounds. The toilet with be vitreous china with a 1.28 or 1.6 Gpf low water consumption rate with a rear outlet. See manufacturer's literature for recommended flush valves and toilet seats.
6 - SV683 - Polytrauma PRC Vending Area, VC Svc | 6 - SV683 - Polytrauma PRC Vending Area, VC Svc | 6 - SV683 - Polytrauma PRC Vending Area, VC Svc | 6 - SV683 - Polytrauma PRC Vending Area, VC Svc | 6 - SV683 - Polytrauma PRC Vending Area, VC Svc
JSN | NAME | QTY | ACQ/INS | DESCRIPTION
A6030 | Machine, Vending | 2 | L_RE | This JSN is to be used for determining and defining the requirement for vending machines. Item is normally leased or supplied by Army & Air Force Exchange Service, (AAFES).
F0225 | Chair, Dining Room | 2 | VV | Dining room chair with glides. Chair has straight legs with cushioned cloth or vinyl seat.
F0795 | Table, Dining | 1 | VV | Dining table. Round 42" diameter or square 42" X 42". Used in dining facilities and can comfortably seat up to four (4) persons.
F2000 | Basket, Wastepaper, Fire Resistant | 1 | VV | Wastepaper basket, fire resistant, approximately 40 quart capacity. This unit is used to collect and temporarily store small quantities of paper refuse in patient rooms, administrative areas and nursing stations. Size and shape varies depending on the application and manufacturer selected.
2 - PRC PATIENT CARE UNIT PATIENT AREA | 2 - PRC PATIENT CARE UNIT PATIENT AREA | 2 - PRC PATIENT CARE UNIT PATIENT AREA | 2 - PRC PATIENT CARE UNIT PATIENT AREA | 2 - PRC PATIENT CARE UNIT PATIENT AREA
1 - IPT01 - IP Patient Bedroom, Polytrauma | 1 - IPT01 - IP Patient Bedroom, Polytrauma | 1 - IPT01 - IP Patient Bedroom, Polytrauma | 1 - IPT01 - IP Patient Bedroom, Polytrauma | 1 - IPT01 - IP Patient Bedroom, Polytrauma
JSN | NAME | QTY | ACQ/INS | DESCRIPTION
A1010 | Telecommunication Outlet | 2 | VV | Telecommunication outlet location.
A1070 | Mirror, Float Glass, With SS Frame, 36 x Required | 1 | CC | A high quality 1/4" polished float glass mirror, framed in a one-piece, satin finished, stainless steel angle frame. All edges of the mirror are protected by absorbing filler strips. Back of mirror is protected by a protective coating. Mirror has a galvanized steel back with integral horizontal hanging brackets and wall hangers for concealed mounting. For use in restroom areas having a vanity with two or more countertop mounted lavatories. Pricing is based upon a 36" H X 36" W mirror.
A1110 | Headwall, Prefabricated, General, 1-2 bed | 1 | CC | 1-2 bed, general, prefabricated headwall. Unit consists of a patient service module for general care, single or double bed type. It contains lighting, medical gases, electrical outlets, nurse call and bed bumper. Specify number and type of medical gas and electrical outlets. Size of module will vary by type and configuration of outlets.
A1205 | Lift System, Overhead, Patient Room w/Bath | 1 | VC | An overhead rail system specifically designed for patient lifting and movement for a single bed patient room including the bathroom. The system will consist of recessed or ceiling mounted primary and secondary rails, lift motor with rolling carriage, patient harness or seat, and a hand controller or control box with charger. System will facilitate lifting and movement of patient to and from bed to gurney, chair, bath, commode, or other requirement. Minimum lift capability is 550 pounds. Custom design of track layout by manufacturer is essential to meet individual facility requirements.
A5075 | Dispenser, Soap, Disposable | 1 | VV | Disposable soap dispenser. One-handed dispensing operation. Designed to accommodate disposable soap cartridge and valve.
A5077 | Dispenser, Hand Sanitizer, Hands-Free | 1 | VV | A touch free wall-mounted hand sanitizer dispenser. For use throughout a healthcare facility. Unit does not include the sanitizing liquid. Units are battery operated.
A5080 | Dispenser, Paper Towel, SS, Surface Mounted | 1 | CC | A surface mounted, satin finish stainless steel, single-fold, paper towel dispenser. Dispenser features: tumbler lock; front hinged at bottom; and refill indicator slot. Minimum capacity 400 single-fold paper towels. For general purpose use throughout the facility.
A5107 | Dispenser, Glove, Surgical/Examination, Wall Mntd | 1 | VV | Examination three (Small Medium, Large) glove dispenser box for wall mounting. Fabricated of either cold rolled steel with a white baked enamel finish, plastic or acrylic. Hardware not included, Option 3 powder coated steel.
A5108 | Waste Disposal Unit, Sharps | 1 | VV | A container for collecting and transporting syringes and other sharps for decontamination and disposal. Available in 2 gallon and 8 gallon with locking rotor. Complies with OSHA regulations for handling sharps.
A5145 | Hook, Garment, Double, SS, Surface Mounted | 1 | CC | A surface mounted, satin finish stainless steel, double garment hook. Equipped with a concealed mounting bracket that is secured to a concealed wall plate. For general purpose use throughout the facility to hang various items of apparel.
A5180 | Track, Cubicle, Surface Mounted, With Curtain | 9 | VV | Surface mounted cubicle track, with curtain. Track constructed of thick extruded aluminum. Equipped with self lubricating carriers, beaded drop chain hooks, and flame resistant curtain. To include removable end caps. Designed to be suspended around patient areas where privacy is needed. Price listed is per foot of the track, curtains to be priced per quote.
A5212 | Bracket, Television, Wall-Mounted, Tilt/Angle | 1 | VV | A wall mounted, tilt/angled TV bracket for 37" to 80" TVs. Mount will be a universal and VESA compliant unit with a load capacity of up to 130 lbs.
A5220 | Bracket, Television, Wall Backing | 1 | CC | Wall mounted television bracket backing which provides additional support and strength for the installation of the television bracket. Option available for interior or exterior plate and sized for 12” 16” or 24” stud spacing.
A6010 | Bumper, Wall, Bed Locator | 1 | CC | A wall bed locator bumper that protects the room walls while properly positioning the bed to place for vital services. Receptacles on both sides to be protected from accidental disconnection by some means such as angling. Utility connections may include normal power, emergency power, bed receptacle, telephone jack, low voltage controller and dedicated night light.
CT025 | Countertop, Solid Surface with Sink Combination | 1 | CC | A solid, nonporous countertop approximately 36"W x 22"D with a undercounter sink combination. The countertop is an acrylic-based solid surface product with a standard thickness of 1", and a 4" butt backsplash/curb. Surfaces will be easy to clean and maintain. Also referred to as a work surface or work top with sink. Available in a choice of colors, depths and sink shapes. Used for various applications in patient rooms, restrooms and throughout the facility. Usually a part of a casework interior design program. Unit does not include the drain and faucet.
F0096 | Wardrobe, Vestment, Built In | 1 | VV | Vestment wardrobe. This unit must be custom designed to conform to built-in requirements. Surfaced inside and out with high-pressure plastic laminates.
F0205 | Chair, Side With Arms | 1 | VV | Upholstered side chair, 32" high X 21" wide X 23" deep with arms, padded seats and padded backs. Seat height is a minimum of 17". Available with or without sled base.
F0355 | Footstool, Straight | 1 | VV | Step stool. Used to assist patients getting on and off exam or surgical tables. Fitted with electrically conductive rubber tips.
F0370 | Sofa, Sleeper, Upholstered | 1 | VV | A sleeper sofa with a highly durable, stain resistant and long lasting fabric upholstery. The sleeper sofa will be designed to limit its footprint when in the sleep configuration to approximately that in the sofa configuration. The unit is used in hospital patient rooms and hospital staff lounges. Unit will also include drawer storage for linens.
F0400 | Cabinet, Bedside, Door, Drawer | 1 | VV | Bedside cabinet for storage of both the patient's personal items and small patient support items. Approximately 31" high X 21" wide X 19" deep with one (1) drawer and one (1) closed storage closet. Drawer is removable so interior can be sanitized. May come in a 3 drawer version.
F0705 | Table, Computer, Small | 1 | VV | Small sized computer table/workstation, approximately 35" high X 36" wide X 30" deep with enough surface for a CPU, monitor and keyboard.
F2017 | Waste Receptacle, 24 GAL | 1 | VV | Rectangular steel waste receptacle with step-on lid and 24 gallon capacity. The receptacle is used to collect and temporarily store small quantities of paper refuse. Can be used in restrooms, patient areas, laboratories, pharmacies, etc.
F3200 | Clock, Battery, 12" Diameter | 1 | VV | Clock, 12" diameter. Round surface, easy to read numbers with sweep second hand. Wall mounted unit for use when impractical to install a fully synchronized clock system. Battery operated, (batteries not included).
M0515 | Television, HD, 40" Class | 1 | VV | High definition (HDTV) multimedia flat panel LED 40" class display television. The TV will have a 16:9 wide screen aspect ratio, minimum of 1920 x 1080 display resolution, digital tuner, minimum refresh rate of 60Hz, minimum of two HDMI ports and 1 USB port ENERGY STAR certified.
M0750 | Flowmeter, Air, Connect w/50 PSI Supply | 1 | VV | Air flowmeter. Unit has a stainless steel needle valve with clear flowtube for connection to 50 PSI air outlet from central pipeline system. Requires the appropriate adapter for connection to the wall outlet and fitting to connect to tubing. Database prices reflect fittings with an attached DISS power outlet. Other outlet and adapter configurations are available.
M0755 | Flowmeter, Oxygen, Low Flow | 1 | VV | Oxygen flowmeter. Consists of a clear crystal flowtube calibrated to 3.5 or 8 LPM depending on manufacturer. For oxygen regulation in hospital settings. Database pricing includes DISS fitting and DISS power outlet and wall adapter. Other fitting and adapter configurations are available.
M0765 | Regulator, Vacuum | 1 | VV | Vacuum pressure regulator for connection to central piped vacuum system. Standard display scale is graduated at least from 0 to 200 mm Hg of vacuum. Displays on specialized regulators may cover other vacuum ranges. Regulator type (continuous, intermittent, continuous/intermittent, surgical, pediatric, thoracic, etc.) as required. To be used in delivery, neonatal, pediatrics or any area where suction is required. Database pricing reflects continuous regulators graduated to 200 mm Hg with a full line vacuum selection switch and DISS configured inlets and outlets.
M1801 | Computer, Microprocessing, w/Flat Panel Monitor | 1 | VV | Desk top microprocessing computer. The unit shall consist of a central processing mini tower, flat panel monitor, keyboard, mouse and speakers. The system shall have the following minimum characteristics: a 2.8 GHz Pentium processor; 512 MB memory; 80GB hard drive; 32/48x CD-ROMDVD combo; 1.44MB network interface card; video 32 MB NVIDIA; a 18 inch flat panel monitor. The computer is used throughout the facility to input, manipulate and retrieve information.
M1802 | Work Station, Computer, Retractable, Wall Mounted | 1 | VV | A wall mounted retractable work station. Work station is used as a computer station in treatment rooms, exam rooms and areas where physical space in limited.
M3025 | Mattress, Pressure Reduction | 1 | VV | Pressure reduction mattress. Consists of polyurethane foam and air or gel cylinders to spread pressure of patient's body weight across a larger surface area. Some models have electric pumps for inflation and pressure adjustment; other manufacturers score the foam to distribute pressure. Used to prevent bed sores from developing and promote the healing of ulcers. Unit also relieves patient stress by reducing the amount of required patient turning. All-gel and all-foam mattresses as well as comparably therapeutic low air loss mattress systems are available.
M4255 | Stand, IV, Adjustable | 1 | VV | Adjustable IV stand with 4-hook arrangement. Stand has stainless steel construction with heavy weight base. It adjusts from 66 inches to 100 inches and is mounted on conductive rubber, ball bearing, swivel casters. Stand is used for administering intravenous solutions.
M4266 | Pump, Volumetric, Infusion, Multiple Line | 1 | VV | Volumetric infusion pump. Pump is self-regulating with automatic sensor and adjustable rate. Equipped with visual and audible alarms and up to 10 hour capacity battery. For the administration of a wide variety of therapeutic agents where precise control is required. Unit provides individual control to IV lines simultaneously.
M7010 | Bed, Patient, Electric | 1 | VV | Electric patient bed. Includes safety side rails, IV rod insertion slots and patient control panel for a full range of positions. Four wheel locking brakes. Overall bed height adjustable between 16.5 and 31 inches.
M7025 | Mattress, Bed, Hospital | 1 | VV | Hospital bed mattress. These mattresses are usually filled with multi-layered foam, wire coil innersprings, or a combination of both. Mattresses are made of a fire retardant material (to meet California standard) and are enclosed in waterproof anti-microbial covers. For hospital use.
M7040 | Table, Overbed | 1 | VV | Overbed table. Adjustable height table constructed of heavy gauge steel. Mounted on 2" diameter twin swivel casters with bumper caps. Table top is constructed with a high pressure plastic laminated surface that resists chipping, scratching, and staining. It includes a vanity tray and a mirror. Table is designed for use over bed, wheelchair or large chair.
M7435 | Light, Overbed, Direct And Indirect | 1 | CC | Overbed patient room light which provides direct light for patient activity and indirect light for patient examination. The indirect portion of the light can be flipped down or redirected to provide dual intensity direct lighting. Unit is fully enclosed and is available in varying lengths. Some units feature a controlled power shut off to the light and patient bed when bumped by any item. Unit is designed to be wired directly to a junction box in the wall, a headwall service rail or patient service column. Dimensions are for a three foot light.
M7845 | Monitor, Physiological, Bedside, 4 Channel | 1 | VV | 4 channel bedside physiological monitor. The unit consist of a four-channel non-fade monochrome display monitor, an alarm system and printer-recording capabilities. The monitor has color coded controls and automatic calibration. The unit displays up to four waveforms simultaneously. The parameters to be monitored are user selectable. The monitor may be connected to a central monitoring station. The unit monitors patients in most acute care areas, step-down units, procedure rooms and emergency rooms.
2 - SB134 - Polytrauma IP Patient Toilet / Shower, Bldg Sprt | 2 - SB134 - Polytrauma IP Patient Toilet / Shower, Bldg Sprt | 2 - SB134 - Polytrauma IP Patient Toilet / Shower, Bldg Sprt | 2 - SB134 - Polytrauma IP Patient Toilet / Shower, Bldg Sprt | 2 - SB134 - Polytrauma IP Patient Toilet / Shower, Bldg Sprt
JSN | NAME | QTY | ACQ/INS | DESCRIPTION
A1066 | Mirror, Float Glass, With SS Frame | 1 | CC | A high quality 1/4" polished float glass mirror 36X18, framed in a one-piece, bright polished, stainless steel channel frame with 90° mitered corners. All edges of the mirror are protected by absorbing filler strips. Mirror has a galvanized steel back with integral horizontal hanging brackets and wall hanger for concealed mounting. For mounting above single wall mounted lavatories located in toilet areas, Doctors examination offices, etc. May also be used above double lavatories, either wall or countertop mounted, found in restroom areas.
A5030 | Bench, Stall, Shower, Built In | 1 | CC | Shower bench; built-in. Eighteen (18) gauge stainless steel frame with anchors built-in into the wall. Size and shape as required.
A5075 | Dispenser, Soap, Disposable | 1 | VV | Disposable soap dispenser. One-handed dispensing operation. Designed to accommodate disposable soap cartridge and valve.
A5082 | Dispenser, Paper Towel, Sensor, Hands Free | 1 | CC | A surface mounted, sensor activated, automatic, roll paper towel dispenser. The unit dispenses a paper towel automatically only when hands are place in position below the dispenser for maximum sanitation and hygiene. May include adjustable settings for sheet length, time delay, and sensor range. Unit is battery operated or with optional AC power adapter.
A5090 | Disposal, Sanitary Napkin, SS, Surface Mounted | 1 | CC | A surface mounted, satin finish stainless steel, sanitary napkin disposal. Disposal features a flip-up cover, secured to the container by a heavy duty stainless steel piano-hinge. Disposal may be secured to wall or toilet partition. For general purpose use in female toilet stalls or rooms and uni-sex toilet rooms.
A5109 | Grab Bar, 1-1/4" Dia., SS, 2 Wall, W/C Accessible | 1 | CC | A 1-1/4" diameter, satin finish stainless steel, peened gripping surface, 2 wall toilet stall/ room, grab bar with concealed mounting flanges. Snap over flanges are provided to conceal mounting screws. A selection of mounting kits and concealed anchor devices are available from the manufacturers for different types of installations. Grab bar shall comply with barrier-free accessibility guidelines for structural strength. For typical water closet applications in toilet stalls and rooms where ADA (American's With Disabilities Act) requirements must be met.
A5110 | Grab Bar, 1-1/4" Dia., SS, 2 Wall, Shower Use | 1 | CC | A 1-1/4" diameter, satin finish stainless steel, peened gripping surface, 2 wall shower, grab bar with concealed mounting flanges. Snap over flanges are provided to conceal mounting screws. A selection of mounting kits and concealed anchor devices are available from the manufacturers for different types of installations. Grab bar shall comply with barrier-free accessibility guidelines for structural strength. For typical applications in shower stalls where ADA (American's With Disabilities Act) requirements must be met.
A5145 | Hook, Garment, Double, SS, Surface Mounted | 1 | CC | A surface mounted, satin finish stainless steel, double garment hook. Equipped with a concealed mounting bracket that is secured to a concealed wall plate. For general purpose use throughout the facility to hang various items of apparel.
A5170 | Rod, Shower Curtain, 1"Diameter, W/Curtain & Hooks | 1 | CC | A concealed mounted, 1" outside diameter, satin finish stainless steel, shower curtain rod with white vinyl shower curtain (72" H) and SS shower curtain hooks. Rod and curtain available in various widths. For general purpose use at shower stall or bathtub locations. Pricing based upon standard shower stall dimensions of 36" x 36" and a standard curtain height of 72".
A5175 | Soap Dish, With Bar, SS, Recessed | 1 | CC | A recessed mounted, satin finish stainless steel, soap dish with bar. Soap dish furnished with retaining lip and mounting clamp for installation in stud walls or countertop aprons. For general purpose use in shower stalls or at bathtub locations.
A5200 | Dispenser, Toilet Tissue, SS, 2-Roll, Surface Mntd | 1 | CC | A concealed surface mounted, double roll, satin finish stainless steel, toilet tissue dispenser. Unit accommodates two standard-core toilet tissue rolls through 5" in diameter. Spindles are chrome plated plastic with a heavy-duty internal spring and turn freely for non-controlled delivery. For general purpose use in restrooms.
A5205 | Bar, Towel, 1" Diameter, SS, Surface Mounted | 1 | CC | A surface mounted, satin finish stainless steel, 1" diameter, towel bar. Support posts and flanges are one piece, chrome-plated, cast heavy brass with satin finish. Towel bar shall not rotate within support posts. Available in 18", 24" and 30" widths. For general purpose use in shower or bathtub rooms. Pricing based upon a suggested standard width of 18".
F2000 | Basket, Wastepaper, Fire Resistant | 1 | VV | Wastepaper basket, fire resistant, approximately 40 quart capacity. This unit is used to collect and temporarily store small quantities of paper refuse in patient rooms, administrative areas and nursing stations. Size and shape varies depending on the application and manufacturer selected.
P3000 | Lavatory, Vitreous China, Straight Back | 1 | CC | Wall mounted, vitreous china lavatory (approximate bowl size 7"x15"x10") with: straight-front apron, straight or contoured back; faucet holes on 4" centers; gooseneck spout; wrist blade handles; and grid strainer. It shall be suitable for use in clinics, offices, washrooms or patient care areas.
P5040 | Shower, Single, Hand-Held | 1 | CC | A complete, barrier-free, single hand-held, personal shower system. The shower system includes: pressure balanced mixing valve with high temperature limit stop; personal hand shower; shower hose; wall supply; and slide bar. For general purpose use throughout the facility in shower stalls.
P9050 | Toilet, Wall Hung, Siphon Jet | 1 | CC | Siphon jet water closet/ toilet. This unit is wall hung with an elongated bowl, top spud flushometer, seat with open front and check hinge, and carrier. Used in restrooms throughout the health care facility.
3 - IPT03 - IP Airborne Infection Isolation (AII) Bedroom, Polytrauma | 3 - IPT03 - IP Airborne Infection Isolation (AII) Bedroom, Polytrauma | 3 - IPT03 - IP Airborne Infection Isolation (AII) Bedroom, Polytrauma | 3 - IPT03 - IP Airborne Infection Isolation (AII) Bedroom, Polytrauma | 3 - IPT03 - IP Airborne Infection Isolation (AII) Bedroom, Polytrauma
JSN | NAME | QTY | ACQ/INS | DESCRIPTION
A1010 | Telecommunication Outlet | 2 | VV | Telecommunication outlet location.
A1011 | Telephone, Desk, 1 Line | 1 | VV | Telephone, desk, 1 line.
A1066 | Mirror, Float Glass, With SS Frame | 1 | CC | A high quality 1/4" polished float glass mirror 36X18, framed in a one-piece, bright polished, stainless steel channel frame with 90° mitered corners. All edges of the mirror are protected by absorbing filler strips. Mirror has a galvanized steel back with integral horizontal hanging brackets and wall hanger for concealed mounting. For mounting above single wall mounted lavatories located in toilet areas, Doctors examination offices, etc. May also be used above double lavatories, either wall or countertop mounted, found in restroom areas.
A1105 | Headwall, Prefabricated, ICU, With Equipment | 1 | CC | ICU prefabricated headwall with equipment. Multi-wall surface mounted unit. Consists of: patient medical gases, and electrical module; and patient cabinet module. Includes examination lamp, elapsed time recorder, wall mounted sphygmomanometer, ceiling mounted intravenous arm assembly; Electro/safe hazard cardiac monitor shelf; vacuum bottle storage unit, medical gas/vacuum outlet and external grounding receptacles.
A1205 | Lift System, Overhead, Patient Room w/Bath | 1 | VC | An overhead rail system specifically designed for patient lifting and movement for a single bed patient room including the bathroom. The system will consist of recessed or ceiling mounted primary and secondary rails, lift motor with rolling carriage, patient harness or seat, and a hand controller or control box with charger. System will facilitate lifting and movement of patient to and from bed to gurney, chair, bath, commode, or other requirement. Minimum lift capability is 550 pounds. Custom design of track layout by manufacturer is essential to meet individual facility requirements.
A5075 | Dispenser, Soap, Disposable | 1 | VV | Disposable soap dispenser. One-handed dispensing operation. Designed to accommodate disposable soap cartridge and valve.
A5077 | Dispenser, Hand Sanitizer, Hands-Free | 1 | VV | A touch free wall-mounted hand sanitizer dispenser. For use throughout a healthcare facility. Unit does not include the sanitizing liquid. Units are battery operated.
A5080 | Dispenser, Paper Towel, SS, Surface Mounted | 1 | CC | A surface mounted, satin finish stainless steel, single-fold, paper towel dispenser. Dispenser features: tumbler lock; front hinged at bottom; and refill indicator slot. Minimum capacity 400 single-fold paper towels. For general purpose use throughout the facility.
A5107 | Dispenser, Glove, Surgical/Examination, Wall Mntd | 1 | VV | Examination three (Small Medium, Large) glove dispenser box for wall mounting. Fabricated of either cold rolled steel with a white baked enamel finish, plastic or acrylic. Hardware not included, Option 3 powder coated steel.
A5108 | Waste Disposal Unit, Sharps | 1 | VV | A container for collecting and transporting syringes and other sharps for decontamination and disposal. Available in 2 gallon and 8 gallon with locking rotor. Complies with OSHA regulations for handling sharps.
A5180 | Track, Cubicle, Surface Mounted, With Curtain | 9 | VV | Surface mounted cubicle track, with curtain. Track constructed of thick extruded aluminum. Equipped with self lubricating carriers, beaded drop chain hooks, and flame resistant curtain. To include removable end caps. Designed to be suspended around patient areas where privacy is needed. Price listed is per foot of the track, curtains to be priced per quote.
A6010 | Bumper, Wall, Bed Locator | 1 | CC | A wall bed locator bumper that protects the room walls while properly positioning the bed to place for vital services. Receptacles on both sides to be protected from accidental disconnection by some means such as angling. Utility connections may include normal power, emergency power, bed receptacle, telephone jack, low voltage controller and dedicated night light.
F0260 | Chair, High Back, Patient | 1 | VV | High back patient chair, approximately 45" H X 24" W X 30" D with padded and upholstered back and seat. Straight legs have floor glides. Upholstery material is vinyl.
F0355 | Footstool, Straight | 1 | VV | Step stool. Used to assist patients getting on and off exam or surgical tables. Fitted with electrically conductive rubber tips.
F0400 | Cabinet, Bedside, Door, Drawer | 1 | VV | Bedside cabinet for storage of both the patient's personal items and small patient support items. Approximately 31" high X 21" wide X 19" deep with one (1) drawer and one (1) closed storage closet. Drawer is removable so interior can be sanitized. May come in a 3 drawer version.
F0560 | Wardrobe, Television | 1 | VV | A combination wardrobe that combines the storage of clothing along with a television cabinet. Item is intended for use in patient bedrooms particularly the LDR and LDRP.
F2010 | Basket, Wastepaper, Step-On | 1 | VV | "Step-on" wastepaper basket with inner liner and foot petal activated flip top.
F3050 | Whiteboard, Dry Erase | 1 | VV | Whiteboard unit, approximately 36" H x 48" W consisting of a white porcelain enamel writing surface with an attached chalk tray. Magnetic surface available. Image can be easily removed with a standard chalkboard eraser. For use with water color pens. Unit is ready to hang.
F3200 | Clock, Battery, 12" Diameter | 1 | VV | Clock, 12" diameter. Round surface, easy to read numbers with sweep second hand. Wall mounted unit for use when impractical to install a fully synchronized clock system. Battery operated, (batteries not included).
M0430 | Recorder/ Player, Digital, Video, DVD | 1 | VV | Professional medical grade DVD video recorder/player. Approximately 5" high X 10" wide X 14" deep. Meets NTSC and PAL standards and employs MPEG2 video compression. Capable of high speed picture search, direct recording into available disc space and recording and playback on various DVD formats. Audio uses Dolby digital format. Convenience outlet required at point of use.
M0515 | Television, HD, 40" Class | 1 | VV | High definition (HDTV) multimedia flat panel LED 40" class display television. The TV will have a 16:9 wide screen aspect ratio, minimum of 1920 x 1080 display resolution, digital tuner, minimum refresh rate of 60Hz, minimum of two HDMI ports and 1 USB port ENERGY STAR certified.
M0750 | Flowmeter, Air, Connect w/50 PSI Supply | 1 | VV | Air flowmeter. Unit has a stainless steel needle valve with clear flowtube for connection to 50 PSI air outlet from central pipeline system. Requires the appropriate adapter for connection to the wall outlet and fitting to connect to tubing. Database prices reflect fittings with an attached DISS power outlet. Other outlet and adapter configurations are available.
M0755 | Flowmeter, Oxygen, Low Flow | 1 | VV | Oxygen flowmeter. Consists of a clear crystal flowtube calibrated to 3.5 or 8 LPM depending on manufacturer. For oxygen regulation in hospital settings. Database pricing includes DISS fitting and DISS power outlet and wall adapter. Other fitting and adapter configurations are available.
M0765 | Regulator, Vacuum | 1 | VV | Vacuum pressure regulator for connection to central piped vacuum system. Standard display scale is graduated at least from 0 to 200 mm Hg of vacuum. Displays on specialized regulators may cover other vacuum ranges. Regulator type (continuous, intermittent, continuous/intermittent, surgical, pediatric, thoracic, etc.) as required. To be used in delivery, neonatal, pediatrics or any area where suction is required. Database pricing reflects continuous regulators graduated to 200 mm Hg with a full line vacuum selection switch and DISS configured inlets and outlets.
M1801 | Computer, Microprocessing, w/Flat Panel Monitor | 1 | VV | Desk top microprocessing computer. The unit shall consist of a central processing mini tower, flat panel monitor, keyboard, mouse and speakers. The system shall have the following minimum characteristics: a 2.8 GHz Pentium processor; 512 MB memory; 80GB hard drive; 32/48x CD-ROMDVD combo; 1.44MB network interface card; video 32 MB NVIDIA; a 18 inch flat panel monitor. The computer is used throughout the facility to input, manipulate and retrieve information.
M1802 | Work Station, Computer, Retractable, Wall Mounted | 1 | VV | A wall mounted retractable work station. Work station is used as a computer station in treatment rooms, exam rooms and areas where physical space in limited.
M3025 | Mattress, Pressure Reduction | 1 | VV | Pressure reduction mattress. Consists of polyurethane foam and air or gel cylinders to spread pressure of patient's body weight across a larger surface area. Some models have electric pumps for inflation and pressure adjustment; other manufacturers score the foam to distribute pressure. Used to prevent bed sores from developing and promote the healing of ulcers. Unit also relieves patient stress by reducing the amount of required patient turning. All-gel and all-foam mattresses as well as comparably therapeutic low air loss mattress systems are available.
M3070 | Hamper, Linen, Mobile, w/Lid | 1 | VV | Mobile linen hamper with hand or foot operated lid. Made of heavy tubular stainless steel with heavy gauge welded steel platform. Holds 25" hamper bags. Mounted on ball bearing casters. For linen transport in hospitals and clinics.
M3072 | Frame, Infectious Waste Bag w/Lid | 1 | VV | Frame for an infectious waste collection bag. Made of heavy tubular stainless steel with heavy gauge welded steel platform. Adjust to hold 18" or 25" trash bags. Mounted on ball bearing casters and includes permanently mounted hinged lid. Provides means of bagging infectious waste at point of waste generation.
M4255 | Stand, IV, Adjustable | 1 | VV | Adjustable IV stand with 4-hook arrangement. Stand has stainless steel construction with heavy weight base. It adjusts from 66 inches to 100 inches and is mounted on conductive rubber, ball bearing, swivel casters. Stand is used for administering intravenous solutions.
M4266 | Pump, Volumetric, Infusion, Multiple Line | 1 | VV | Volumetric infusion pump. Pump is self-regulating with automatic sensor and adjustable rate. Equipped with visual and audible alarms and up to 10 hour capacity battery. For the administration of a wide variety of therapeutic agents where precise control is required. Unit provides individual control to IV lines simultaneously.
M7010 | Bed, Patient, Electric | 1 | VV | Electric patient bed. Includes safety side rails, IV rod insertion slots and patient control panel for a full range of positions. Four wheel locking brakes. Overall bed height adjustable between 16.5 and 31 inches.
M7040 | Table, Overbed | 1 | VV | Overbed table. Adjustable height table constructed of heavy gauge steel. Mounted on 2" diameter twin swivel casters with bumper caps. Table top is constructed with a high pressure plastic laminated surface that resists chipping, scratching, and staining. It includes a vanity tray and a mirror. Table is designed for use over bed, wheelchair or large chair.
M7845 | Monitor, Physiological, Bedside, 4 Channel | 1 | VV | 4 channel bedside physiological monitor. The unit consist of a four-channel non-fade monochrome display monitor, an alarm system and printer-recording capabilities. The monitor has color coded controls and automatic calibration. The unit displays up to four waveforms simultaneously. The parameters to be monitored are user selectable. The monitor may be connected to a central monitoring station. The unit monitors patients in most acute care areas, step-down units, procedure rooms and emergency rooms.
P3100 | Lavatory, Vitreous China, Slab Type | 1 | CC | Wall mounted, slab type, vitreous china, lavatory (approximate bowl size 7"x15"x10") with: faucet holes on 4" centers; gooseneck spout; wrist blade handles; and grid strainer. It shall be suitable for use in clinics, offices, washrooms or patient care area.
4 - IPT04 - IP Airborne Infection Isolation (AII) Anteroom, Polytrauma | 4 - IPT04 - IP Airborne Infection Isolation (AII) Anteroom, Polytrauma | 4 - IPT04 - IP Airborne Infection Isolation (AII) Anteroom, Polytrauma | 4 - IPT04 - IP Airborne Infection Isolation (AII) Anteroom, Polytrauma | 4 - IPT04 - IP Airborne Infection Isolation (AII) Anteroom, Polytrauma
JSN | NAME | QTY | ACQ/INS | DESCRIPTION
A1066 | Mirror, Float Glass, With SS Frame | 1 | CC | A high quality 1/4" polished float glass mirror 36X18, framed in a one-piece, bright polished, stainless steel channel frame with 90° mitered corners. All edges of the mirror are protected by absorbing filler strips. Mirror has a galvanized steel back with integral horizontal hanging brackets and wall hanger for concealed mounting. For mounting above single wall mounted lavatories located in toilet areas, Doctors examination offices, etc. May also be used above double lavatories, either wall or countertop mounted, found in restroom areas.
A5075 | Dispenser, Soap, Disposable | 1 | VV | Disposable soap dispenser. One-handed dispensing operation. Designed to accommodate disposable soap cartridge and valve.
A5077 | Dispenser, Hand Sanitizer, Hands-Free | 1 | VV | A touch free wall-mounted hand sanitizer dispenser. For use throughout a healthcare facility. Unit does not include the sanitizing liquid. Units are battery operated.
A5080 | Dispenser, Paper Towel, SS, Surface Mounted | 1 | CC | A surface mounted, satin finish stainless steel, single-fold, paper towel dispenser. Dispenser features: tumbler lock; front hinged at bottom; and refill indicator slot. Minimum capacity 400 single-fold paper towels. For general purpose use throughout the facility.
A5107 | Dispenser, Glove, Surgical/Examination, Wall Mntd | 1 | VV | Examination three (Small Medium, Large) glove dispenser box for wall mounting. Fabricated of either cold rolled steel with a white baked enamel finish, plastic or acrylic. Hardware not included, Option 3 powder coated steel.
A5108 | Waste Disposal Unit, Sharps | 1 | VV | A container for collecting and transporting syringes and other sharps for decontamination and disposal. Available in 2 gallon and 8 gallon with locking rotor. Complies with OSHA regulations for handling sharps.
A5145 | Hook, Garment, Double, SS, Surface Mounted | 1 | CC | A surface mounted, satin finish stainless steel, double garment hook. Equipped with a concealed mounting bracket that is secured to a concealed wall plate. For general purpose use throughout the facility to hang various items of apparel.
CD040 | Cabinet, W/H, 2 Shelf, 2 DO, Sloping Top, 38x36x13 | 1 | CC | Wall hung cabinet with two adjustable shelves, solid hinged doors, and sloping top. Also referred to as a solid hinged double door wall case. For general purpose use throughout the facility.
F2010 | Basket, Wastepaper, Step-On | 1 | VV | "Step-on" wastepaper basket with inner liner and foot petal activated flip top.
M3070 | Hamper, Linen, Mobile, w/Lid | 1 | VV | Mobile linen hamper with hand or foot operated lid. Made of heavy tubular stainless steel with heavy gauge welded steel platform. Holds 25" hamper bags. Mounted on ball bearing casters. For linen transport in hospitals and clinics.
M3072 | Frame, Infectious Waste Bag w/Lid | 1 | VV | Frame for an infectious waste collection bag. Made of heavy tubular stainless steel with heavy gauge welded steel platform. Adjust to hold 18" or 25" trash bags. Mounted on ball bearing casters and includes permanently mounted hinged lid. Provides means of bagging infectious waste at point of waste generation.
P3100 | Lavatory, Vitreous China, Slab Type | 1 | CC | Wall mounted, slab type, vitreous china, lavatory (approximate bowl size 7"x15"x10") with: faucet holes on 4" centers; gooseneck spout; wrist blade handles; and grid strainer. It shall be suitable for use in clinics, offices, washrooms or patient care area.
5 - SB135 - Polytrauma IP Airborne Infection Isolation (AII) Toilet / Shower, Bldg Sprt | 5 - SB135 - Polytrauma IP Airborne Infection Isolation (AII) Toilet / Shower, Bldg Sprt | 5 - SB135 - Polytrauma IP Airborne Infection Isolation (AII) Toilet / Shower, Bldg Sprt | 5 - SB135 - Polytrauma IP Airborne Infection Isolation (AII) Toilet / Shower, Bldg Sprt | 5 - SB135 - Polytrauma IP Airborne Infection Isolation (AII) Toilet / Shower, Bldg Sprt
JSN | NAME | QTY | ACQ/INS | DESCRIPTION
A1066 | Mirror, Float Glass, With SS Frame | 1 | CC | A high quality 1/4" polished float glass mirror 36X18, framed in a one-piece, bright polished, stainless steel channel frame with 90° mitered corners. All edges of the mirror are protected by absorbing filler strips. Mirror has a galvanized steel back with integral horizontal hanging brackets and wall hanger for concealed mounting. For mounting above single wall mounted lavatories located in toilet areas, Doctors examination offices, etc. May also be used above double lavatories, either wall or countertop mounted, found in restroom areas.
A5030 | Bench, Stall, Shower, Built In | 1 | CC | Shower bench; built-in. Eighteen (18) gauge stainless steel frame with anchors built-in into the wall. Size and shape as required.
A5075 | Dispenser, Soap, Disposable | 1 | VV | Disposable soap dispenser. One-handed dispensing operation. Designed to accommodate disposable soap cartridge and valve.
A5082 | Dispenser, Paper Towel, Sensor, Hands Free | 1 | CC | A surface mounted, sensor activated, automatic, roll paper towel dispenser. The unit dispenses a paper towel automatically only when hands are place in position below the dispenser for maximum sanitation and hygiene. May include adjustable settings for sheet length, time delay, and sensor range. Unit is battery operated or with optional AC power adapter.
A5090 | Disposal, Sanitary Napkin, SS, Surface Mounted | 1 | CC | A surface mounted, satin finish stainless steel, sanitary napkin disposal. Disposal features a flip-up cover, secured to the container by a heavy duty stainless steel piano-hinge. Disposal may be secured to wall or toilet partition. For general purpose use in female toilet stalls or rooms and uni-sex toilet rooms.
A5109 | Grab Bar, 1-1/4" Dia., SS, 2 Wall, W/C Accessible | 1 | CC | A 1-1/4" diameter, satin finish stainless steel, peened gripping surface, 2 wall toilet stall/ room, grab bar with concealed mounting flanges. Snap over flanges are provided to conceal mounting screws. A selection of mounting kits and concealed anchor devices are available from the manufacturers for different types of installations. Grab bar shall comply with barrier-free accessibility guidelines for structural strength. For typical water closet applications in toilet stalls and rooms where ADA (American's With Disabilities Act) requirements must be met.
A5110 | Grab Bar, 1-1/4" Dia., SS, 2 Wall, Shower Use | 1 | CC | A 1-1/4" diameter, satin finish stainless steel, peened gripping surface, 2 wall shower, grab bar with concealed mounting flanges. Snap over flanges are provided to conceal mounting screws. A selection of mounting kits and concealed anchor devices are available from the manufacturers for different types of installations. Grab bar shall comply with barrier-free accessibility guidelines for structural strength. For typical applications in shower stalls where ADA (American's With Disabilities Act) requirements must be met.
A5145 | Hook, Garment, Double, SS, Surface Mounted | 1 | CC | A surface mounted, satin finish stainless steel, double garment hook. Equipped with a concealed mounting bracket that is secured to a concealed wall plate. For general purpose use throughout the facility to hang various items of apparel.
A5170 | Rod, Shower Curtain, 1"Diameter, W/Curtain & Hooks | 1 | CC | A concealed mounted, 1" outside diameter, satin finish stainless steel, shower curtain rod with white vinyl shower curtain (72" H) and SS shower curtain hooks. Rod and curtain available in various widths. For general purpose use at shower stall or bathtub locations. Pricing based upon standard shower stall dimensions of 36" x 36" and a standard curtain height of 72".
A5175 | Soap Dish, With Bar, SS, Recessed | 1 | CC | A recessed mounted, satin finish stainless steel, soap dish with bar. Soap dish furnished with retaining lip and mounting clamp for installation in stud walls or countertop aprons. For general purpose use in shower stalls or at bathtub locations.
A5200 | Dispenser, Toilet Tissue, SS, 2-Roll, Surface Mntd | 1 | CC | A concealed surface mounted, double roll, satin finish stainless steel, toilet tissue dispenser. Unit accommodates two standard-core toilet tissue rolls through 5" in diameter. Spindles are chrome plated plastic with a heavy-duty internal spring and turn freely for non-controlled delivery. For general purpose use in restrooms.
A5205 | Bar, Towel, 1" Diameter, SS, Surface Mounted | 1 | CC | A surface mounted, satin finish stainless steel, 1" diameter, towel bar. Support posts and flanges are one piece, chrome-plated, cast heavy brass with satin finish. Towel bar shall not rotate within support posts. Available in 18", 24" and 30" widths. For general purpose use in shower or bathtub rooms. Pricing based upon a suggested standard width of 18".
F2000 | Basket, Wastepaper, Fire Resistant | 1 | VV | Wastepaper basket, fire resistant, approximately 40 quart capacity. This unit is used to collect and temporarily store small quantities of paper refuse in patient rooms, administrative areas and nursing stations. Size and shape varies depending on the application and manufacturer selected.
P3000 | Lavatory, Vitreous China, Straight Back | 1 | CC | Wall mounted, vitreous china lavatory (approximate bowl size 7"x15"x10") with: straight-front apron, straight or contoured back; faucet holes on 4" centers; gooseneck spout; wrist blade handles; and grid strainer. It shall be suitable for use in clinics, offices, washrooms or patient care areas.
P5040 | Shower, Single, Hand-Held | 1 | CC | A complete, barrier-free, single hand-held, personal shower system. The shower system includes: pressure balanced mixing valve with high temperature limit stop; personal hand shower; shower hose; wall supply; and slide bar. For general purpose use throughout the facility in shower stalls.
P9050 | Toilet, Wall Hung, Siphon Jet | 1 | CC | Siphon jet water closet/ toilet. This unit is wall hung with an elongated bowl, top spud flushometer, seat with open front and check hinge, and carrier. Used in restrooms throughout the health care facility.
6 - SB160 - Polytrauma IP Resident Toilet / Shower, Bldg Sprt | 6 - SB160 - Polytrauma IP Resident Toilet / Shower, Bldg Sprt | 6 - SB160 - Polytrauma IP Resident Toilet / Shower, Bldg Sprt | 6 - SB160 - Polytrauma IP Resident Toilet / Shower, Bldg Sprt | 6 - SB160 - Polytrauma IP Resident Toilet / Shower, Bldg Sprt
JSN | NAME | QTY | ACQ/INS | DESCRIPTION
A1066 | Mirror, Float Glass, With SS Frame | 1 | CC | A high quality 1/4" polished float glass mirror 36X18, framed in a one-piece, bright polished, stainless steel channel frame with 90° mitered corners. All edges of the mirror are protected by absorbing filler strips. Mirror has a galvanized steel back with integral horizontal hanging brackets and wall hanger for concealed mounting. For mounting above single wall mounted lavatories located in toilet areas, Doctors examination offices, etc. May also be used above double lavatories, either wall or countertop mounted, found in restroom areas.
A5030 | Bench, Stall, Shower, Built In | 1 | CC | Shower bench; built-in. Eighteen (18) gauge stainless steel frame with anchors built-in into the wall. Size and shape as required.
A5075 | Dispenser, Soap, Disposable | 1 | VV | Disposable soap dispenser. One-handed dispensing operation. Designed to accommodate disposable soap cartridge and valve.
A5082 | Dispenser, Paper Towel, Sensor, Hands Free | 1 | CC | A surface mounted, sensor activated, automatic, roll paper towel dispenser. The unit dispenses a paper towel automatically only when hands are place in position below the dispenser for maximum sanitation and hygiene. May include adjustable settings for sheet length, time delay, and sensor range. Unit is battery operated or with optional AC power adapter.
A5090 | Disposal, Sanitary Napkin, SS, Surface Mounted | 1 | CC | A surface mounted, satin finish stainless steel, sanitary napkin disposal. Disposal features a flip-up cover, secured to the container by a heavy duty stainless steel piano-hinge. Disposal may be secured to wall or toilet partition. For general purpose use in female toilet stalls or rooms and uni-sex toilet rooms.
A5109 | Grab Bar, 1-1/4" Dia., SS, 2 Wall, W/C Accessible | 1 | CC | A 1-1/4" diameter, satin finish stainless steel, peened gripping surface, 2 wall toilet stall/ room, grab bar with concealed mounting flanges. Snap over flanges are provided to conceal mounting screws. A selection of mounting kits and concealed anchor devices are available from the manufacturers for different types of installations. Grab bar shall comply with barrier-free accessibility guidelines for structural strength. For typical water closet applications in toilet stalls and rooms where ADA (American's With Disabilities Act) requirements must be met.
A5110 | Grab Bar, 1-1/4" Dia., SS, 2 Wall, Shower Use | 1 | CC | A 1-1/4" diameter, satin finish stainless steel, peened gripping surface, 2 wall shower, grab bar with concealed mounting flanges. Snap over flanges are provided to conceal mounting screws. A selection of mounting kits and concealed anchor devices are available from the manufacturers for different types of installations. Grab bar shall comply with barrier-free accessibility guidelines for structural strength. For typical applications in shower stalls where ADA (American's With Disabilities Act) requirements must be met.
A5145 | Hook, Garment, Double, SS, Surface Mounted | 1 | CC | A surface mounted, satin finish stainless steel, double garment hook. Equipped with a concealed mounting bracket that is secured to a concealed wall plate. For general purpose use throughout the facility to hang various items of apparel.
A5170 | Rod, Shower Curtain, 1"Diameter, W/Curtain & Hooks | 1 | CC | A concealed mounted, 1" outside diameter, satin finish stainless steel, shower curtain rod with white vinyl shower curtain (72" H) and SS shower curtain hooks. Rod and curtain available in various widths. For general purpose use at shower stall or bathtub locations. Pricing based upon standard shower stall dimensions of 36" x 36" and a standard curtain height of 72".
A5175 | Soap Dish, With Bar, SS, Recessed | 1 | CC | A recessed mounted, satin finish stainless steel, soap dish with bar. Soap dish furnished with retaining lip and mounting clamp for installation in stud walls or countertop aprons. For general purpose use in shower stalls or at bathtub locations.
A5200 | Dispenser, Toilet Tissue, SS, 2-Roll, Surface Mntd | 1 | CC | A concealed surface mounted, double roll, satin finish stainless steel, toilet tissue dispenser. Unit accommodates two standard-core toilet tissue rolls through 5" in diameter. Spindles are chrome plated plastic with a heavy-duty internal spring and turn freely for non-controlled delivery. For general purpose use in restrooms.
A5205 | Bar, Towel, 1" Diameter, SS, Surface Mounted | 1 | CC | A surface mounted, satin finish stainless steel, 1" diameter, towel bar. Support posts and flanges are one piece, chrome-plated, cast heavy brass with satin finish. Towel bar shall not rotate within support posts. Available in 18", 24" and 30" widths. For general purpose use in shower or bathtub rooms. Pricing based upon a suggested standard width of 18".
F2000 | Basket, Wastepaper, Fire Resistant | 1 | VV | Wastepaper basket, fire resistant, approximately 40 quart capacity. This unit is used to collect and temporarily store small quantities of paper refuse in patient rooms, administrative areas and nursing stations. Size and shape varies depending on the application and manufacturer selected.
P3000 | Lavatory, Vitreous China, Straight Back | 1 | CC | Wall mounted, vitreous china lavatory (approximate bowl size 7"x15"x10") with: straight-front apron, straight or contoured back; faucet holes on 4" centers; gooseneck spout; wrist blade handles; and grid strainer. It shall be suitable for use in clinics, offices, washrooms or patient care areas.
P5040 | Shower, Single, Hand-Held | 1 | CC | A complete, barrier-free, single hand-held, personal shower system. The shower system includes: pressure balanced mixing valve with high temperature limit stop; personal hand shower; shower hose; wall supply; and slide bar. For general purpose use throughout the facility in shower stalls.
P9050 | Toilet, Wall Hung, Siphon Jet | 1 | CC | Siphon jet water closet/ toilet. This unit is wall hung with an elongated bowl, top spud flushometer, seat with open front and check hinge, and carrier. Used in restrooms throughout the health care facility.
3 - PRC PATIENT CARE UNIT SUPPORT AREA | 3 - PRC PATIENT CARE UNIT SUPPORT AREA | 3 - PRC PATIENT CARE UNIT SUPPORT AREA | 3 - PRC PATIENT CARE UNIT SUPPORT AREA | 3 - PRC PATIENT CARE UNIT SUPPORT AREA
1 - SC152 - Polytrauma IP Nurse Station, Clncl Sprt | 1 - SC152 - Polytrauma IP Nurse Station, Clncl Sprt | 1 - SC152 - Polytrauma IP Nurse Station, Clncl Sprt | 1 - SC152 - Polytrauma IP Nurse Station, Clncl Sprt | 1 - SC152 - Polytrauma IP Nurse Station, Clncl Sprt
JSN | NAME | QTY | ACQ/INS | DESCRIPTION
A1010 | Telecommunication Outlet | 4 | VV | Telecommunication outlet location.
A1015 | Telephone, Desk, Multiple Line | 2 | VV | Telephone, desk, multiple line.
E0418 | Nurse Station, Medium, Free Standing | 1 | VV | Nurse station typicals have non-powered steel frames with a pre-installed metal junction box for user defined electrical solutions. Data modules and low voltage cabling can be routed freely within the frame. Electrical and/or data devices are not provided with the nurse station. Panel inserts are available in fabric, painted metal, tackable, acoustical, paper management, rail, glass, open and electrical/data accessible styles. Typicals include panel inserts for both sides of the steel frame. All electrical connections must be made by an electrical contractor. THIS TYPICAL INCLUDES: 5 steel frames, 70"H x 24"W; 1 steel frame, 70"H x 48"W; 2 steel frames, 38"W x 48"W; 4 steel frames, 38"H x 24"W; 1 steel frame w/low access, 38"H x 48"W; 2 frame connectors, 3-way corner, 70"H; 1 frame connector, 2-way corner, 38"H; 2 frame connectors, 135 degree, 2-way, 38"H; 9 finished end hardware; 6 frame-to-frame connectors; 3 cantilevered work surface, 48"W; 2 cantilevered, work surface, 72"W; 1 cantilevered low access work surface, 135 degree, 48"W; 2 pedestal box/box/files; 2 panel inserts, painted metal, 8"H x 24"W; 50 panel inserts, painted metal, 16"H x 24"W; 10 panel inserts, painted metal, 16"H x 48"W; 2 panel inserts, painted metal, 20"H x 48"W : 2 panel inserts, tackable, 16"H x 24"W; 2 panel inserts, paper mgmt., 8"H x 48"W; 1 countertop w/light support assembly, 16"D x 14'-0"L; 18 paper tray, 10"W; 2 chart shelf, pass-thru, 24"W; 2 chart shelf, pass-thru, 48"W.
F0280 | Chair, Swivel, Low Back | 4 | VV | Low back contemporary swivel chair, 37" high X 25" wide X 31" deep with a five (5) caster swivel base, arms and foam padded seat and back upholstered with either woven textile fabric or vinyl.
F2000 | Basket, Wastepaper, Fire Resistant | 2 | VV | Wastepaper basket, fire resistant, approximately 40 quart capacity. This unit is used to collect and temporarily store small quantities of paper refuse in patient rooms, administrative areas and nursing stations. Size and shape varies depending on the application and manufacturer selected.
F3050 | Whiteboard, Dry Erase | 1 | VV | Whiteboard unit, approximately 36" H x 48" W consisting of a white porcelain enamel writing surface with an attached chalk tray. Magnetic surface available. Image can be easily removed with a standard chalkboard eraser. For use with water color pens. Unit is ready to hang.
F3200 | Clock, Battery, 12" Diameter | 1 | VV | Clock, 12" diameter. Round surface, easy to read numbers with sweep second hand. Wall mounted unit for use when impractical to install a fully synchronized clock system. Battery operated, (batteries not included).
M1605 | Holder, Chart, 20 Each | 1 | VV | Clinical chart holder cart. 20 chart capacity. 2 side-by-side tiers. May be ordered in various chart capacities. Constructed of heavy metal frames with vinyl laminated surfaces or painted panels. 3" casters with locks. Used to hold patient spring loaded charts.
M1801 | Computer, Microprocessing, w/Flat Panel Monitor | 4 | VV | Desk top microprocessing computer. The unit shall consist of a central processing mini tower, flat panel monitor, keyboard, mouse and speakers. The system shall have the following minimum characteristics: a 2.8 GHz Pentium processor; 512 MB memory; 80GB hard drive; 32/48x CD-ROMDVD combo; 1.44MB network interface card; video 32 MB NVIDIA; a 18 inch flat panel monitor. The computer is used throughout the facility to input, manipulate and retrieve information.
M1820 | Imprinter, Data Record, Electric | 1 | VV | Electric data record imprinter. The device accepts embossed plastic patient cards in either the 50 column or the 80 column format and adjusts automatically for card size and form thickness. Device will provide clear readable impressions with a cycle that is less than 1 second in length. Electro-mechanical design provides for a consistent impression that is independent of operator knowledge or technique. Unit may include a date/time stamp as an accessory.
M1840 | Printer/Copier/Fax Combination | 1 | VV | Multifunctional printer, fax, scanner and copier (PFC) all-in-one machine.
M1855 | Facsimile Machine | 1 | VV | Plain paper facsimile unit used to transmit printed matter or images over standard telephone lines. The unit operates at a modem speed of 33.6 Kbps and automatically recognizes and communicates with a variety of standard facsimile machines. Commonly referred to as "fax" unit.
2 - SS218 - Polytrauma IP Ward Clerk Workstation, Stff Sprt | 2 - SS218 - Polytrauma IP Ward Clerk Workstation, Stff Sprt | 2 - SS218 - Polytrauma IP Ward Clerk Workstation, Stff Sprt | 2 - SS218 - Polytrauma IP Ward Clerk Workstation, Stff Sprt | 2 - SS218 - Polytrauma IP Ward Clerk Workstation, Stff Sprt
JSN | NAME | QTY | ACQ/INS | DESCRIPTION
A1010 | Telecommunication Outlet | 2 | VV | Telecommunication outlet location.
A1015 | Telephone, Desk, Multiple Line | 1 | VV | Telephone, desk, multiple line.
E0123 | Workstation, Straight, Free Standing, 72" W | 1 | VV | This JSN will provide a whole work station typical to quickly plan work in areas in clinical or administrative spaces. There will be a price decrease if typical work stations are used with vertical hanging strips instead of panels. THIS TYPICAL INCLUDES: 4 Standard Solid Panels 2 Panel Connectors, 2-Way Corner 1 Panel-to-Panel Connector 2 Finished End Hardware 1 Cantilevered, Work Surface 2 Lockable Flipper Units 2 Shelf, Storage/Displays 2 Lights 1 Tack board 1 Tool Rail 1 Paper Tray 1 Diagonal Tray 1 Adjustable Keyboard Tray 1 Mobile Pedestal, Box/File
F0275 | Chair, Swivel, High Back | 1 | VV | Highback contemporary swivel chair, 41" high X 23" wide X 23" deep with five (5) caster swivel base and arms. Chair may be used at desks or in conference rooms. Back and seat are foam padded and upholstered with either woven textile fabric or vinyl.
F0420 | Cabinet, Filing, Lateral, Half Height | 1 | VV | Half height two (2) or three (3) drawer lateral filing cabinet, 28" high X 42" wide X 18" deep with recessed handles, locking device and drawer label holders. Drawers are adaptable to either letter or legal size materials.
F2000 | Basket, Wastepaper, Fire Resistant | 1 | VV | Wastepaper basket, fire resistant, approximately 40 quart capacity. This unit is used to collect and temporarily store small quantities of paper refuse in patient rooms, administrative areas and nursing stations. Size and shape varies depending on the application and manufacturer selected.
M1801 | Computer, Microprocessing, w/Flat Panel Monitor | 1 | VV | Desk top microprocessing computer. The unit shall consist of a central processing mini tower, flat panel monitor, keyboard, mouse and speakers. The system shall have the following minimum characteristics: a 2.8 GHz Pentium processor; 512 MB memory; 80GB hard drive; 32/48x CD-ROMDVD combo; 1.44MB network interface card; video 32 MB NVIDIA; a 18 inch flat panel monitor. The computer is used throughout the facility to input, manipulate and retrieve information.
3 - SC156 - Polytrauma IP Nurse Report Room, Clncl Sprt | 3 - SC156 - Polytrauma IP Nurse Report Room, Clncl Sprt | 3 - SC156 - Polytrauma IP Nurse Report Room, Clncl Sprt | 3 - SC156 - Polytrauma IP Nurse Report Room, Clncl Sprt | 3 - SC156 - Polytrauma IP Nurse Report Room, Clncl Sprt
JSN | NAME | QTY | ACQ/INS | DESCRIPTION
A1010 | Telecommunication Outlet | 2 | VV | Telecommunication outlet location.
A1011 | Telephone, Desk, 1 Line | 2 | VV | Telephone, desk, 1 line.
E0042 | Workcenter, Computer, Free Standing, 48" W | 2 | VV | THIS TYPICAL INCLUDES: 1 Tool Rail 2 Paper Tray 1 Diagonal Tray 1 Freestanding Work Surface 1 Mobile Pedestal, Box/File 1 Adjustable Keyboard Tray
F0275 | Chair, Swivel, High Back | 4 | VV | Highback contemporary swivel chair, 41" high X 23" wide X 23" deep with five (5) caster swivel base and arms. Chair may be used at desks or in conference rooms. Back and seat are foam padded and upholstered with either woven textile fabric or vinyl.
F0750 | Table, Office, (size as required) | 1 | VV | Office table, sized as required. May be used as either a four (4) to six (6) person conference table or as an extra work surface area.
F2000 | Basket, Wastepaper, Fire Resistant | 1 | VV | Wastepaper basket, fire resistant, approximately 40 quart capacity. This unit is used to collect and temporarily store small quantities of paper refuse in patient rooms, administrative areas and nursing stations. Size and shape varies depending on the application and manufacturer selected.
F3200 | Clock, Battery, 12" Diameter | 1 | VV | Clock, 12" diameter. Round surface, easy to read numbers with sweep second hand. Wall mounted unit for use when impractical to install a fully synchronized clock system. Battery operated, (batteries not included).
M1801 | Computer, Microprocessing, w/Flat Panel Monitor | 2 | VV | Desk top microprocessing computer. The unit shall consist of a central processing mini tower, flat panel monitor, keyboard, mouse and speakers. The system shall have the following minimum characteristics: a 2.8 GHz Pentium processor; 512 MB memory; 80GB hard drive; 32/48x CD-ROMDVD combo; 1.44MB network interface card; video 32 MB NVIDIA; a 18 inch flat panel monitor. The computer is used throughout the facility to input, manipulate and retrieve information.
4 - SV583 - Polytrauma IP Medication Room, Phrm Svc | 4 - SV583 - Polytrauma IP Medication Room, Phrm Svc | 4 - SV583 - Polytrauma IP Medication Room, Phrm Svc | 4 - SV583 - Polytrauma IP Medication Room, Phrm Svc | 4 - SV583 - Polytrauma IP Medication Room, Phrm Svc
JSN | NAME | QTY | ACQ/INS | DESCRIPTION
A1010 | Telecommunication Outlet | 2 | VV | Telecommunication outlet location.
A1014 | Telephone, Wall Mounted, 1 Line, With Speaker | 1 | VV | Telephone, wall mounted, 1 line, with speaker.
A5075 | Dispenser, Soap, Disposable | 1 | VV | Disposable soap dispenser. One-handed dispensing operation. Designed to accommodate disposable soap cartridge and valve.
A5077 | Dispenser, Hand Sanitizer, Hands-Free | 1 | VV | A touch free wall-mounted hand sanitizer dispenser. For use throughout a healthcare facility. Unit does not include the sanitizing liquid. Units are battery operated.
A5082 | Dispenser, Paper Towel, Sensor, Hands Free | 1 | CC | A surface mounted, sensor activated, automatic, roll paper towel dispenser. The unit dispenses a paper towel automatically only when hands are place in position below the dispenser for maximum sanitation and hygiene. May include adjustable settings for sheet length, time delay, and sensor range. Unit is battery operated or with optional AC power adapter.
A5107 | Dispenser, Glove, Surgical/Examination, Wall Mntd | 1 | VV | Examination three (Small Medium, Large) glove dispenser box for wall mounting. Fabricated of either cold rolled steel with a white baked enamel finish, plastic or acrylic. Hardware not included, Option 3 powder coated steel.
A5108 | Waste Disposal Unit, Sharps | 1 | VV | A container for collecting and transporting syringes and other sharps for decontamination and disposal. Available in 2 gallon and 8 gallon with locking rotor. Complies with OSHA regulations for handling sharps.
A5145 | Hook, Garment, Double, SS, Surface Mounted | 1 | CC | A surface mounted, satin finish stainless steel, double garment hook. Equipped with a concealed mounting bracket that is secured to a concealed wall plate. For general purpose use throughout the facility to hang various items of apparel.
C03G0 | Cabinet, U/C/B, 2 Shelf, 2 Door, 36x30x22 | 1 | CC | Standing height under counter base cabinet with two adjustable shelves and two solid hinged doors. Also referred to as a cupboard cabinet. For general purpose use throughout the facility.
C04Q0 | Cabinet, ADA Sink, Wall-Mounted | 1 | CC | Wall mounted sink support cabinet for drop-in sink with vertical fascia and angled ADA profile, also referred to as ADA sink cabinet. Removable front panel to permit access to plumbing. Medium density M-3 particle board core construction faced with high pressure vertical grade decorative plastic laminate on exposed surfaces and melamine on semi-exposed and concealed surfaces; plastic laminate edge banding. Includes all attaching hardware including support rail.
CD030 | Cabinet, W/H, 2 Shelf, 2 DO, Sloping Top, 38x30x13 | 2 | CC | Wall hung steel cabinet with two adjustable shelves, solid hinged doors, and sloping top. Also referred to as a solid hinged double door wall case. For general purpose use throughout the facility.
CS070 | Sink, SS, Single Compartment, 7.5x16x16 ID | 1 | CC | Single compartment stainless steel sink, drop-in, self-rimming, ledge-type, connected with a drain and provided with a mixing faucet. It shall also be provided with pre-punched fixture holes on 4" center, integral back ledge to accommodate deck-mounted fixtures, brushed/polished interior and top surfaces, and sound deadened. Recommended for use in suspended or U/C/B sink cabinets having a high plastic laminate or Chemsurf laminate countertop/work surface. Coordinate actual outside sink dimensions with the actual clear dimension of cabinet specified to ensure that they are compatible. For general purpose use throughout the facility.
CT020 | Countertop, Solid Surface | 1 | CC | A solid, nonporous countertop with a smooth seamless appearance. Easy to clean and maintain and with proper cleaning does not support the growth of mold. An acrylic-based solid surface product. Standard thickness of 1", and a 4" butt backsplash/curb. Also referred to as a work surface or work top. Available in a choice of colors and depths. Used in lab and other hospital areas requiring optimum physical and chemical resisting properties.
E0945 | Cart, Computer, Mobile | 1 | VV | A mobile computer cart for use throughout the facility. The cart dimensions will be approximately 45" H x 30" W x 22" D with casters. May include drawers and miscellaneous other accessories that will be determined at time of purchase. This Typical may include: 1 Cart Body, w/Computer Support, Style-A Narrow, w/Raised Edge Top 1 Flip-Up Shelf 1 Sharps Container Holder 1 Wastebasket 1 Chart Holder 2 Drawers, 3"H 2 Drawers, 6"H 3 Accessory Rail, Side Drawer Organizer Bins
F2010 | Basket, Wastepaper, Step-On | 1 | VV | "Step-on" wastepaper basket with inner liner and foot petal activated flip top.
F3050 | Whiteboard, Dry Erase | 1 | VV | Whiteboard unit, approximately 36" H x 48" W consisting of a white porcelain enamel writing surface with an attached chalk tray. Magnetic surface available. Image can be easily removed with a standard chalkboard eraser. For use with water color pens. Unit is ready to hang.
F3200 | Clock, Battery, 12" Diameter | 1 | VV | Clock, 12" diameter. Round surface, easy to read numbers with sweep second hand. Wall mounted unit for use when impractical to install a fully synchronized clock system. Battery operated, (batteries not included).
M1801 | Computer, Microprocessing, w/Flat Panel Monitor | 1 | VV | Desk top microprocessing computer. The unit shall consist of a central processing mini tower, flat panel monitor, keyboard, mouse and speakers. The system shall have the following minimum characteristics: a 2.8 GHz Pentium processor; 512 MB memory; 80GB hard drive; 32/48x CD-ROMDVD combo; 1.44MB network interface card; video 32 MB NVIDIA; a 18 inch flat panel monitor. The computer is used throughout the facility to input, manipulate and retrieve information.
M3150 | Distribution System, Medication, Automatic | 1 | VV | An automated dispensing system that provides controlled dispensing, inventory and security. Size and cost will vary dependent on number of modules selected.
P1965 | Eyewash, Eye/Face, Sink Mounted, Hands-free | 1 | CC | A sink mounted eyewash station. The unit is designed for emergency eye and face rinsing from soft flow dual spray-heads. The Flow must be activated by the single momentary action and remain on until terminated.
R6200 | Refrigerator, U/C or F/S, 5 Cu Ft | 1 | VV | Utility refrigerator approximately 35" H x 24" W x 26" D. The unit has a two tray ice cube cooling system. The refrigerator fits standard architectural dimensions for undercounter installation. The unit is perfect for use in nurses' station, wards, and laboratories, pharmacies or wherever space is limited.
5 - SV272 - Polytrauma IP Nourishment Room, F&N Svc | 5 - SV272 - Polytrauma IP Nourishment Room, F&N Svc | 5 - SV272 - Polytrauma IP Nourishment Room, F&N Svc | 5 - SV272 - Polytrauma IP Nourishment Room, F&N Svc | 5 - SV272 - Polytrauma IP Nourishment Room, F&N Svc
JSN | NAME | QTY | ACQ/INS | DESCRIPTION
A5075 | Dispenser, Soap, Disposable | 1 | VV | Disposable soap dispenser. One-handed dispensing operation. Designed to accommodate disposable soap cartridge and valve.
A5080 | Dispenser, Paper Towel, SS, Surface Mounted | 1 | CC | A surface mounted, satin finish stainless steel, single-fold, paper towel dispenser. Dispenser features: tumbler lock; front hinged at bottom; and refill indicator slot. Minimum capacity 400 single-fold paper towels. For general purpose use throughout the facility.
C03F0 | Cabinet, U/C/B, 1 Shelf, 2 Half DR, 2 DO, 36x30x22 | 1 | CC | Standing height under counter base cabinet with an adjustable shelf and two half width drawers above solid hinged doors. Also referred to as a combination cabinet or a drawer and cupboard cabinet. For general purpose use throughout the facility.
C03H0 | Cabinet, U/C/B, 2 Half Drawers, 3 DR, 36x30x22 | 1 | CC | Standing height under counter base cabinet with two half width drawers side-by-side above three full width drawers. Also referred to as a drawer cabinet. For general purpose use throughout the facility.
C03J0 | Cabinet, U/C/B, 8 Half Drawers, 36x30x22 | 1 | CC | Standing height under counter base cabinet with eight half width drawers of equal height. Also referred to as a drawer cabinet. For general purpose use throughout the facility.
C03P0 | Cabinet, Sink, U/C/B, 2 Door, 30" W | 1 | CC | Standing height under counter base sink cabinet. 36" H x 30" W x 22" D with two solid hinged doors. Also referred to as a double-door sink cabinet. For general purpose use throughout the facility where a sink is to be used. Coordinate actual clear cabinet dimension with the actual outside dimension of sink that is specified to ensure that they are compatible.
CE030 | Cabinet, W/H, 2 SH, 2 GDO, Sloping Top, 38x30x13 | 2 | CC | Wall hung cabinet with two adjustable shelves, framed-glass hinged doors, and sloping top. Also referred to as a framed-glass hinged double door wall case. For general purpose use throughout the facility.
CS230 | Sink, SS, Double Compartment, 10x14x16 ID | 1 | CC | Double compartment stainless steel sink, drop-in, self-rimming, ledge-type, connected with a drain and provided with a mixing faucet. It shall also be provided with pre-punched fixture holes on 4" center, integral back ledge to accommodate deck-mounted fixtures, brushed/polished interior and top surfaces, and sound deadened. Recommended for use in suspended or U/C/B sink cabinets having a high plastic laminate or Chemsurf laminate countertop/work surface. Coordinate actual outside sink dimensions with the actual clear dimension of cabinet specified to ensure that they are compatible. For general purpose use throughout the facility.
CT020 | Countertop, Solid Surface | 10 | CC | A solid, nonporous countertop with a smooth seamless appearance. Easy to clean and maintain and with proper cleaning does not support the growth of mold. An acrylic-based solid surface product. Standard thickness of 1", and a 4" butt backsplash/curb. Also referred to as a work surface or work top. Available in a choice of colors and depths. Used in lab and other hospital areas requiring optimum physical and chemical resisting properties.
F2015 | Basket, Wastepaper, Metal/Plastic,2 Swinging Doors | 1 | VV | Metal receptacle for soiled / used towels or waste. Equipped with a removable tapered top with two independently operating self-closing, spring hinged doors. Used in public facilities for the collection and temporary storage of refuse.
K4665 | Oven, Microwave, Consumer | 1 | VV | Counter mounted microwave oven for average duty use. The exterior cabinet can be metal or heavy duty impact resistant plastic. The oven delivers instant energy for rapid heating, defrosting or prime cooking. The oven has touch pad controls, digital timer, power level selector and preprogrammed selectors for commonly cooked items. This oven is commonly found in staff lounges.
R4650 | Ice Maker, Flaked, With Dispenser | 1 | CC | Ice maker dispenser approximately 71" H x 19"D x 24"W. This unit provides flaked ice and cooled water automatically. The unit has a daily capacity up to 650 pounds and a 100 pound capacity stainless steel storage compartment with water station. Unit may be free-standing or counter-mounted, automatic load ice dispenser for food service and healthcare use. The unit is used in healthcare institutions and various commercial food service operations for dispensing ice.
R7250 | Refrigerator/Freezer, 20 Cubic Feet | 1 | VV | Refrigerator/freezer unit. This type unit includes a food saver system that helps keep food fresher. It also includes roll out wheels and is equipped for an optional automatic icemaker. This unit is of commercial or residential design and use.
6 - SC467 - Polytrauma IP Clean Linen Alcove, EMS | 6 - SC467 - Polytrauma IP Clean Linen Alcove, EMS | 6 - SC467 - Polytrauma IP Clean Linen Alcove, EMS | 6 - SC467 - Polytrauma IP Clean Linen Alcove, EMS | 6 - SC467 - Polytrauma IP Clean Linen Alcove, EMS
JSN | NAME | QTY | ACQ/INS | DESCRIPTION
F0515 | Cart, Supply, Linen | 1 | VV | Closed linen supply cart. Equipped with four (4) non-marking rubber tire roller bearing casters and heavy duty cover. May be used for the delivery and user storage of clean linen as well as the return of soiled linen.
7 - SB737 - Polytrauma IP Clean Utility Room, Lgstcs Svc | 7 - SB737 - Polytrauma IP Clean Utility Room, Lgstcs Svc | 7 - SB737 - Polytrauma IP Clean Utility Room, Lgstcs Svc | 7 - SB737 - Polytrauma IP Clean Utility Room, Lgstcs Svc | 7 - SB737 - Polytrauma IP Clean Utility Room, Lgstcs Svc
JSN | NAME | QTY | ACQ/INS | DESCRIPTION
E0906 | Locker, Supply, General, Wall Mtd, 23"W x 20"D | 1 | VV | THIS TYPICAL INCLUDES: 1 Wall Mounted Rail 1 Locked Storage Container 2 Tray/Shelves 1 Drawer, 3"H 3 Drawers, 6"H 2 Drawers, 9"H 1 Tray/Shelf Divider Drawer Organizer Bins Consider the need for an E0921 to transport the locker from place to place.
E0912 | Locker, Supply, Med Surg, Wall Mtd | 1 | VV | Medical/Surgical Supply locker, Wall Mounted, approximately 23"W x 20"D. THIS TYPICAL INCLUDES: 1 Wall Mounted Rail 1 Locked Storage Container 4 Tray/Shelves 5 Drawers, 3"H 2 Drawers, 6"H 2 Tray/Shelf Dividers Drawer Organizer Bins Consider the need for an E0921 to transport the locker from place to place.
E1500 | Rail, MOD, W/MNTD, HX144XD | 1 | VV | Wall mounted rail used for hanging (mounting) lockers, shelves and drawers on a wall.
F2000 | Basket, Wastepaper, Fire Resistant | 1 | VV | Wastepaper basket, fire resistant, approximately 40 quart capacity. This unit is used to collect and temporarily store small quantities of paper refuse in patient rooms, administrative areas and nursing stations. Size and shape varies depending on the application and manufacturer selected.
8 - SB743 - Polytrauma IP Soiled Utility Room, Lgstcs Svc | 8 - SB743 - Polytrauma IP Soiled Utility Room, Lgstcs Svc | 8 - SB743 - Polytrauma IP Soiled Utility Room, Lgstcs Svc | 8 - SB743 - Polytrauma IP Soiled Utility Room, Lgstcs Svc | 8 - SB743 - Polytrauma IP Soiled Utility Room, Lgstcs Svc
JSN | NAME | QTY | ACQ/INS | DESCRIPTION
A1012 | Telephone, Wall Mounted, 1 Line | 1 | VV | Telephone, wall mounted, 1 line.
A5075 | Dispenser, Soap, Disposable | 1 | VV | Disposable soap dispenser. One-handed dispensing operation. Designed to accommodate disposable soap cartridge and valve.
A5077 | Dispenser, Hand Sanitizer, Hands-Free | 1 | VV | A touch free wall-mounted hand sanitizer dispenser. For use throughout a healthcare facility. Unit does not include the sanitizing liquid. Units are battery operated.
A5080 | Dispenser, Paper Towel, SS, Surface Mounted | 1 | CC | A surface mounted, satin finish stainless steel, single-fold, paper towel dispenser. Dispenser features: tumbler lock; front hinged at bottom; and refill indicator slot. Minimum capacity 400 single-fold paper towels. For general purpose use throughout the facility.
A5106 | Waste Disposal Unit, Sharps w/Glove Dispenser | 1 | VV | The unit is designed for the disposal of sharps and complies with OSHA guidelines for the handling of sharps. It shall house a 5 quart container and be capable of being mounted on a wall. It shall have a glove dispenser attached. The unit shall be secured by a locked enclosure.
C04F0 | Cabinet, U/C/B, 1 Shelf, 2 Half DR, 2 DO, 36x36x22 | 1 | CC | Standing height under counter base cabinet with an adjustable shelf and two half width drawers above solid hinged doors. Also referred to as a combination cabinet or a drawer and cupboard cabinet. For general purpose use throughout the facility.
C05P0 | Cabinet, Sink, U/C/B, 2 Door, 36x48x22 | 1 | CC | Standing height under counter base sink cabinet with solid hinged doors. Also referred to as a double-door sink cabinet. For general purpose use throughout the facility where a sink is to be used. Coordinate actual clear cabinet dimension with the actual outside dimension of sink that is specified to ensure that they are compatible.
CS200 | Sink, SS, Single Compartment, 12x28x16 ID | 1 | CC | Single compartment stainless steel sink, drop-in, self-rimming, ledge-type, connected with a drain and provided with a mixing faucet. It shall also be provided with pre-punched fixture holes on 4" center, integral back ledge to accommodate deck-mounted fixtures, brushed/polished interior and top surfaces, and sound deadened. Recommended for use in suspended or U/C/B sink cabinets having a high plastic laminate or Chemsurf laminate countertop/work surface. Coordinate actual outside sink dimensions with the actual clear dimension of cabinet specified to ensure that they are compatible. For general purpose use throughout the facility.
CT050 | Countertop, Stainless Steel | 1 | CC | Stainless steel countertop (composition of heavy-gauge Type No. 304 stainless steel) having a smooth satin finish and integral 4" backsplash/curb. Also referred to as a corrosion-resistant steel work surface or work top. Available in various depths. Used in areas where excellent ease of cleaning, abrasion resistance, bacteria resistance, impact resistance, load capacity and moisture resistance, are of concern. Pricing based upon a 24" depth.
F2020 | Can, Trash, 44 Gallon | 1 | VV | Forty four (44) gallon trash can, 32" high X 24" diameter, with lid. Used to collect and transport refuse from a point of origin to point of disposal (example: from soiled utility or a nursing unit to the trash compactor at housekeeping).
P2000 | Eyewash, Wall Mounted, Hands-Free | 1 | CC | Wall mounted emergency eye wash station. The flow of water from the unit is activated by hand. Upon initiation of water flow the unit will operate hands free to provide streams of water to clear foreign particles or dilute caustic liquids from the eyes in emergency situations. Used in laboratories and areas of the hospital where employees are subject to foreign bodies or liquid material to the eyes.
P2450 | Valve, Mixing, Thermostatic | 1 | CC | Thermostatic mixing valve with washout hose. Used with portable whirlpool equipment. Thermostatic valve is used to maintain temperature between 70 and 110 degree Fahrenheit, with a flow rate of 20 gallons a minute. The washout hose assembly is used to wash out tanks after treatment. Used in physical therapy department to provide comfortable water temperature for patient treatments.
P3100 | Lavatory, Vitreous China, Slab Type | 1 | CC | Wall mounted, slab type, vitreous china, lavatory (approximate bowl size 7"x15"x10") with: faucet holes on 4" centers; gooseneck spout; wrist blade handles; and grid strainer. It shall be suitable for use in clinics, offices, washrooms or patient care area.
9 - IPT06 - IP Equipment Storage Room, Polytrauma | 9 - IPT06 - IP Equipment Storage Room, Polytrauma | 9 - IPT06 - IP Equipment Storage Room, Polytrauma | 9 - IPT06 - IP Equipment Storage Room, Polytrauma | 9 - IPT06 - IP Equipment Storage Room, Polytrauma
JSN | NAME | QTY | ACQ/INS | DESCRIPTION
M2055 | Shelving, Storage, Wire, CRS, w/Adjustable Shelves | 1 | VV | Stationary, wire, shelving unit. Unit has fully adjustable shelves constructed of stainless steel. For use in general purpose storage areas. Shelving is provided in various sizes and configurations. Price provided is for a unit approximately 74"H x 18"D x 48"W with four shelves.
10 - SC052 - Polytrauma IP Crash Cart Alcove, Clncl Sprt | 10 - SC052 - Polytrauma IP Crash Cart Alcove, Clncl Sprt | 10 - SC052 - Polytrauma IP Crash Cart Alcove, Clncl Sprt | 10 - SC052 - Polytrauma IP Crash Cart Alcove, Clncl Sprt | 10 - SC052 - Polytrauma IP Crash Cart Alcove, Clncl Sprt
JSN | NAME | QTY | ACQ/INS | DESCRIPTION
E0954 | Cart, Emergency, Mobile, 66"H x 32"W x 22"D | 1 | VV | THIS TYPICAL INCLUDES: 1 Cart body, style-A narrow, w/raised edge top 1 Accessory rail, side 1 Accessory rail, back 1 Defibrillator tray 1 IV pole 1 Breakaway bar 1 Flip-up shelf 1 Wastebasket 1 Oxygen tank holder 1 Electrical box-4 outlet 1 Cord wrap 4 Drawer, 3"H 3 Drawer, 6"H Drawer organizer bins.
M1100 | Resuscitator, Bag-Mask, Hand Operated | 1 | VV | Hand operated bag-mask resuscitator. Consists of face mask, non-rebreathing valve, compression bag and tidal bag. Used for resuscitation in life saving situations.
M7660 | Defibrillator/Monitor/Recorder, Portable | 1 | VV | Portable defibrillator-monitor-recorder. Integral unit system operable from self-contained rechargeable batteries. ECG may be viewed through paddles or patient cable. Options include external pacing and 12-Lead.
M8769 | Aspirator, Resuscitation, Portable w/ Battery | 1 | VV | High-vacuum and high-flow AC/DC powered suction unit for use on emergency resuscitation carts and for general suction use. Light weight, compact design, fully enclosed water resistant unit with an average run time of 60 minutes. Includes variable suction range up to 580 mmHg and 1200 CC collection canister.
11 - IPT18 - IP Equipment Alcove, Polytrauma | 11 - IPT18 - IP Equipment Alcove, Polytrauma | 11 - IPT18 - IP Equipment Alcove, Polytrauma | 11 - IPT18 - IP Equipment Alcove, Polytrauma | 11 - IPT18 - IP Equipment Alcove, Polytrauma
JSN | NAME | QTY | ACQ/INS | DESCRIPTION
A1010 | Telecommunication Outlet | 1 | VV | Telecommunication outlet location.
A5075 | Dispenser, Soap, Disposable | 1 | VV | Disposable soap dispenser. One-handed dispensing operation. Designed to accommodate disposable soap cartridge and valve.
A5082 | Dispenser, Paper Towel, Sensor, Hands Free | 1 | CC | A surface mounted, sensor activated, automatic, roll paper towel dispenser. The unit dispenses a paper towel automatically only when hands are place in position below the dispenser for maximum sanitation and hygiene. May include adjustable settings for sheet length, time delay, and sensor range. Unit is battery operated or with optional AC power adapter.
A5107 | Dispenser, Glove, Surgical/Examination, Wall Mntd | 1 | VV | Examination three (Small Medium, Large) glove dispenser box for wall mounting. Fabricated of either cold rolled steel with a white baked enamel finish, plastic or acrylic. Hardware not included, Option 3 powder coated steel.
A5108 | Waste Disposal Unit, Sharps | 1 | VV | A container for collecting and transporting syringes and other sharps for decontamination and disposal. Available in 2 gallon and 8 gallon with locking rotor. Complies with OSHA regulations for handling sharps.
CS010 | Sink, SS, Single Compartment, 7.5x12x12 ID | 1 | CC | Single compartment stainless steel sink, drop-in, self-rimming, ledge-type, connected with a drain and provided with a mixing faucet. It shall also be provided with pre-punched fixture holes on 4" center, integral back ledge to accommodate deck-mounted fixtures, brushed/polished interior and top surfaces, and sound deadened. Recommended for use in suspended or U/C/B sink cabinets having a high plastic laminate or Chemsurf laminate countertop/work surface. For general purpose use throughout the facility.
CT020 | Countertop, Solid Surface | 1 | CC | A solid, nonporous countertop with a smooth seamless appearance. Easy to clean and maintain and with proper cleaning does not support the growth of mold. An acrylic-based solid surface product. Standard thickness of 1", and a 4" butt backsplash/curb. Also referred to as a work surface or work top. Available in a choice of colors and depths. Used in lab and other hospital areas requiring optimum physical and chemical resisting properties.
F2000 | Basket, Wastepaper, Fire Resistant | 1 | VV | Wastepaper basket, fire resistant, approximately 40 quart capacity. This unit is used to collect and temporarily store small quantities of paper refuse in patient rooms, administrative areas and nursing stations. Size and shape varies depending on the application and manufacturer selected.
M1801 | Computer, Microprocessing, w/Flat Panel Monitor | 1 | VV | Desk top microprocessing computer. The unit shall consist of a central processing mini tower, flat panel monitor, keyboard, mouse and speakers. The system shall have the following minimum characteristics: a 2.8 GHz Pentium processor; 512 MB memory; 80GB hard drive; 32/48x CD-ROMDVD combo; 1.44MB network interface card; video 32 MB NVIDIA; a 18 inch flat panel monitor. The computer is used throughout the facility to input, manipulate and retrieve information.
M1803 | Workstation, Computer, Wall Mounted, Adjustable | 1 | VV | A wall mounted computer workstation with height adjustable monitor and keyboard arms. Keyboard and monitor can be stored within 8" to 10" of wall. Fingertip adjustability for keyboard and monitor enable frequent position changes. Unit contains an integrated cable management system to hide wires. A separate wall-mounted CPU holder is included.
M3150 | Distribution System, Medication, Automatic | 1 | VV | An automated dispensing system that provides controlled dispensing, inventory and security. Size and cost will vary dependent on number of modules selected.
R6200 | Refrigerator, U/C or F/S, 5 Cu Ft | 1 | VV | Utility refrigerator approximately 35" H x 24" W x 26" D. The unit has a two tray ice cube cooling system. The refrigerator fits standard architectural dimensions for undercounter installation. The unit is perfect for use in nurses' station, wards, and laboratories, pharmacies or wherever space is limited.
12 - SB244 - Polytrauma IP Housekeeping Aides Closet (HAC), Bldg Sprt | 12 - SB244 - Polytrauma IP Housekeeping Aides Closet (HAC), Bldg Sprt | 12 - SB244 - Polytrauma IP Housekeeping Aides Closet (HAC), Bldg Sprt | 12 - SB244 - Polytrauma IP Housekeeping Aides Closet (HAC), Bldg Sprt | 12 - SB244 - Polytrauma IP Housekeeping Aides Closet (HAC), Bldg Sprt
JSN | NAME | QTY | ACQ/INS | DESCRIPTION
A5075 | Dispenser, Soap, Disposable | 1 | VV | Disposable soap dispenser. One-handed dispensing operation. Designed to accommodate disposable soap cartridge and valve.
A5080 | Dispenser, Paper Towel, SS, Surface Mounted | 1 | CC | A surface mounted, satin finish stainless steel, single-fold, paper towel dispenser. Dispenser features: tumbler lock; front hinged at bottom; and refill indicator slot. Minimum capacity 400 single-fold paper towels. For general purpose use throughout the facility.
A5107 | Dispenser, Glove, Surgical/Examination, Wall Mntd | 1 | VV | Examination three (Small Medium, Large) glove dispenser box for wall mounting. Fabricated of either cold rolled steel with a white baked enamel finish, plastic or acrylic. Hardware not included, Option 3 powder coated steel.
A5135 | Shelf, Utility W/ Mop/Broom Holders, SS, Surf Mntd | 1 | CC | A surface mounted, satin finish stainless steel, utility shelf with a maximum of 6 mop/broom holders and 5 rag hooks. Utility shelf features: 8" deep shelf; mounting brackets welded to shelf; spring activated rubber cam holders; and drying rod. Unit is available in various widths 30" (minimum, 3 holders and 2 hooks) to 48" (maximum, 6 holders and 5 hooks). For use in janitor closets. Pricing based on a 36" width.
F0500 | Cart, Janitor's | 1 | VV | Janitors cart, 38" high X 66" wide X 20" deep with 25 gallon heavy duty collection bag. Accommodations for locking vault and janitorial support items (broom, dust pan, chemicals, mop and mop bucket; not included).
F0505 | Bucket, Mop, With Wringer, 26 Quart | 1 | VV | Mobile mop bucket / wringer combination, approximately 35" H x 17" W x 22" D with four 2" casters. Total capacity is 26 quarts. Unit used for general hard surface floor maintenance.
P2000 | Eyewash, Wall Mounted, Hands-Free | 1 | CC | Wall mounted emergency eye wash station. The flow of water from the unit is activated by hand. Upon initiation of water flow the unit will operate hands free to provide streams of water to clear foreign particles or dilute caustic liquids from the eyes in emergency situations. Used in laboratories and areas of the hospital where employees are subject to foreign bodies or liquid material to the eyes.
P2451 | Valve, Mixing, Thermostatic, Eyewash | 1 | CC | Emergency tempering valve thermostatically mixes hot and cold water to provide a safe fluid supply for a single emergency eye/face wash with a flow rate of 10 gpm (38.8L)
P4700 | Sink, Mop, Molded Stone | 1 | CC | Mop service sink approximately 10"H x 36"W x 24"D. Also called a mop service basin and a mop receptor. Unit is made of molded stone and is a one piece item. It shall include a service faucet hose, hose bracket and mop hanger. Used in utility rooms for cleaning mops and floor cleaning equipment.
4 - PRC PATIENT CARE UNIT PATIENT AND FAMILY AREA | 4 - PRC PATIENT CARE UNIT PATIENT AND FAMILY AREA | 4 - PRC PATIENT CARE UNIT PATIENT AND FAMILY AREA | 4 - PRC PATIENT CARE UNIT PATIENT AND FAMILY AREA | 4 - PRC PATIENT CARE UNIT PATIENT AND FAMILY AREA
1 - IPT21 - IP Patient Dining Room, Polytrauma | 1 - IPT21 - IP Patient Dining Room, Polytrauma | 1 - IPT21 - IP Patient Dining Room, Polytrauma | 1 - IPT21 - IP Patient Dining Room, Polytrauma | 1 - IPT21 - IP Patient Dining Room, Polytrauma
JSN | NAME | QTY | ACQ/INS | DESCRIPTION
A5077 | Dispenser, Hand Sanitizer, Hands-Free | 1 | VV | A touch free wall-mounted hand sanitizer dispenser. For use throughout a healthcare facility. Unit does not include the sanitizing liquid. Units are battery operated.
A5080 | Dispenser, Paper Towel, SS, Surface Mounted | 1 | CC | A surface mounted, satin finish stainless steel, single-fold, paper towel dispenser. Dispenser features: tumbler lock; front hinged at bottom; and refill indicator slot. Minimum capacity 400 single-fold paper towels. For general purpose use throughout the facility.
A5212 | Bracket, Television, Wall-Mounted, Tilt/Angle | 1 | VV | A wall mounted, tilt/angled TV bracket for 37" to 80" TVs. Mount will be a universal and VESA compliant unit with a load capacity of up to 130 lbs.
A5220 | Bracket, Television, Wall Backing | 1 | CC | Wall mounted television bracket backing which provides additional support and strength for the installation of the television bracket. Option available for interior or exterior plate and sized for 12” 16” or 24” stud spacing.
C04E0 | Cabinet, U/C/B, 1 Shelf, 1 Drawer, 2 DO, 36x36x22 | 3 | CC | Standing height under counter base cabinet with an adjustable shelf and a full width drawer above solid hinged doors. Also referred to as a combination cabinet or a drawer and cupboard cabinet. For general purpose use throughout the facility.
CS250 | Sink, SS, Single Compartment, 6x12x9 ID | 1 | CC | Single compartment stainless steel sink, drop-in, self-rimming, ledge-type, connected with a drain and provided with a mixing faucet. It shall also be provided with pre-punched fixture holes on 4" center, integral back ledge to accommodate deck-mounted fixtures, brushed/polished interior and top surfaces, and sound deadened. Recommended for use in suspended or U/C/B sink cabinets having a high plastic laminate or Chemsurf laminate countertop/work surface. For general purpose use throughout the facility.
CT020 | Countertop, Solid Surface | 1 | CC | A solid, nonporous countertop with a smooth seamless appearance. Easy to clean and maintain and with proper cleaning does not support the growth of mold. An acrylic-based solid surface product. Standard thickness of 1", and a 4" butt backsplash/curb. Also referred to as a work surface or work top. Available in a choice of colors and depths. Used in lab and other hospital areas requiring optimum physical and chemical resisting properties.
F0225 | Chair, Dining Room | 16 | VV | Dining room chair with glides. Chair has straight legs with cushioned cloth or vinyl seat.
F0795 | Table, Dining | 6 | VV | Dining table. Round 42" diameter or square 42" X 42". Used in dining facilities and can comfortably seat up to four (4) persons.
F2020 | Can, Trash, 44 Gallon | 1 | VV | Forty four (44) gallon trash can, 32" high X 24" diameter, with lid. Used to collect and transport refuse from a point of origin to point of disposal (example: from soiled utility or a nursing unit to the trash compactor at housekeeping).
F3025 | Board, Bulletin, Wood Framed | 1 | VV | Bulletin board approximately 36"W x 24"H. Wood framed 1/2" cork posting panel with moisture proof backing. Units are factory assembled and have keyhole hangers for easy installation.
F3200 | Clock, Battery, 12" Diameter | 1 | VV | Clock, 12" diameter. Round surface, easy to read numbers with sweep second hand. Wall mounted unit for use when impractical to install a fully synchronized clock system. Battery operated, (batteries not included).
K1552 | Brewer, Coffee, Auto, Elect, 3 Burner, Front/Back | 1 | VV | Space saving front to back automatic coffee maker. This unit includes a heating tank, connection for a cold water supply, decanter service with three burners, funnel and a water flow controller. The unit is used for semi-automatic coffee brewing in cafeterias and commercial institutions. The unit automatically shuts off the water flow when enough has passed through to fill the pot. The unit is normally provided plumbed with a hot water faucet to the side for making other hot drinks (tea, cider, cocoa, etc.). The database height dimension does not include the clearance for coffee decanters warming on the upper burners.
K2115 | Dispenser, Drink, Carbonated | 1 | L_RE | Carbonated drink dispenser. The unit dispenses eight carbonated beverages and ice from a self service counter machine. The ice hopper holds 100 lb. of ice and may be connected to a remote ice maker from which it automatically loads ice. If not connected to an ice maker, the unit's ice bin will require manual refilling. The unit does not include the syrup racks, mixing valves, carbon dioxide supply or the chilled water pump. This unit is used to dispense cold carbonated drinks in food service activities.
K4665 | Oven, Microwave, Consumer | 1 | VV | Counter mounted microwave oven for average duty use. The exterior cabinet can be metal or heavy duty impact resistant plastic. The oven delivers instant energy for rapid heating, defrosting or prime cooking. The oven has touch pad controls, digital timer, power level selector and preprogrammed selectors for commonly cooked items. This oven is commonly found in staff lounges.
M0512 | Television, HDTV, Large Screen, 60" | 1 | VV | A high definition (HDTV) multimedia, slim design, 60"W to 65"W color television. The TV will have a 16.9 wide screen aspect ratio with full HD 1080p resolution and HDMI connections. TV may be LED, Plasma or LCD. TV will include a stand.
R4650 | Ice Maker, Flaked, With Dispenser | 1 | CC | Ice maker dispenser approximately 71" H x 19"D x 24"W. This unit provides flaked ice and cooled water automatically. The unit has a daily capacity up to 650 pounds and a 100 pound capacity stainless steel storage compartment with water station. Unit may be free-standing or counter-mounted, automatic load ice dispenser for food service and healthcare use. The unit is used in healthcare institutions and various commercial food service operations for dispensing ice.
R7000 | Refrigerator, 14 Cubic Feet | 1 | VV | This is a 14 Cubic Foot frostless top mount refrigerator/freezer approximately 64" H x 28" W x 29" D. Combination unit that is used in households or other areas where general purpose storage of perishable items is required.
2 - SV211 - Polytrauma IP Food Storage Room, F&N Svc | 2 - SV211 - Polytrauma IP Food Storage Room, F&N Svc | 2 - SV211 - Polytrauma IP Food Storage Room, F&N Svc | 2 - SV211 - Polytrauma IP Food Storage Room, F&N Svc | 2 - SV211 - Polytrauma IP Food Storage Room, F&N Svc
JSN | NAME | QTY | ACQ/INS | DESCRIPTION
A1010 | Telecommunication Outlet | 1 | VV | Telecommunication outlet location.
A1014 | Telephone, Wall Mounted, 1 Line, With Speaker | 1 | VV | Telephone, wall mounted, 1 line, with speaker.
M2055 | Shelving, Storage, Wire, CRS, w/Adjustable Shelves | 4 | VV | Stationary, wire, shelving unit. Unit has fully adjustable shelves constructed of stainless steel. For use in general purpose storage areas. Shelving is provided in various sizes and configurations. Price provided is for a unit approximately 74"H x 18"D x 48"W with four shelves.
3 - IPT25 - IP OT Training Kitchen, Polytrauma | 3 - IPT25 - IP OT Training Kitchen, Polytrauma | 3 - IPT25 - IP OT Training Kitchen, Polytrauma | 3 - IPT25 - IP OT Training Kitchen, Polytrauma | 3 - IPT25 - IP OT Training Kitchen, Polytrauma
JSN | NAME | QTY | ACQ/INS | DESCRIPTION
A5075 | Dispenser, Soap, Disposable | 2 | VV | Disposable soap dispenser. One-handed dispensing operation. Designed to accommodate disposable soap cartridge and valve.
A5080 | Dispenser, Paper Towel, SS, Surface Mounted | 2 | CC | A surface mounted, satin finish stainless steel, single-fold, paper towel dispenser. Dispenser features: tumbler lock; front hinged at bottom; and refill indicator slot. Minimum capacity 400 single-fold paper towels. For general purpose use throughout the facility.
A6135 | Shutter, Roll, CRS, With Hood | 1 | CC | Coiling counter shutters require very little headroom and side room and can be easily concealed in the surrounding structure. These units are used for small openings or openings above counter tops. They are designed primarily for security and are available in aluminum, stainless steel or painted galvanized steel. Counter shutters can be operated manually (push-up), hand cranked or motorized. Nominal size used for pricing, 48” high x 120" wide.
C02C0 | Cabinet, U/C/B, 1 Shelf, 1 Drawer, 1 DO, 36x24x22 | 1 | CC | Standing height under counter base cabinet with an adjustable shelf and a full width drawer above a solid right or left-hinged door (appropriate door hinge configuration to be indicated on equipment elevation drawings). Also referred to as a combination cabinet or a drawer and cupboard cabinet. For general purpose use throughout the facility.
C02D0 | Cabinet, U/C/B, 4 Drawer, 36x24x22 | 1 | CC | Standing height under counter base cabinet with four full width drawers of equal height. Also referred to as a drawer cabinet. For general purpose use throughout the facility.
C04J0 | Cabinet, U/C/B, 8 Half Drawer, 36x36x22 | 1 | CC | Standing height under counter base cabinet with eight half width drawers of equal height. Also referred to as a drawer cabinet. For general purpose use throughout the facility.
C05P0 | Cabinet, Sink, U/C/B, 2 Door, 36x48x22 | 1 | CC | Standing height under counter base sink cabinet with solid hinged doors. Also referred to as a double-door sink cabinet. For general purpose use throughout the facility where a sink is to be used. Coordinate actual clear cabinet dimension with the actual outside dimension of sink that is specified to ensure that they are compatible.
CB020 | Cabinet, W/H, 2 Shelf, 1 DO, Sloping Top, 38x24x13 | 1 | CC | Wall hung cabinet with two adjustable shelves, solid right or left-hinged door (appropriate door hinge configuration to be indicated on equipment elevation drawings), and sloping top. Also referred to as a solid hinged single door case. For general purpose use throughout the facility.
CS230 | Sink, SS, Double Compartment, 10x14x16 ID | 1 | CC | Double compartment stainless steel sink, drop-in, self-rimming, ledge-type, connected with a drain and provided with a mixing faucet. It shall also be provided with pre-punched fixture holes on 4" center, integral back ledge to accommodate deck-mounted fixtures, brushed/polished interior and top surfaces, and sound deadened. Recommended for use in suspended or U/C/B sink cabinets having a high plastic laminate or Chemsurf laminate countertop/work surface. Coordinate actual outside sink dimensions with the actual clear dimension of cabinet specified to ensure that they are compatible. For general purpose use throughout the facility.
CT020 | Countertop, Solid Surface | 1 | CC | A solid, nonporous countertop with a smooth seamless appearance. Easy to clean and maintain and with proper cleaning does not support the growth of mold. An acrylic-based solid surface product. Standard thickness of 1", and a 4" butt backsplash/curb. Also referred to as a work surface or work top. Available in a choice of colors and depths. Used in lab and other hospital areas requiring optimum physical and chemical resisting properties.
F3200 | Clock, Battery, 12" Diameter | 1 | VV | Clock, 12" diameter. Round surface, easy to read numbers with sweep second hand. Wall mounted unit for use when impractical to install a fully synchronized clock system. Battery operated, (batteries not included).
K3401 | Hood, Exhaust, Non-Commercial | 1 | CC | The exhaust hood shall be designed for installation and general use over an electric range. It shall have as a minimum; an exhaust capacity of 160 CFM, two fan speeds, a work light and removable grease filters.
K4500 | Stove, Household, 4 Burner, w/Oven, Electric | 1 | CC | Electric household range with four burner stove and oven. Gas models are available. This unit is used in rehabilitation settings to teach daily living skills to patients.
K4665 | Oven, Microwave, Consumer | 1 | VV | Counter mounted microwave oven for average duty use. The exterior cabinet can be metal or heavy duty impact resistant plastic. The oven delivers instant energy for rapid heating, defrosting or prime cooking. The oven has touch pad controls, digital timer, power level selector and preprogrammed selectors for commonly cooked items. This oven is commonly found in staff lounges.
P2100 | Disposal, Garbage, 2 HP Motor | 1 | CC | Garbage disposal. A two (2) horsepower versatile waste disposal unit suitable for facilities where 500 to 1000 meals are prepared and served daily. Requires eight (8) gallons per minute water flow rate, and outlet flange tapped for a two (2) inch pipe. Unit will have a manual reversing switch and shall comply with MIL SPEC No. MIL-G-15840. Multiple electrical configurations are available.
R7250 | Refrigerator/Freezer, 20 Cubic Feet | 1 | VV | Refrigerator/freezer unit. This type unit includes a food saver system that helps keep food fresher. It also includes roll out wheels and is equipped for an optional automatic icemaker. This unit is of commercial or residential design and use.
6 - IPT31 - IP Family Wellness Multipurpose Room, Polytrauma | 6 - IPT31 - IP Family Wellness Multipurpose Room, Polytrauma | 6 - IPT31 - IP Family Wellness Multipurpose Room, Polytrauma | 6 - IPT31 - IP Family Wellness Multipurpose Room, Polytrauma | 6 - IPT31 - IP Family Wellness Multipurpose Room, Polytrauma
JSN | NAME | QTY | ACQ/INS | DESCRIPTION
A5075 | Dispenser, Soap, Disposable | 1 | VV | Disposable soap dispenser. One-handed dispensing operation. Designed to accommodate disposable soap cartridge and valve.
A5080 | Dispenser, Paper Towel, SS, Surface Mounted | 1 | CC | A surface mounted, satin finish stainless steel, single-fold, paper towel dispenser. Dispenser features: tumbler lock; front hinged at bottom; and refill indicator slot. Minimum capacity 400 single-fold paper towels. For general purpose use throughout the facility.
A5212 | Bracket, Television, Wall-Mounted, Tilt/Angle | 1 | VV | A wall mounted, tilt/angled TV bracket for 37" to 80" TVs. Mount will be a universal and VESA compliant unit with a load capacity of up to 130 lbs.
A5220 | Bracket, Television, Wall Backing | 1 | CC | Wall mounted television bracket backing which provides additional support and strength for the installation of the television bracket. Option available for interior or exterior plate and sized for 12” 16” or 24” stud spacing.
C03E0 | Cabinet, U/C/B, 1 Shelf, 1 Drawer, 2 DO, 36x30x22 | 2 | CC | Standing height under counter base cabinet with an adjustable shelf and a full width drawer above solid hinged doors. Also referred to as a combination cabinet or a drawer and cupboard cabinet. For general purpose use throughout the facility.
CS250 | Sink, SS, Single Compartment, 6x12x9 ID | 1 | CC | Single compartment stainless steel sink, drop-in, self-rimming, ledge-type, connected with a drain and provided with a mixing faucet. It shall also be provided with pre-punched fixture holes on 4" center, integral back ledge to accommodate deck-mounted fixtures, brushed/polished interior and top surfaces, and sound deadened. Recommended for use in suspended or U/C/B sink cabinets having a high plastic laminate or Chemsurf laminate countertop/work surface. For general purpose use throughout the facility.
CT020 | Countertop, Solid Surface | 1 | CC | A solid, nonporous countertop with a smooth seamless appearance. Easy to clean and maintain and with proper cleaning does not support the growth of mold. An acrylic-based solid surface product. Standard thickness of 1", and a 4" butt backsplash/curb. Also referred to as a work surface or work top. Available in a choice of colors and depths. Used in lab and other hospital areas requiring optimum physical and chemical resisting properties.
F0110 | Bookcase, 3 Shelf | 2 | VV | Freestanding open metal shelf book case, approximately 60" high X 36" wide X 18" deep with three (3) adjustable shelves and four (4) non-marking floor glides.
F0205 | Chair, Side With Arms | 2 | VV | Upholstered side chair, 32" high X 21" wide X 23" deep with arms, padded seats and padded backs. Seat height is a minimum of 17". Available with or without sled base.
F0225 | Chair, Dining Room | 3 | VV | Dining room chair with glides. Chair has straight legs with cushioned cloth or vinyl seat.
F0255 | Chair, Easy | 1 | VV | Easy chair approximately 35" high X 28" wide X 32" deep with arms and floor glides. Arms, back and seat are foam padded and upholstered in woven textile fabric or vinyl.
F0375 | Sofa, Upholstered | 1 | VV | Executive sofa with woven fabric textile or vinyl upholstery, foam padded arms, steel spring and foam rubber backs and seats, and floor glides.
F0600 | Credenza, Executive, Wood | 1 | VV | Executive credenza with two (2) box drawers, two (2) file drawers, a center closed storage area with adjustable shelf and floor glides.
F0725 | Table, Occasional, Executive, Wood | 1 | VV | Executive chairside table, approximately 21" high X 26" wide X 20" deep. Used as an occasional table in an executive suite.
F2017 | Waste Receptacle, 24 GAL | 1 | VV | Rectangular steel waste receptacle with step-on lid and 24 gallon capacity. The receptacle is used to collect and temporarily store small quantities of paper refuse. Can be used in restrooms, patient areas, laboratories, pharmacies, etc.
F2420 | Lamp, Table, With Shade | 1 | VV | Table lamp, 27-34" high X 6" wide X 6" deep with linen shade. Convenience outlet required at point of use.
K4665 | Oven, Microwave, Consumer | 1 | VV | Counter mounted microwave oven for average duty use. The exterior cabinet can be metal or heavy duty impact resistant plastic. The oven delivers instant energy for rapid heating, defrosting or prime cooking. The oven has touch pad controls, digital timer, power level selector and preprogrammed selectors for commonly cooked items. This oven is commonly found in staff lounges.
M0430 | Recorder/ Player, Digital, Video, DVD | 1 | VV | Professional medical grade DVD video recorder/player. Approximately 5" high X 10" wide X 14" deep. Meets NTSC and PAL standards and employs MPEG2 video compression. Capable of high speed picture search, direct recording into available disc space and recording and playback on various DVD formats. Audio uses Dolby digital format. Convenience outlet required at point of use.
M0515 | Television, HD, 40" Class | 1 | VV | High definition (HDTV) multimedia flat panel LED 40" class display television. The TV will have a 16:9 wide screen aspect ratio, minimum of 1920 x 1080 display resolution, digital tuner, minimum refresh rate of 60Hz, minimum of two HDMI ports and 1 USB port ENERGY STAR certified.
M1801 | Computer, Microprocessing, w/Flat Panel Monitor | 1 | VV | Desk top microprocessing computer. The unit shall consist of a central processing mini tower, flat panel monitor, keyboard, mouse and speakers. The system shall have the following minimum characteristics: a 2.8 GHz Pentium processor; 512 MB memory; 80GB hard drive; 32/48x CD-ROMDVD combo; 1.44MB network interface card; video 32 MB NVIDIA; a 18 inch flat panel monitor. The computer is used throughout the facility to input, manipulate and retrieve information.
M1825 | Printer, Computer | 1 | VV | High resolution computer printer with a variety of type styles and sheet/envelope feeder trays. Database information reflects network ready, medium duty office style laser printers. Other types of printers (bubble jet, dot matrix, line or plotter) as well as light or heavy use capabilities are available.
R4650 | Ice Maker, Flaked, With Dispenser | 1 | CC | Ice maker dispenser approximately 71" H x 19"D x 24"W. This unit provides flaked ice and cooled water automatically. The unit has a daily capacity up to 650 pounds and a 100 pound capacity stainless steel storage compartment with water station. Unit may be free-standing or counter-mounted, automatic load ice dispenser for food service and healthcare use. The unit is used in healthcare institutions and various commercial food service operations for dispensing ice.
7 - IPT33 - IP Playroom, Polytrauma | 7 - IPT33 - IP Playroom, Polytrauma | 7 - IPT33 - IP Playroom, Polytrauma | 7 - IPT33 - IP Playroom, Polytrauma | 7 - IPT33 - IP Playroom, Polytrauma
JSN | NAME | QTY | ACQ/INS | DESCRIPTION
F0215 | Chair, Child's | 2 | VV | Armless stacking chair scaled for use by children. Lightweight and available with a choice of different seat heights.
F0465 | Cabinet, Storage, 2 Door, 5 Shelf | 1 | VV | Storage cabinet, 78" high X 48" wide X 24" deep with two (2) doors and five (5) adjustable shelves.
F0760 | Table, Child's | 2 | VV | Child's table, approximately 25" high X 48" wide X 24" deep with floor glides. Table used for testing, observation, meals, education and play.
F2000 | Basket, Wastepaper, Fire Resistant | 1 | VV | Wastepaper basket, fire resistant, approximately 40 quart capacity. This unit is used to collect and temporarily store small quantities of paper refuse in patient rooms, administrative areas and nursing stations. Size and shape varies depending on the application and manufacturer selected.
F3200 | Clock, Battery, 12" Diameter | 1 | VV | Clock, 12" diameter. Round surface, easy to read numbers with sweep second hand. Wall mounted unit for use when impractical to install a fully synchronized clock system. Battery operated, (batteries not included).
8 - IPT34 - IP Group Room, Polytrauma | 8 - IPT34 - IP Group Room, Polytrauma | 8 - IPT34 - IP Group Room, Polytrauma | 8 - IPT34 - IP Group Room, Polytrauma | 8 - IPT34 - IP Group Room, Polytrauma
JSN | NAME | QTY | ACQ/INS | DESCRIPTION
A1010 | Telecommunication Outlet | 4 | VV | Telecommunication outlet location.
A1011 | Telephone, Desk, 1 Line | 1 | VV | Telephone, desk, 1 line.
A5145 | Hook, Garment, Double, SS, Surface Mounted | 2 | CC | A surface mounted, satin finish stainless steel, double garment hook. Equipped with a concealed mounting bracket that is secured to a concealed wall plate. For general purpose use throughout the facility to hang various items of apparel.
A5212 | Bracket, Television, Wall-Mounted, Tilt/Angle | 2 | VV | A wall mounted, tilt/angled TV bracket for 37" to 80" TVs. Mount will be a universal and VESA compliant unit with a load capacity of up to 130 lbs.
A6046 | Artwork, Decorative, With Frame | 2 | VV | This JSN is to be used for determining and defining location of decorative artwork.
F0220 | Chair, Conference | 10 | VV | Conference chair designed to complement the executive furniture package selected. Foam rubber cushioned seats and backs covered with either woven fabric or vinyl. Base with 5 (five) swivel casters.
F0295 | Chair, Stacking | 8 | VV | Stacking chair, approximately 34" H X 21" W X 24" D. May be stacked up to 20 high depending upon the model selected. These chairs are intended primarily as overflow capacity for conference rooms.
F0600 | Credenza, Executive, Wood | 1 | VV | Executive credenza with two (2) box drawers, two (2) file drawers, a center closed storage area with adjustable shelf and floor glides.
F0690 | Workstation, Computer, Enclosed, With Lock | 1 | VV | Computer operator workstation ,approximately 58" high X 36" wide X 25" deep. A fully enclosed workstation for a computer, monitor, printer and supplies. Cabinet has two lockable doors.
F0755 | Table, Conference, Wood | 2 | VV | Executive conference table. Dimensions are approximately 30" high, 48" wide with lengths varying from 74" to 96". These tables add traditional elegance to any conference room.
F2005 | Basket, Wastepaper, Executive, Wood | 1 | VV | Executive wastepaper basket, approximately 15" high X 13" wide X 13" deep.
F3200 | Clock, Battery, 12" Diameter | 1 | VV | Clock, 12" diameter. Round surface, easy to read numbers with sweep second hand. Wall mounted unit for use when impractical to install a fully synchronized clock system. Battery operated, (batteries not included).
M0507 | Video Teleconferencing System | 1 | VV | Shall be a video conferencing unit consisting of a camera, microphone, video/audio compression components, a component cart and a 32 inch monitor. It shall provide live audio-visual conferencing capabilities to dispersed geographic sites.
M0512 | Television, HDTV, Large Screen, 60" | 2 | VV | A high definition (HDTV) multimedia, slim design, 60"W to 65"W color television. The TV will have a 16.9 wide screen aspect ratio with full HD 1080p resolution and HDMI connections. TV may be LED, Plasma or LCD. TV will include a stand.
M1801 | Computer, Microprocessing, w/Flat Panel Monitor | 1 | VV | Desk top microprocessing computer. The unit shall consist of a central processing mini tower, flat panel monitor, keyboard, mouse and speakers. The system shall have the following minimum characteristics: a 2.8 GHz Pentium processor; 512 MB memory; 80GB hard drive; 32/48x CD-ROMDVD combo; 1.44MB network interface card; video 32 MB NVIDIA; a 18 inch flat panel monitor. The computer is used throughout the facility to input, manipulate and retrieve information.
M1875 | Board, Copy, Electronic Facsimile | 1 | VV | Electronic facsimile copy board for use in conference rooms and classrooms. Available in a variety of sizes. Unit scans writing surface and makes a paper copy of the board's contents. The user can make multiple copies of a single scanning. Single sided version, single copy version, and office size boards are options. May have a PC interface option. Database pricing reflects a mobile two-panel copy-board with a minimum 33" x 66" writing surface. Depth dimension refers to depth at the caster level of the supporting frame.
9 - IPT36 - IP Patient Laundry Room, Polytrauma | 9 - IPT36 - IP Patient Laundry Room, Polytrauma | 9 - IPT36 - IP Patient Laundry Room, Polytrauma | 9 - IPT36 - IP Patient Laundry Room, Polytrauma | 9 - IPT36 - IP Patient Laundry Room, Polytrauma
JSN | NAME | QTY | ACQ/INS | DESCRIPTION
A5075 | Dispenser, Soap, Disposable | 1 | VV | Disposable soap dispenser. One-handed dispensing operation. Designed to accommodate disposable soap cartridge and valve.
A5080 | Dispenser, Paper Towel, SS, Surface Mounted | 1 | CC | A surface mounted, satin finish stainless steel, single-fold, paper towel dispenser. Dispenser features: tumbler lock; front hinged at bottom; and refill indicator slot. Minimum capacity 400 single-fold paper towels. For general purpose use throughout the facility.
A5160 | Shelf, 8" Depth, SS, Surface Mounted | 4 | CC | A surface mounted, satin finish, stainless steel shelf with a minimum depth of 8". Mounting brackets are welded to shelf. Shelf is available in various widths. For general purpose use in scrub areas/rooms or other areas of the facility where a SS shelf is required. Pricing based upon a 36" width.
A5205 | Bar, Towel, 1" Diameter, SS, Surface Mounted | 1 | CC | A surface mounted, satin finish stainless steel, 1" diameter, towel bar. Support posts and flanges are one piece, chrome-plated, cast heavy brass with satin finish. Towel bar shall not rotate within support posts. Available in 18", 24" and 30" widths. For general purpose use in shower or bathtub rooms. Pricing based upon a suggested standard width of 18".
C03A0 | Cabinet, U/C/B, Open, 2 Shelf, 36x30x22 | 1 | CC | Standing height under counter, steel base cabinet, open, with two adjustable shelves. Also referred to as an open cabinet. For general purpose use throughout the facility.
CS090 | Sink, SS, Single Compartment, 7.5x19x16 ID | 1 | CC | Single compartment stainless steel sink, drop-in, self-rimming, ledge-type, connected with a drain and provided with a mixing faucet. It shall also be provided with pre-punched fixture holes on 4" center, integral back ledge to accommodate deck-mounted fixtures, brushed/polished interior and top surfaces, and sound deadened. Recommended for use in suspended or U/C/B sink cabinets having a high plastic laminate or Chemsurf laminate countertop/work surface. Coordinate actual outside sink dimensions with the actual clear dimension of cabinet specified to ensure that they are compatible. For general purpose use throughout the facility.
CT020 | Countertop, Solid Surface | 1 | CC | A solid, nonporous countertop with a smooth seamless appearance. Easy to clean and maintain and with proper cleaning does not support the growth of mold. An acrylic-based solid surface product. Standard thickness of 1", and a 4" butt backsplash/curb. Also referred to as a work surface or work top. Available in a choice of colors and depths. Used in lab and other hospital areas requiring optimum physical and chemical resisting properties.
F0295 | Chair, Stacking | 1 | VV | Stacking chair, approximately 34" H X 21" W X 24" D. May be stacked up to 20 high depending upon the model selected. These chairs are intended primarily as overflow capacity for conference rooms.
F2017 | Waste Receptacle, 24 GAL | 1 | VV | Rectangular steel waste receptacle with step-on lid and 24 gallon capacity. The receptacle is used to collect and temporarily store small quantities of paper refuse. Can be used in restrooms, patient areas, laboratories, pharmacies, etc.
M2300 | Washer, Clothes, Automatic | 2 | VV | Large capacity automatic clothes washer with a heavy duty motor. The unit's control system programs load, cycle time, spin speed, fabric, water level and water temperature. The washer includes a bleach and/or fabric softener dispenser and a filter ring for trapping lint.
M2400 | Dryer, Clothes, Automatic, Electric, Household | 2 | VV | Automatic clothes dryer. Electric unit features automatic sensi-dry control with setting for different kinds of fabrics, timed cycle, removable lint filter, drum interior light and enamel finish.
P1965 | Eyewash, Eye/Face, Sink Mounted, Hands-free | 1 | CC | A sink mounted eyewash station. The unit is designed for emergency eye and face rinsing from soft flow dual spray-heads. The Flow must be activated by the single momentary action and remain on until terminated.
P2451 | Valve, Mixing, Thermostatic, Eyewash | 1 | CC | Emergency tempering valve thermostatically mixes hot and cold water to provide a safe fluid supply for a single emergency eye/face wash with a flow rate of 10 gpm (38.8L)
P8710 | Utility Center, Plumbing Connection | 2 | CC | Plumbing connection utility center, sometimes referred to as a 'GUY GRAY BOX'. This recessed utility center provides for hot and cold water connections and a drain connection at sink and other equipment locations. The utility center includes cutoff valves for the water connections, a plug seal for the drain and an outside cover to provide an aesthetic appearance when connections are no longer required. This center may be installed in locations where no plumbing fixtures are included in a design as a future flexibility device, saving many dollars for later facility modifications to incorporate sinks as functions change.
10 - SB711 - Polytrauma IP Patient Belongings Storage Room, Lgstcs Svc | 10 - SB711 - Polytrauma IP Patient Belongings Storage Room, Lgstcs Svc | 10 - SB711 - Polytrauma IP Patient Belongings Storage Room, Lgstcs Svc | 10 - SB711 - Polytrauma IP Patient Belongings Storage Room, Lgstcs Svc | 10 - SB711 - Polytrauma IP Patient Belongings Storage Room, Lgstcs Svc
JSN | NAME | QTY | ACQ/INS | DESCRIPTION
A1030 | Locker, 2 Person, Over/Under | 8 | VV | Two person locker, double tier, 72Hx12Wx18D. This unit includes hooks for coats and hats. Door equipped with safety guard handles. Designed for storage of coats, hats, and other personal belongings. Other width and depths are available.
A5020 | Bench, Locker Room, Floor Mounted | 1 | CC | Locker room bench. Floor mounting -1-1/4" thick. Benches are sanded smooth with two coats of moisture-resistant sealer to ensure a protective, satin gloss surface, and mounted on strong steel pedestal anchored to the floor. Over all height of 18" includes pedestal. Size as required.
F2000 | Basket, Wastepaper, Fire Resistant | 1 | VV | Wastepaper basket, fire resistant, approximately 40 quart capacity. This unit is used to collect and temporarily store small quantities of paper refuse in patient rooms, administrative areas and nursing stations. Size and shape varies depending on the application and manufacturer selected.
11 - SB191 - Polytrauma IP Visitor Toilet, Bldg Sprt | 11 - SB191 - Polytrauma IP Visitor Toilet, Bldg Sprt | 11 - SB191 - Polytrauma IP Visitor Toilet, Bldg Sprt | 11 - SB191 - Polytrauma IP Visitor Toilet, Bldg Sprt | 11 - SB191 - Polytrauma IP Visitor Toilet, Bldg Sprt
JSN | NAME | QTY | ACQ/INS | DESCRIPTION
A1067 | Mirror, Float Glass, ADA Accessible | 1 | CC | A high quality 1/4" polished float glass mirror with a stainless steel frame. Frame holds mirror in a tilted position for accessibility and compliance with ADA requirements. Mirror has a galvanized steel back secured to frame with concealed screws with integral horizontal hanging brackets. Mirror shall be approximately 18" wide and 36" high. Other sizes are available.
A4995 | Table, Diaper Changing, Wall Mounted | 1 | CC | Wall mounted diaper changing table for use in public restrooms. Unit is a fold down system that folds upward when not in use for minimal intrusion into the room. Changing surface is contoured and has safety belt to insure that an infant will not fall from the table. Table is designed to hold no less than 250 pounds static weight. Closed dimensions are approximately 21" H x 36" W x 5" D. Open dimensions vary according to style. One system's open dimensions are 15 " high, 32" wide and 19" deep.
A5075 | Dispenser, Soap, Disposable | 1 | VV | Disposable soap dispenser. One-handed dispensing operation. Designed to accommodate disposable soap cartridge and valve.
A5082 | Dispenser, Paper Towel, Sensor, Hands Free | 1 | CC | A surface mounted, sensor activated, automatic, roll paper towel dispenser. The unit dispenses a paper towel automatically only when hands are place in position below the dispenser for maximum sanitation and hygiene. May include adjustable settings for sheet length, time delay, and sensor range. Unit is battery operated or with optional AC power adapter.
A5090 | Disposal, Sanitary Napkin, SS, Surface Mounted | 1 | CC | A surface mounted, satin finish stainless steel, sanitary napkin disposal. Disposal features a flip-up cover, secured to the container by a heavy duty stainless steel piano-hinge. Disposal may be secured to wall or toilet partition. For general purpose use in female toilet stalls or rooms and uni-sex toilet rooms.
A5109 | Grab Bar, 1-1/4" Dia., SS, 2 Wall, W/C Accessible | 1 | CC | A 1-1/4" diameter, satin finish stainless steel, peened gripping surface, 2 wall toilet stall/ room, grab bar with concealed mounting flanges. Snap over flanges are provided to conceal mounting screws. A selection of mounting kits and concealed anchor devices are available from the manufacturers for different types of installations. Grab bar shall comply with barrier-free accessibility guidelines for structural strength. For typical water closet applications in toilet stalls and rooms where ADA (American's With Disabilities Act) requirements must be met.
A5145 | Hook, Garment, Double, SS, Surface Mounted | 1 | CC | A surface mounted, satin finish stainless steel, double garment hook. Equipped with a concealed mounting bracket that is secured to a concealed wall plate. For general purpose use throughout the facility to hang various items of apparel.
A5200 | Dispenser, Toilet Tissue, SS, 2-Roll, Surface Mntd | 1 | CC | A concealed surface mounted, double roll, satin finish stainless steel, toilet tissue dispenser. Unit accommodates two standard-core toilet tissue rolls through 5" in diameter. Spindles are chrome plated plastic with a heavy-duty internal spring and turn freely for non-controlled delivery. For general purpose use in restrooms.
F2010 | Basket, Wastepaper, Step-On | 1 | VV | "Step-on" wastepaper basket with inner liner and foot petal activated flip top.
P3200 | Lavatory, Vitreous China, Slab Type w/Sens Op Fauc | 1 | CC | Wall mounted, slab type, vitreous china, lavatory (approximately 7 x 15 x 10 inches) with faucet holes on 4 inch centers; electronic sensor operated, goose neck spout and grid strainer. It shall be suitable for use in clinics, offices and patient care areas.
P9050 | Toilet, Wall Hung, Siphon Jet | 1 | CC | Siphon jet water closet/ toilet. This unit is wall hung with an elongated bowl, top spud flushometer, seat with open front and check hinge, and carrier. Used in restrooms throughout the health care facility.
5 - PRC PATIENT CARE UNIT THERAPY AREA | 5 - PRC PATIENT CARE UNIT THERAPY AREA | 5 - PRC PATIENT CARE UNIT THERAPY AREA | 5 - PRC PATIENT CARE UNIT THERAPY AREA | 5 - PRC PATIENT CARE UNIT THERAPY AREA
1 - IPT41 - IP Rehabilitation Therapy Room, Polytrauma | 1 - IPT41 - IP Rehabilitation Therapy Room, Polytrauma | 1 - IPT41 - IP Rehabilitation Therapy Room, Polytrauma | 1 - IPT41 - IP Rehabilitation Therapy Room, Polytrauma | 1 - IPT41 - IP Rehabilitation Therapy Room, Polytrauma
JSN | NAME | QTY | ACQ/INS | DESCRIPTION
A1080 | Mirror, Posture, Wall Mounted | 4 | CC | Wall mounted posture mirror. Consists of a 1/4" plate glass in a sturdy corrosion resistant frame with water proof back. For educational and therapy programs.
A5075 | Dispenser, Soap, Disposable | 3 | VV | Disposable soap dispenser. One-handed dispensing operation. Designed to accommodate disposable soap cartridge and valve.
A5077 | Dispenser, Hand Sanitizer, Hands-Free | 2 | VV | A touch free wall-mounted hand sanitizer dispenser. For use throughout a healthcare facility. Unit does not include the sanitizing liquid. Units are battery operated.
A5080 | Dispenser, Paper Towel, SS, Surface Mounted | 3 | CC | A surface mounted, satin finish stainless steel, single-fold, paper towel dispenser. Dispenser features: tumbler lock; front hinged at bottom; and refill indicator slot. Minimum capacity 400 single-fold paper towels. For general purpose use throughout the facility.
A5107 | Dispenser, Glove, Surgical/Examination, Wall Mntd | 3 | VV | Examination three (Small Medium, Large) glove dispenser box for wall mounting. Fabricated of either cold rolled steel with a white baked enamel finish, plastic or acrylic. Hardware not included, Option 3 powder coated steel.
A5215 | Bracket, Television, Ceiling Mounted | 2 | CC | Ceiling mounted television bracket for flat panel LCD and Plasma screens. The bracket shall be a universal style mount with a load capacity of 200 pounds with adjustments of 0-15 degree tilt and 360 degree swivel. Shall be capable of accommodating various size units.
C0025 | Cabinet, Wardrobe, 1 Door, 84x24x22 | 6 | CC | Wardrobe cabinet with a fixed shelf, clothing rod, and a solid or louvered right or left-hinged door (appropriate door hinge configuration to be indicated on the equipment elevation drawings), an optional locking door is available. Also referred to as a wardrobe case, unit or storage unit. Used for storage of clothing and personal items.
C0039 | Rail, Apron, 4x48x1 | 1 | CC | Apron rail. Also referred to as an apron front, apron panel, or knee space rail. Used to close in front knee space area and/or provide work surface support between two base cabinets or a base cabinet and wall. Apron rails should be ordered in pairs to provide both front and rear work surface support.
C03E0 | Cabinet, U/C/B, 1 Shelf, 1 Drawer, 2 DO, 36x30x22 | 4 | CC | Standing height under counter base cabinet with an adjustable shelf and a full width drawer above solid hinged doors. Also referred to as a combination cabinet or a drawer and cupboard cabinet. For general purpose use throughout the facility.
C04A0 | Cabinet, U/C/B, Open, 2 Shelf, 36x36x22 | 2 | CC | Standing height under counter base cabinet, open, with two adjustable shelves. Also referred to as an open cabinet. For general purpose use throughout the facility.
C04E0 | Cabinet, U/C/B, 1 Shelf, 1 Drawer, 2 DO, 36x36x22 | 5 | CC | Standing height under counter base cabinet with an adjustable shelf and a full width drawer above solid hinged doors. Also referred to as a combination cabinet or a drawer and cupboard cabinet. For general purpose use throughout the facility.
CD030 | Cabinet, W/H, 2 Shelf, 2 DO, Sloping Top, 38x30x13 | 8 | CC | Wall hung steel cabinet with two adjustable shelves, solid hinged doors, and sloping top. Also referred to as a solid hinged double door wall case. For general purpose use throughout the facility.
CD040 | Cabinet, W/H, 2 Shelf, 2 DO, Sloping Top, 38x36x13 | 6 | CC | Wall hung cabinet with two adjustable shelves, solid hinged doors, and sloping top. Also referred to as a solid hinged double door wall case. For general purpose use throughout the facility.
CS250 | Sink, SS, Single Compartment, 6x12x9 ID | 2 | CC | Single compartment stainless steel sink, drop-in, self-rimming, ledge-type, connected with a drain and provided with a mixing faucet. It shall also be provided with pre-punched fixture holes on 4" center, integral back ledge to accommodate deck-mounted fixtures, brushed/polished interior and top surfaces, and sound deadened. Recommended for use in suspended or U/C/B sink cabinets having a high plastic laminate or Chemsurf laminate countertop/work surface. For general purpose use throughout the facility.
CT020 | Countertop, Solid Surface | 1 | CC | A solid, nonporous countertop with a smooth seamless appearance. Easy to clean and maintain and with proper cleaning does not support the growth of mold. An acrylic-based solid surface product. Standard thickness of 1", and a 4" butt backsplash/curb. Also referred to as a work surface or work top. Available in a choice of colors and depths. Used in lab and other hospital areas requiring optimum physical and chemical resisting properties.
E0945 | Cart, Computer, Mobile | 1 | VV | A mobile computer cart for use throughout the facility. The cart dimensions will be approximately 45" H x 30" W x 22" D with casters. May include drawers and miscellaneous other accessories that will be determined at time of purchase. This Typical may include: 1 Cart Body, w/Computer Support, Style-A Narrow, w/Raised Edge Top 1 Flip-Up Shelf 1 Sharps Container Holder 1 Wastebasket 1 Chart Holder 2 Drawers, 3"H 2 Drawers, 6"H 3 Accessory Rail, Side Drawer Organizer Bins
F0205 | Chair, Side With Arms | 4 | VV | Upholstered side chair, 32" high X 21" wide X 23" deep with arms, padded seats and padded backs. Seat height is a minimum of 17". Available with or without sled base.
F0340 | Stool, Self Adjusting | 4 | VV | Self adjusting stool. Consists of a foam padded upholstered seat with attached foot rest for added comfort. Mounted on swivel casters. Designed for doctor's use during examinations.
F2017 | Waste Receptacle, 24 GAL | 2 | VV | Rectangular steel waste receptacle with step-on lid and 24 gallon capacity. The receptacle is used to collect and temporarily store small quantities of paper refuse. Can be used in restrooms, patient areas, laboratories, pharmacies, etc.
F3050 | Whiteboard, Dry Erase | 1 | VV | Whiteboard unit, approximately 36" H x 48" W consisting of a white porcelain enamel writing surface with an attached chalk tray. Magnetic surface available. Image can be easily removed with a standard chalkboard eraser. For use with water color pens. Unit is ready to hang.
F3200 | Clock, Battery, 12" Diameter | 2 | VV | Clock, 12" diameter. Round surface, easy to read numbers with sweep second hand. Wall mounted unit for use when impractical to install a fully synchronized clock system. Battery operated, (batteries not included).
G0144 | Ergometer, Recumbent Stepper | 1 | VV | Seated stepping ergometer for total body, arms and/or legs low impact conditioning. The unit features a closed kinetic chain action which combines reciprocal stepping and arm action. The arm settings and seat are adjustable. A battery operated performance computer allows for adjusting workload level. The unit has a heavy duty steel frame construction with low-density plastic covers.
G1025 | Exercise Machine, Elliptical | 1 | VV | An elliptical training machine to simulate stair climbing, walking or running without causing excessive pressure to the joints and to decrease risk of impact injuries. Provides a non-impact cardiovascular workout in a gym or in rehabilitation exercise protocols in a physical therapy clinic. The unit includes upper body handlebars for a total workout. The elliptical can be self-powered by user generated motion or electric powered to adjust motion and for supplying electronic consoles and resistance systems. Some models have optional direct or telemetric pulse monitoring. Database electrical specifications are for those models which require power. Refer to the manufacturers' specifications to verify electrical requirements.
G1026 | Exercise Apparatus, Weight Training, Multi-Station | 1 | VV | Multi-station weight training apparatus for physical development and rehabilitation. Unit features a variety of benches, pull bars, supports and seats grouped around a central frame containing one or more weight stacks. Each station is designed to exercise specific muscle groups. A person can perform an extensive weight training routine by moving around the apparatus from station to station. More than one person can use the apparatus simultaneously by training at different stations. The number and types of exercises available depend on the specific model of equipment chosen. Greater system weight capacities for high level athletic competition training are available on some models. The room ceiling may have to be raised to accommodate this equipment. The database specifications refer to a higher end system with a large number of training stations and a standard weight set.
G1043 | Ergometer, Recumbent Bicycle, Computer Assisted | 1 | VV | Computer assisted recumbent bicycle aerobic trainer. The trainer provides aerobic workouts on a computer controlled and monitored recumbent bicycle ergometer. The ergometer has several training routines and intensities which either the exerciser or a therapist can select. The unit display provides a readout of work accomplished as well as graphics to motivate the exerciser. Many models offer optional heart rate monitoring and wheels for easy mobility. Depending on the manufacturer and model, the computer is powered by the exerciser or an external source. The database electrical requirements are for those units requiring electrical power. The trainer is used for cardio-respiratory development in a gym or the exercise area of Physical Therapy.
M0515 | Television, HD, 40" Class | 2 | VV | High definition (HDTV) multimedia flat panel LED 40" class display television. The TV will have a 16:9 wide screen aspect ratio, minimum of 1920 x 1080 display resolution, digital tuner, minimum refresh rate of 60Hz, minimum of two HDMI ports and 1 USB port ENERGY STAR certified.
M4045 | Scale, Wheelchair, Portable, 1000 lb Capacity | 1 | VV | A battery operated, portable, digital wheelchair scale. This item is designed to accommodate extra-wide wheelchairs for weighing bariatric patients and also can be used for walk-ons. The scale can store the weight of the chair. The digital display unit can be scale mounted or mounted on a wall. An optional AC adapter is available. Designed for a gross 1000 lbs. capacity.
M4116 | Monitor, Vital Signs | 1 | VV | Electronic sphygmomanometer. LCD displays non-invasive blood pressure, pulse rate and temperature. Used in hospitals and clinics. Includes an optional mobile stand.
M8075 | Lift, Patient, Physical Therapy | 2 | CC | Physical therapy patient lift. The unit is constructed of durable stainless steel and bolted to the floor. The lift consists of a water powered hydraulic lift cylinder, lift swing arm and swivel chair with armrests. The unit is equipped with a control panel and below the floor foundation tube. This lift is custom made to meet specific buyer's needs. Refer to JSN descriptions for hydrotherapy baths and whirlpools before specifying this JSN in drawings. Lifts are integral parts of many baths and pools. The unit is used in physical therapy areas.
M8100 | Bath, Warming, Splint | 1 | VV | A warming bath for softening splinting sheets of thermoplastic material. Unit will be stainless steel and accommodate 18' x 24' sheets. The unit will include factory-set thermostat of approximately 175 degrees F (high) and 160 degrees F (low), a hinged insulated cover and a rear drain. Thermostat may also be adjusted internally to change range.
M8105 | Bath, Paraffin, Hand/Foot | 1 | VV | Paraffin bath for heat treatment of injuries. Unit features a chrome plated, corrosion resistant, double walled Monel metal tank to prevent loss of heat, thermostatic control, drain, timer, thermometer and stand with casters. Smaller models are available.
M8111 | Fluidotherapy Unit, Single Extremity | 1 | VV | A single extremity fluidotherapy unit that heats and circulates CELLEX particles resulting in a warm massage for the hand, wrist, elbow, foot and ankle. Unit is electronically programmable for regulating temperature, airflow and pulse mode. Used to increase circulation and range of motion, and in the relief of local pain in extremities.
M8115 | Conditioner, Cold Treatment Pack | 1 | VV | Refrigeration unit for twelve cold therapy packs. Unit features thermostatic temperature control, automatic defrosting and refrigeration grade insulation. Interior chamber is designed to facilitate periodic cleaning. Smaller capacity models are available.
M8120 | Therapy Unit, Hydroculator | 1 | VV | Moist Heat Therapy Unit, also referred as a Hydrocollator Heating Unit, are used to apply effective heat to hot packs used in moist heat therapy. Unit is supplied ready for immediate use and requires no special plumbing. Unit features: stainless steel insulated wall, thermostatically controlled, casters ( mobile units only), and standard size Hot Packs. Other unit sizes and accessories (variety of hot packs, tongs, side table rack, etc.) are available.
M8125 | Ergometer, Bicycle, Stationary | 1 | VV | Bicycle ergometer. The unit includes an adjustable seat, pedals with toe clips, disc brakes, and tachometer/odometer. The display provides readouts of time, speed and distance. The unit features steel construction for durability and reliability. The ergometer is used in progressive rehabilitation or physical training programs.
M8133 | Ergometer, Upper Body | 1 | VV | Ergometer for measuring upper body exertion during an exercise regimen. The unit consists of a seat and a hand crank mechanism at shoulder height. The unit is used for physical rehabilitation protocols and stress testing. The unit quantifiably measures the effort exerted by the patient.
M8150 | Exerciser, Ramp and Curbs | 1 | VV | Heavily constructed ramp and curbs exerciser. Unit includes three wide, deep curbs which are 2", 4" and 6" high. The ramp section is also deep and wide and rises gradually from 1/2" to 8" high. The end portion of the ramp section is an 8" high platform which the curb sections meet. The curbs and ramp have a sure-grip, long wearing, non-slip surface. The exerciser is used for training in walking techniques as well as balance.
M8174 | Ultrasound/Neuromuscular Stimulation Combo Unit | 1 | VV | Ultrasound unit in combination with a neuromuscular stimulator; unit can deliver both types of treatments simultaneously or individually. The ultrasound unit operates at one or more frequencies. The electrotherapy portion of the instrument can operate at set voltages or continuously variable across a range. Depending on the ultrasound frequency and electrotherapy voltage, the clinician selects one of several treatment unit heads. Some models feature microprocessor controls, data collection, data correlation and data downloading for analysis over time.
M8210 | Cart, Weight, Physical Therapy, w/Weights | 2 | VV | Physical therapy weight cart equipped with weights, two storage shelves, and racks to store dumbbells. Unit is constructed of quality hardwood and mounted on 4 heavy-duty casters. Used for storage of weights.
M8240 | Parallel Bars, Physical Therapy | 1 | VV | Physical therapy parallel bars. Unit can have manual or electrically powered adjustments. Bar height is adjustable from 25" to 40" and the bar width is adjustable from 16" to 25". Hand rails are chrome plated 1-1/2" steel tubing. Walking aisle is a minimum of 24" wide and finished in natural wood or covered with vinyl matting. Database information reflects 10' or 12' bar length electrically powered units.
M8305 | Platform, Exercise, w/Mat, Powered | 2 | VV | Exercise platform with power height adjustment. The platform rests on one or two pedestal bases which contain the power mechanism for adjusting the table height. The platform top or removable mattress is covered with heavy duty, nylon-reinforced vinyl for durability. The adjustable height feature is designed to accommodate patients who have difficulty sitting or transferring from a wheelchair as well as providing an optimal working height for the physical therapist once the patient is on the table. Larger and smaller units as well as manual crank platform tables are available.
M8330 | Treadmill, Electric | 1 | VV | Electric treadmill. Unit consists of a strong steel frame with front and side handrails covered with foam rubber, a remote control unit and a moving belt with a speed range from 0 to 10 mph. The unit also has a patient-controlled start/stop switch and a resettable distance counter. The motor controls the belt speed and changes the elevation of one end of the treadmill up to a 20 degree incline. The unit can be used as an exercise/therapy apparatus or in the practice of preventive medicine. Because of their power requirements, treadmills are also available as 208V powered units. At 110V, a treadmill may require a dedicated circuit. Refer to the manufacturer's literature and the specific installation site for deciding which voltage to use. See JSN M8185 for treadmill/electrocardiography systems used in cardiology studies.
M8331 | Treadmill, Weight Bearing System | 1 | VV | Incremental weight bearing system. Unit is used to limit weight bearing while exercising on a treadmill. Includes frame, harness, sensor, controller and side pads. Does not include the treadmill.
P3520 | Sink, China, With Plaster Interceptor Trap | 1 | CC | Plaster sink approximately 10" x 28" x 18". Unit is made of vitreous china. Faucet is equipped with 2 inch spray, 6 inch handles with screwdriver stops, grid drain with 1-1/2 inch tailpiece, a 2 inch outside diameter drain connection to trap and wall and a plaster interceptor trap. Space must be left above trap for removal of screen for cleaning. Used in orthopedic clinic cast rooms, emergency rooms and other areas where plaster is soaked or rinsed in a sink.
R4650 | Ice Maker, Flaked, With Dispenser | 1 | CC | Ice maker dispenser approximately 71" H x 19"D x 24"W. This unit provides flaked ice and cooled water automatically. The unit has a daily capacity up to 650 pounds and a 100 pound capacity stainless steel storage compartment with water station. Unit may be free-standing or counter-mounted, automatic load ice dispenser for food service and healthcare use. The unit is used in healthcare institutions and various commercial food service operations for dispensing ice.
T0975 | Table, Hand Therapy | 2 | VV | A table for use with hand therapy treatment. The table will be height adjustable with an easy to operate crank hydraulic lift system. Table will have a laminated top and telescoping legs.
2 - IPT43 - IP Rehabilitation Therapy Equipment Storage Room, Polytrauma | 2 - IPT43 - IP Rehabilitation Therapy Equipment Storage Room, Polytrauma | 2 - IPT43 - IP Rehabilitation Therapy Equipment Storage Room, Polytrauma | 2 - IPT43 - IP Rehabilitation Therapy Equipment Storage Room, Polytrauma | 2 - IPT43 - IP Rehabilitation Therapy Equipment Storage Room, Polytrauma
JSN | NAME | QTY | ACQ/INS | DESCRIPTION
M2055 | Shelving, Storage, Wire, CRS, w/Adjustable Shelves | 1 | VV | Stationary, wire, shelving unit. Unit has fully adjustable shelves constructed of stainless steel. For use in general purpose storage areas. Shelving is provided in various sizes and configurations. Price provided is for a unit approximately 74"H x 18"D x 48"W with four shelves.
3 - IPT45 - IP PT / OT Evaluation Room, Polytrauma | 3 - IPT45 - IP PT / OT Evaluation Room, Polytrauma | 3 - IPT45 - IP PT / OT Evaluation Room, Polytrauma | 3 - IPT45 - IP PT / OT Evaluation Room, Polytrauma | 3 - IPT45 - IP PT / OT Evaluation Room, Polytrauma
JSN | NAME | QTY | ACQ/INS | DESCRIPTION
A1200 | Lift System, Overhead, Patient Room | 1 | VC | An overhead rail system specifically designed for patient lifting and movement for a single bed patient room. The system will consist of recessed or ceiling mounted primary and secondary rails, lift motor with rolling carriage, patient harness or seat, and a hand controller or control box with charger. System will facilitate lifting and movement of patient to and from bed to gurney, chair or other requirement. Minimum lift capability is 550 pounds. Custom design of track layout by manufacturer is essential to meet individual facility requirements.
A5077 | Dispenser, Hand Sanitizer, Hands-Free | 1 | VV | A touch free wall-mounted hand sanitizer dispenser. For use throughout a healthcare facility. Unit does not include the sanitizing liquid. Units are battery operated.
A5145 | Hook, Garment, Double, SS, Surface Mounted | 1 | CC | A surface mounted, satin finish stainless steel, double garment hook. Equipped with a concealed mounting bracket that is secured to a concealed wall plate. For general purpose use throughout the facility to hang various items of apparel.
A5180 | Track, Cubicle, Surface Mounted, With Curtain | 1 | VV | Surface mounted cubicle track, with curtain. Track constructed of thick extruded aluminum. Equipped with self lubricating carriers, beaded drop chain hooks, and flame resistant curtain. To include removable end caps. Designed to be suspended around patient areas where privacy is needed. Price listed is per foot of the track, curtains to be priced per quote.
E0948 | Cart, General Storage, Mobile, 42"H x 32"W x 22"D | 1 | VV | THIS TYPICAL INCLUDES: 1 Cart Body, Style-A Narrow, w/Raised Edge Top 2 Drawers, 3" H 4 Drawers, 6" H 1 Accessory Rail, Side Drawer Organizer Bins
F0205 | Chair, Side With Arms | 1 | VV | Upholstered side chair, 32" high X 21" wide X 23" deep with arms, padded seats and padded backs. Seat height is a minimum of 17". Available with or without sled base.
F0340 | Stool, Self Adjusting | 1 | VV | Self adjusting stool. Consists of a foam padded upholstered seat with attached foot rest for added comfort. Mounted on swivel casters. Designed for doctor's use during examinations.
F2000 | Basket, Wastepaper, Fire Resistant | 1 | VV | Wastepaper basket, fire resistant, approximately 40 quart capacity. This unit is used to collect and temporarily store small quantities of paper refuse in patient rooms, administrative areas and nursing stations. Size and shape varies depending on the application and manufacturer selected.
F3050 | Whiteboard, Dry Erase | 1 | VV | Whiteboard unit, approximately 36" H x 48" W consisting of a white porcelain enamel writing surface with an attached chalk tray. Magnetic surface available. Image can be easily removed with a standard chalkboard eraser. For use with water color pens. Unit is ready to hang.
F3200 | Clock, Battery, 12" Diameter | 1 | VV | Clock, 12" diameter. Round surface, easy to read numbers with sweep second hand. Wall mounted unit for use when impractical to install a fully synchronized clock system. Battery operated, (batteries not included).
M3070 | Hamper, Linen, Mobile, w/Lid | 1 | VV | Mobile linen hamper with hand or foot operated lid. Made of heavy tubular stainless steel with heavy gauge welded steel platform. Holds 25" hamper bags. Mounted on ball bearing casters. For linen transport in hospitals and clinics.
M3072 | Frame, Infectious Waste Bag w/Lid | 1 | VV | Frame for an infectious waste collection bag. Made of heavy tubular stainless steel with heavy gauge welded steel platform. Adjust to hold 18" or 25" trash bags. Mounted on ball bearing casters and includes permanently mounted hinged lid. Provides means of bagging infectious waste at point of waste generation.
M8200 | Ultrasonic Treatment Unit | 1 | VV | Ultrasonic treatment unit which operates at one or more frequencies. Unit features a treatment timer, variable interrupted outputs and a variable power range. Unit has one or more treatment heads depending on sound wave frequency. Used for physiologic stimulation.
M8305 | Platform, Exercise, w/Mat, Powered | 1 | VV | Exercise platform with power height adjustment. The platform rests on one or two pedestal bases which contain the power mechanism for adjusting the table height. The platform top or removable mattress is covered with heavy duty, nylon-reinforced vinyl for durability. The adjustable height feature is designed to accommodate patients who have difficulty sitting or transferring from a wheelchair as well as providing an optimal working height for the physical therapist once the patient is on the table. Larger and smaller units as well as manual crank platform tables are available.
4 - SB163 - Polytrauma IP Bariatric Patient Toilet, Bldg Sprt | 4 - SB163 - Polytrauma IP Bariatric Patient Toilet, Bldg Sprt | 4 - SB163 - Polytrauma IP Bariatric Patient Toilet, Bldg Sprt | 4 - SB163 - Polytrauma IP Bariatric Patient Toilet, Bldg Sprt | 4 - SB163 - Polytrauma IP Bariatric Patient Toilet, Bldg Sprt
JSN | NAME | QTY | ACQ/INS | DESCRIPTION
A1067 | Mirror, Float Glass, ADA Accessible | 1 | CC | A high quality 1/4" polished float glass mirror with a stainless steel frame. Frame holds mirror in a tilted position for accessibility and compliance with ADA requirements. Mirror has a galvanized steel back secured to frame with concealed screws with integral horizontal hanging brackets. Mirror shall be approximately 18" wide and 36" high. Other sizes are available.
A5075 | Dispenser, Soap, Disposable | 1 | VV | Disposable soap dispenser. One-handed dispensing operation. Designed to accommodate disposable soap cartridge and valve.
A5082 | Dispenser, Paper Towel, Sensor, Hands Free | 1 | CC | A surface mounted, sensor activated, automatic, roll paper towel dispenser. The unit dispenses a paper towel automatically only when hands are place in position below the dispenser for maximum sanitation and hygiene. May include adjustable settings for sheet length, time delay, and sensor range. Unit is battery operated or with optional AC power adapter.
A5090 | Disposal, Sanitary Napkin, SS, Surface Mounted | 1 | CC | A surface mounted, satin finish stainless steel, sanitary napkin disposal. Disposal features a flip-up cover, secured to the container by a heavy duty stainless steel piano-hinge. Disposal may be secured to wall or toilet partition. For general purpose use in female toilet stalls or rooms and uni-sex toilet rooms.
A5109 | Grab Bar, 1-1/4" Dia., SS, 2 Wall, W/C Accessible | 2 | CC | A 1-1/4" diameter, satin finish stainless steel, peened gripping surface, 2 wall toilet stall/ room, grab bar with concealed mounting flanges. Snap over flanges are provided to conceal mounting screws. A selection of mounting kits and concealed anchor devices are available from the manufacturers for different types of installations. Grab bar shall comply with barrier-free accessibility guidelines for structural strength. For typical water closet applications in toilet stalls and rooms where ADA (American's With Disabilities Act) requirements must be met.
A5145 | Hook, Garment, Double, SS, Surface Mounted | 1 | CC | A surface mounted, satin finish stainless steel, double garment hook. Equipped with a concealed mounting bracket that is secured to a concealed wall plate. For general purpose use throughout the facility to hang various items of apparel.
A5200 | Dispenser, Toilet Tissue, SS, 2-Roll, Surface Mntd | 1 | CC | A concealed surface mounted, double roll, satin finish stainless steel, toilet tissue dispenser. Unit accommodates two standard-core toilet tissue rolls through 5" in diameter. Spindles are chrome plated plastic with a heavy-duty internal spring and turn freely for non-controlled delivery. For general purpose use in restrooms.
F2010 | Basket, Wastepaper, Step-On | 1 | VV | "Step-on" wastepaper basket with inner liner and foot petal activated flip top.
P3005 | Lavatory, Vitreous China, Bariatric | 1 | CC | A floor mounted bariatric lavatory with a capability to withstand a static downward pressure of 1,000 lbs. at the front of the sink. Lavatory will have a gooseneck faucet with wrist blade handles. Lavatory will be ADA compliant.
P9056 | Toilet, Floor Mounted, Bariatric | 1 | CC | A floor mounted, flush valve toilet with an elongated front and a load capacity of 1,000 pounds. The toilet with be vitreous china with a 1.28 or 1.6 Gpf low water consumption rate with a rear outlet. See manufacturer's literature for recommended flush valves and toilet seats.
5 - SC243 - Polytrauma IP Team Room, Clncl Sprt | 5 - SC243 - Polytrauma IP Team Room, Clncl Sprt | 5 - SC243 - Polytrauma IP Team Room, Clncl Sprt | 5 - SC243 - Polytrauma IP Team Room, Clncl Sprt | 5 - SC243 - Polytrauma IP Team Room, Clncl Sprt
JSN | NAME | QTY | ACQ/INS | DESCRIPTION
A1010 | Telecommunication Outlet | 3 | VV | Telecommunication outlet location.
A1012 | Telephone, Wall Mounted, 1 Line | 1 | VV | Telephone, wall mounted, 1 line.
A5077 | Dispenser, Hand Sanitizer, Hands-Free | 1 | VV | A touch free wall-mounted hand sanitizer dispenser. For use throughout a healthcare facility. Unit does not include the sanitizing liquid. Units are battery operated.
A5145 | Hook, Garment, Double, SS, Surface Mounted | 1 | CC | A surface mounted, satin finish stainless steel, double garment hook. Equipped with a concealed mounting bracket that is secured to a concealed wall plate. For general purpose use throughout the facility to hang various items of apparel.
F0115 | Bookcase, Open, 5 Shelf | 1 | VV | Freestanding open shelf bookcase, approximately 82" high X 37" wide X 18" deep with 5 (five) adjustable shelves. Unit can be separate or part of a system with available add-on shelving.
F0220 | Chair, Conference | 4 | VV | Conference chair designed to complement the executive furniture package selected. Foam rubber cushioned seats and backs covered with either woven fabric or vinyl. Base with 5 (five) swivel casters.
F0405 | Cabinet, Filing, Full Height, 4-5 Drawer | 1 | VV | Four (4) or five (5) drawer letter size, vertical filing cabinet, 53" high X 15" wide X 29" deep with locking device. Each drawer has label holder, handle and roller cradle.
F0750 | Table, Office, (size as required) | 4 | VV | Office table, sized as required. May be used as either a four (4) to six (6) person conference table or as an extra work surface area.
F2000 | Basket, Wastepaper, Fire Resistant | 1 | VV | Wastepaper basket, fire resistant, approximately 40 quart capacity. This unit is used to collect and temporarily store small quantities of paper refuse in patient rooms, administrative areas and nursing stations. Size and shape varies depending on the application and manufacturer selected.
F3055 | Whiteboard, With Sliding Panels. | 1 | VV | Standard installations consist of sliding panels and a fixed back panel with the choice of chalkboard, markerboard, bulletin board, or a combination of these choices.
F3200 | Clock, Battery, 12" Diameter | 1 | VV | Clock, 12" diameter. Round surface, easy to read numbers with sweep second hand. Wall mounted unit for use when impractical to install a fully synchronized clock system. Battery operated, (batteries not included).
6 - IPT46 - IP Therapy Consult Room, Polytrauma | 6 - IPT46 - IP Therapy Consult Room, Polytrauma | 6 - IPT46 - IP Therapy Consult Room, Polytrauma | 6 - IPT46 - IP Therapy Consult Room, Polytrauma | 6 - IPT46 - IP Therapy Consult Room, Polytrauma
JSN | NAME | QTY | ACQ/INS | DESCRIPTION
A1010 | Telecommunication Outlet | 2 | VV | Telecommunication outlet location.
A1015 | Telephone, Desk, Multiple Line | 1 | VV | Telephone, desk, multiple line.
A5075 | Dispenser, Soap, Disposable | 1 | VV | Disposable soap dispenser. One-handed dispensing operation. Designed to accommodate disposable soap cartridge and valve.
A5080 | Dispenser, Paper Towel, SS, Surface Mounted | 1 | CC | A surface mounted, satin finish stainless steel, single-fold, paper towel dispenser. Dispenser features: tumbler lock; front hinged at bottom; and refill indicator slot. Minimum capacity 400 single-fold paper towels. For general purpose use throughout the facility.
A5145 | Hook, Garment, Double, SS, Surface Mounted | 1 | CC | A surface mounted, satin finish stainless steel, double garment hook. Equipped with a concealed mounting bracket that is secured to a concealed wall plate. For general purpose use throughout the facility to hang various items of apparel.
CD040 | Cabinet, W/H, 2 Shelf, 2 DO, Sloping Top, 38x36x13 | 1 | CC | Wall hung cabinet with two adjustable shelves, solid hinged doors, and sloping top. Also referred to as a solid hinged double door wall case. For general purpose use throughout the facility.
CS010 | Sink, SS, Single Compartment, 7.5x12x12 ID | 1 | CC | Single compartment stainless steel sink, drop-in, self-rimming, ledge-type, connected with a drain and provided with a mixing faucet. It shall also be provided with pre-punched fixture holes on 4" center, integral back ledge to accommodate deck-mounted fixtures, brushed/polished interior and top surfaces, and sound deadened. Recommended for use in suspended or U/C/B sink cabinets having a high plastic laminate or Chemsurf laminate countertop/work surface. For general purpose use throughout the facility.
CT020 | Countertop, Solid Surface | 1 | CC | A solid, nonporous countertop with a smooth seamless appearance. Easy to clean and maintain and with proper cleaning does not support the growth of mold. An acrylic-based solid surface product. Standard thickness of 1", and a 4" butt backsplash/curb. Also referred to as a work surface or work top. Available in a choice of colors and depths. Used in lab and other hospital areas requiring optimum physical and chemical resisting properties.
F0205 | Chair, Side With Arms | 3 | VV | Upholstered side chair, 32" high X 21" wide X 23" deep with arms, padded seats and padded backs. Seat height is a minimum of 17". Available with or without sled base.
F0340 | Stool, Self Adjusting | 1 | VV | Self adjusting stool. Consists of a foam padded upholstered seat with attached foot rest for added comfort. Mounted on swivel casters. Designed for doctor's use during examinations.
F0740 | Table, Occasional, Lamp | 1 | VV | Occasional lamp table (end table) approximately 20" high X 27" wide X 27" deep with choice of finishes (wood, oak veneer, or high pressure laminate).
F2000 | Basket, Wastepaper, Fire Resistant | 1 | VV | Wastepaper basket, fire resistant, approximately 40 quart capacity. This unit is used to collect and temporarily store small quantities of paper refuse in patient rooms, administrative areas and nursing stations. Size and shape varies depending on the application and manufacturer selected.
F3200 | Clock, Battery, 12" Diameter | 1 | VV | Clock, 12" diameter. Round surface, easy to read numbers with sweep second hand. Wall mounted unit for use when impractical to install a fully synchronized clock system. Battery operated, (batteries not included).
M1801 | Computer, Microprocessing, w/Flat Panel Monitor | 1 | VV | Desk top microprocessing computer. The unit shall consist of a central processing mini tower, flat panel monitor, keyboard, mouse and speakers. The system shall have the following minimum characteristics: a 2.8 GHz Pentium processor; 512 MB memory; 80GB hard drive; 32/48x CD-ROMDVD combo; 1.44MB network interface card; video 32 MB NVIDIA; a 18 inch flat panel monitor. The computer is used throughout the facility to input, manipulate and retrieve information.
M1802 | Work Station, Computer, Retractable, Wall Mounted | 1 | VV | A wall mounted retractable work station. Work station is used as a computer station in treatment rooms, exam rooms and areas where physical space in limited.
7 - IPT51 - IP Recreation Therapy Room, Polytrauma | 7 - IPT51 - IP Recreation Therapy Room, Polytrauma | 7 - IPT51 - IP Recreation Therapy Room, Polytrauma | 7 - IPT51 - IP Recreation Therapy Room, Polytrauma | 7 - IPT51 - IP Recreation Therapy Room, Polytrauma
JSN | NAME | QTY | ACQ/INS | DESCRIPTION
A5075 | Dispenser, Soap, Disposable | 1 | VV | Disposable soap dispenser. One-handed dispensing operation. Designed to accommodate disposable soap cartridge and valve.
A5080 | Dispenser, Paper Towel, SS, Surface Mounted | 1 | CC | A surface mounted, satin finish stainless steel, single-fold, paper towel dispenser. Dispenser features: tumbler lock; front hinged at bottom; and refill indicator slot. Minimum capacity 400 single-fold paper towels. For general purpose use throughout the facility.
A5212 | Bracket, Television, Wall-Mounted, Tilt/Angle | 1 | VV | A wall mounted, tilt/angled TV bracket for 37" to 80" TVs. Mount will be a universal and VESA compliant unit with a load capacity of up to 130 lbs.
A5220 | Bracket, Television, Wall Backing | 1 | CC | Wall mounted television bracket backing which provides additional support and strength for the installation of the television bracket. Option available for interior or exterior plate and sized for 12” 16” or 24” stud spacing.
C02C0 | Cabinet, U/C/B, 1 Shelf, 1 Drawer, 1 DO, 36x24x22 | 1 | CC | Standing height under counter base cabinet with an adjustable shelf and a full width drawer above a solid right or left-hinged door (appropriate door hinge configuration to be indicated on equipment elevation drawings). Also referred to as a combination cabinet or a drawer and cupboard cabinet. For general purpose use throughout the facility.
C03E0 | Cabinet, U/C/B, 1 Shelf, 1 Drawer, 2 DO, 36x30x22 | 1 | CC | Standing height under counter base cabinet with an adjustable shelf and a full width drawer above solid hinged doors. Also referred to as a combination cabinet or a drawer and cupboard cabinet. For general purpose use throughout the facility.
C04A0 | Cabinet, U/C/B, Open, 2 Shelf, 36x36x22 | 1 | CC | Standing height under counter base cabinet, open, with two adjustable shelves. Also referred to as an open cabinet. For general purpose use throughout the facility.
C04G0 | Cabinet, U/C/B, 2 Shelf, 2 Door, 36x36x22 | 1 | CC | Standing height under counter base cabinet with two adjustable shelves and two solid hinged doors. Also referred to as a cupboard cabinet. For general purpose use throughout the facility.
CS250 | Sink, SS, Single Compartment, 6x12x9 ID | 1 | CC | Single compartment stainless steel sink, drop-in, self-rimming, ledge-type, connected with a drain and provided with a mixing faucet. It shall also be provided with pre-punched fixture holes on 4" center, integral back ledge to accommodate deck-mounted fixtures, brushed/polished interior and top surfaces, and sound deadened. Recommended for use in suspended or U/C/B sink cabinets having a high plastic laminate or Chemsurf laminate countertop/work surface. For general purpose use throughout the facility.
CT020 | Countertop, Solid Surface | 1 | CC | A solid, nonporous countertop with a smooth seamless appearance. Easy to clean and maintain and with proper cleaning does not support the growth of mold. An acrylic-based solid surface product. Standard thickness of 1", and a 4" butt backsplash/curb. Also referred to as a work surface or work top. Available in a choice of colors and depths. Used in lab and other hospital areas requiring optimum physical and chemical resisting properties.
F0115 | Bookcase, Open, 5 Shelf | 2 | VV | Freestanding open shelf bookcase, approximately 82" high X 37" wide X 18" deep with 5 (five) adjustable shelves. Unit can be separate or part of a system with available add-on shelving.
F0205 | Chair, Side With Arms | 2 | VV | Upholstered side chair, 32" high X 21" wide X 23" deep with arms, padded seats and padded backs. Seat height is a minimum of 17". Available with or without sled base.
F0255 | Chair, Easy | 3 | VV | Easy chair approximately 35" high X 28" wide X 32" deep with arms and floor glides. Arms, back and seat are foam padded and upholstered in woven textile fabric or vinyl.
F0295 | Chair, Stacking | 7 | VV | Stacking chair, approximately 34" H X 21" W X 24" D. May be stacked up to 20 high depending upon the model selected. These chairs are intended primarily as overflow capacity for conference rooms.
F0375 | Sofa, Upholstered | 3 | VV | Executive sofa with woven fabric textile or vinyl upholstery, foam padded arms, steel spring and foam rubber backs and seats, and floor glides.
F0600 | Credenza, Executive, Wood | 1 | VV | Executive credenza with two (2) box drawers, two (2) file drawers, a center closed storage area with adjustable shelf and floor glides.
F0810 | Table, Pool | 1 | VV | Pool table approximately 32" high X 100" wide X 56" deep with 3/4" full size slate bed.
F0815 | Table, Ping Pong, Folding | 1 | VV | Folding ping pong table, 30 high X 108" wide X 60" deep.
F2017 | Waste Receptacle, 24 GAL | 1 | VV | Rectangular steel waste receptacle with step-on lid and 24 gallon capacity. The receptacle is used to collect and temporarily store small quantities of paper refuse. Can be used in restrooms, patient areas, laboratories, pharmacies, etc.
K1552 | Brewer, Coffee, Auto, Elect, 3 Burner, Front/Back | 1 | VV | Space saving front to back automatic coffee maker. This unit includes a heating tank, connection for a cold water supply, decanter service with three burners, funnel and a water flow controller. The unit is used for semi-automatic coffee brewing in cafeterias and commercial institutions. The unit automatically shuts off the water flow when enough has passed through to fill the pot. The unit is normally provided plumbed with a hot water faucet to the side for making other hot drinks (tea, cider, cocoa, etc.). The database height dimension does not include the clearance for coffee decanters warming on the upper burners.
M0430 | Recorder/ Player, Digital, Video, DVD | 1 | VV | Professional medical grade DVD video recorder/player. Approximately 5" high X 10" wide X 14" deep. Meets NTSC and PAL standards and employs MPEG2 video compression. Capable of high speed picture search, direct recording into available disc space and recording and playback on various DVD formats. Audio uses Dolby digital format. Convenience outlet required at point of use.
M0515 | Television, HD, 40" Class | 1 | VV | High definition (HDTV) multimedia flat panel LED 40" class display television. The TV will have a 16:9 wide screen aspect ratio, minimum of 1920 x 1080 display resolution, digital tuner, minimum refresh rate of 60Hz, minimum of two HDMI ports and 1 USB port ENERGY STAR certified.
M1801 | Computer, Microprocessing, w/Flat Panel Monitor | 2 | VV | Desk top microprocessing computer. The unit shall consist of a central processing mini tower, flat panel monitor, keyboard, mouse and speakers. The system shall have the following minimum characteristics: a 2.8 GHz Pentium processor; 512 MB memory; 80GB hard drive; 32/48x CD-ROMDVD combo; 1.44MB network interface card; video 32 MB NVIDIA; a 18 inch flat panel monitor. The computer is used throughout the facility to input, manipulate and retrieve information.
8 - IPT53 - IP Recreation Therapy Storage Room, Polytrauma | 8 - IPT53 - IP Recreation Therapy Storage Room, Polytrauma | 8 - IPT53 - IP Recreation Therapy Storage Room, Polytrauma | 8 - IPT53 - IP Recreation Therapy Storage Room, Polytrauma | 8 - IPT53 - IP Recreation Therapy Storage Room, Polytrauma
JSN | NAME | QTY | ACQ/INS | DESCRIPTION
A1010 | Telecommunication Outlet | 1 | VV | Telecommunication outlet location.
A1014 | Telephone, Wall Mounted, 1 Line, With Speaker | 1 | VV | Telephone, wall mounted, 1 line, with speaker.
M2055 | Shelving, Storage, Wire, CRS, w/Adjustable Shelves | 4 | VV | Stationary, wire, shelving unit. Unit has fully adjustable shelves constructed of stainless steel. For use in general purpose storage areas. Shelving is provided in various sizes and configurations. Price provided is for a unit approximately 74"H x 18"D x 48"W with four shelves.
9 - IPT55 - IP Computer Room, Polytrauma | 9 - IPT55 - IP Computer Room, Polytrauma | 9 - IPT55 - IP Computer Room, Polytrauma | 9 - IPT55 - IP Computer Room, Polytrauma | 9 - IPT55 - IP Computer Room, Polytrauma
JSN | NAME | QTY | ACQ/INS | DESCRIPTION
A1010 | Telecommunication Outlet | 4 | VV | Telecommunication outlet location.
A1012 | Telephone, Wall Mounted, 1 Line | 1 | VV | Telephone, wall mounted, 1 line.
A5212 | Bracket, Television, Wall-Mounted, Tilt/Angle | 2 | VV | A wall mounted, tilt/angled TV bracket for 37" to 80" TVs. Mount will be a universal and VESA compliant unit with a load capacity of up to 130 lbs.
A5220 | Bracket, Television, Wall Backing | 2 | CC | Wall mounted television bracket backing which provides additional support and strength for the installation of the television bracket. Option available for interior or exterior plate and sized for 12” 16” or 24” stud spacing.
F0115 | Bookcase, Open, 5 Shelf | 1 | VV | Freestanding open shelf bookcase, approximately 82" high X 37" wide X 18" deep with 5 (five) adjustable shelves. Unit can be separate or part of a system with available add-on shelving.
F0275 | Chair, Swivel, High Back | 1 | VV | Highback contemporary swivel chair, 41" high X 23" wide X 23" deep with five (5) caster swivel base and arms. Chair may be used at desks or in conference rooms. Back and seat are foam padded and upholstered with either woven textile fabric or vinyl.
F0280 | Chair, Swivel, Low Back | 32 | VV | Low back contemporary swivel chair, 37" high X 25" wide X 31" deep with a five (5) caster swivel base, arms and foam padded seat and back upholstered with either woven textile fabric or vinyl.
F0465 | Cabinet, Storage, 2 Door, 5 Shelf | 1 | VV | Storage cabinet, 78" high X 48" wide X 24" deep with two (2) doors and five (5) adjustable shelves.
F0690 | Workstation, Computer, Enclosed, With Lock | 1 | VV | Computer operator workstation ,approximately 58" high X 36" wide X 25" deep. A fully enclosed workstation for a computer, monitor, printer and supplies. Cabinet has two lockable doors.
F0780 | Table, Work, 60W x 30D | 16 | VV | Work table approximately 29" high X 60" wide X 30" deep with top and four (4) non-folding legs.
F2000 | Basket, Wastepaper, Fire Resistant | 2 | VV | Wastepaper basket, fire resistant, approximately 40 quart capacity. This unit is used to collect and temporarily store small quantities of paper refuse in patient rooms, administrative areas and nursing stations. Size and shape varies depending on the application and manufacturer selected.
F2100 | Lectern, Mobile, With Reading Light | 1 | VV | Portable floor lectern with reading light and self-contained audio. May use 110V or batteries (not included). Convenience outlet required if not using batteries.
F3010 | Board, Bulletin, 48 x 48 | 1 | VV | Open face bulletin board. Cork posting panel with moisture proof backing. Variety of frames to choose from. Used for posting notes and messages.
F3060 | Whiteboard, Projection Screen Combination | 1 | VV | Whiteboard and projection screen combination approximately 48" H x 72" W. Magnetic surface with matte finish for projection. Hard board stabilizer with aluminum foil back. For use with water color pens.
F3200 | Clock, Battery, 12" Diameter | 1 | VV | Clock, 12" diameter. Round surface, easy to read numbers with sweep second hand. Wall mounted unit for use when impractical to install a fully synchronized clock system. Battery operated, (batteries not included).
M0385 | Projector, Multimedia/Data | 1 | VV | The projector shall provide computer and video projections. Minimum features included: Brightness of not less than 1500 ANSI ( American National Standards Institute) Lumens, and a minimum resolution format of 1024 X 768 pixels (XGA). The projector shall be portable and weigh no more than 10 pounds. It shall include a zoom lens and computer and video input ports.
M0400 | Screen, Projection, 144x144, Remote Control | 1 | CC | Wall or ceiling mounted, roll-up type screen with remote control. Includes multiple controls to operate the screen from two or more locations, wireless remote control, adjustable preset limit switches, and black borders on all sides. Screen is housed in a solid wood or metal case with removable motor module. For a classroom, conference room, or large auditorium.
M0507 | Video Teleconferencing System | 1 | VV | Shall be a video conferencing unit consisting of a camera, microphone, video/audio compression components, a component cart and a 32 inch monitor. It shall provide live audio-visual conferencing capabilities to dispersed geographic sites.
M0512 | Television, HDTV, Large Screen, 60" | 2 | VV | A high definition (HDTV) multimedia, slim design, 60"W to 65"W color television. The TV will have a 16.9 wide screen aspect ratio with full HD 1080p resolution and HDMI connections. TV may be LED, Plasma or LCD. TV will include a stand.
M1801 | Computer, Microprocessing, w/Flat Panel Monitor | 1 | VV | Desk top microprocessing computer. The unit shall consist of a central processing mini tower, flat panel monitor, keyboard, mouse and speakers. The system shall have the following minimum characteristics: a 2.8 GHz Pentium processor; 512 MB memory; 80GB hard drive; 32/48x CD-ROMDVD combo; 1.44MB network interface card; video 32 MB NVIDIA; a 18 inch flat panel monitor. The computer is used throughout the facility to input, manipulate and retrieve information.
M1825 | Printer, Computer | 1 | VV | High resolution computer printer with a variety of type styles and sheet/envelope feeder trays. Database information reflects network ready, medium duty office style laser printers. Other types of printers (bubble jet, dot matrix, line or plotter) as well as light or heavy use capabilities are available.
M1875 | Board, Copy, Electronic Facsimile | 1 | VV | Electronic facsimile copy board for use in conference rooms and classrooms. Available in a variety of sizes. Unit scans writing surface and makes a paper copy of the board's contents. The user can make multiple copies of a single scanning. Single sided version, single copy version, and office size boards are options. May have a PC interface option. Database pricing reflects a mobile two-panel copy-board with a minimum 33" x 66" writing surface. Depth dimension refers to depth at the caster level of the supporting frame.
10 - SS218 - Polytrauma IP Recreational Therapist Workstation, Stff Sprt | 10 - SS218 - Polytrauma IP Recreational Therapist Workstation, Stff Sprt | 10 - SS218 - Polytrauma IP Recreational Therapist Workstation, Stff Sprt | 10 - SS218 - Polytrauma IP Recreational Therapist Workstation, Stff Sprt | 10 - SS218 - Polytrauma IP Recreational Therapist Workstation, Stff Sprt
JSN | NAME | QTY | ACQ/INS | DESCRIPTION
A1010 | Telecommunication Outlet | 2 | VV | Telecommunication outlet location.
A1015 | Telephone, Desk, Multiple Line | 1 | VV | Telephone, desk, multiple line.
E0123 | Workstation, Straight, Free Standing, 72" W | 1 | VV | This JSN will provide a whole work station typical to quickly plan work in areas in clinical or administrative spaces. There will be a price decrease if typical work stations are used with vertical hanging strips instead of panels. THIS TYPICAL INCLUDES: 4 Standard Solid Panels 2 Panel Connectors, 2-Way Corner 1 Panel-to-Panel Connector 2 Finished End Hardware 1 Cantilevered, Work Surface 2 Lockable Flipper Units 2 Shelf, Storage/Displays 2 Lights 1 Tack board 1 Tool Rail 1 Paper Tray 1 Diagonal Tray 1 Adjustable Keyboard Tray 1 Mobile Pedestal, Box/File
F0275 | Chair, Swivel, High Back | 1 | VV | Highback contemporary swivel chair, 41" high X 23" wide X 23" deep with five (5) caster swivel base and arms. Chair may be used at desks or in conference rooms. Back and seat are foam padded and upholstered with either woven textile fabric or vinyl.
F0420 | Cabinet, Filing, Lateral, Half Height | 1 | VV | Half height two (2) or three (3) drawer lateral filing cabinet, 28" high X 42" wide X 18" deep with recessed handles, locking device and drawer label holders. Drawers are adaptable to either letter or legal size materials.
F2000 | Basket, Wastepaper, Fire Resistant | 1 | VV | Wastepaper basket, fire resistant, approximately 40 quart capacity. This unit is used to collect and temporarily store small quantities of paper refuse in patient rooms, administrative areas and nursing stations. Size and shape varies depending on the application and manufacturer selected.
M1801 | Computer, Microprocessing, w/Flat Panel Monitor | 1 | VV | Desk top microprocessing computer. The unit shall consist of a central processing mini tower, flat panel monitor, keyboard, mouse and speakers. The system shall have the following minimum characteristics: a 2.8 GHz Pentium processor; 512 MB memory; 80GB hard drive; 32/48x CD-ROMDVD combo; 1.44MB network interface card; video 32 MB NVIDIA; a 18 inch flat panel monitor. The computer is used throughout the facility to input, manipulate and retrieve information.
11 - IPT61 - IP Apartment Living Skills Training Room, Polytrauma | 11 - IPT61 - IP Apartment Living Skills Training Room, Polytrauma | 11 - IPT61 - IP Apartment Living Skills Training Room, Polytrauma | 11 - IPT61 - IP Apartment Living Skills Training Room, Polytrauma | 11 - IPT61 - IP Apartment Living Skills Training Room, Polytrauma
JSN | NAME | QTY | ACQ/INS | DESCRIPTION
A5210 | Bracket, Television, Wall Mounted, w/Adjust Arm | 1 | VV | Wall mounted television bracket with adjustable arm. Consists of movable arm with minimum 120 degree swivel. Designed for holding wall mounted, flat panel television units in patient rooms.
F0200 | Chair, Arm Writing | 1 | VV | Standard leg chair with 24" x 18" writing tablet. Book basket connected to underside of chair. Minimum distance of seat-to-floor is 17".
F0225 | Chair, Dining Room | 1 | VV | Dining room chair with glides. Chair has straight legs with cushioned cloth or vinyl seat.
F0250 | Chair, Arm, Lounge Type | 1 | VV | Lounge chair approximately 33" high X 28" wide X 29" deep, with arms and floor glides. Chair completely padded and upholstered in either woven textile fabric or vinyl.
F0255 | Chair, Easy | 1 | VV | Easy chair approximately 35" high X 28" wide X 32" deep with arms and floor glides. Arms, back and seat are foam padded and upholstered in woven textile fabric or vinyl.
F0375 | Sofa, Upholstered | 1 | VV | Executive sofa with woven fabric textile or vinyl upholstery, foam padded arms, steel spring and foam rubber backs and seats, and floor glides.
F0570 | Dresser, 6 Drawer | 1 | VV | A 6 drawer dresser used to store clothing.
F0640 | Desk, Single Pedestal | 1 | VV | Single pedestal flat top desk, 30" high X 66" wide X 30" deep with right or left hand pedestal, one (1) box drawer, one (1) file drawer, modesty panel and floor glides.
F0725 | Table, Occasional, Executive, Wood | 1 | VV | Executive chairside table, approximately 21" high X 26" wide X 20" deep. Used as an occasional table in an executive suite.
F0740 | Table, Occasional, Lamp | 2 | VV | Occasional lamp table (end table) approximately 20" high X 27" wide X 27" deep with choice of finishes (wood, oak veneer, or high pressure laminate).
F0795 | Table, Dining | 1 | VV | Dining table. Round 42" diameter or square 42" X 42". Used in dining facilities and can comfortably seat up to four (4) persons.
F2017 | Waste Receptacle, 24 GAL | 1 | VV | Rectangular steel waste receptacle with step-on lid and 24 gallon capacity. The receptacle is used to collect and temporarily store small quantities of paper refuse. Can be used in restrooms, patient areas, laboratories, pharmacies, etc.
F2420 | Lamp, Table, With Shade | 2 | VV | Table lamp, 27-34" high X 6" wide X 6" deep with linen shade. Convenience outlet required at point of use.
K1552 | Brewer, Coffee, Auto, Elect, 3 Burner, Front/Back | 1 | VV | Space saving front to back automatic coffee maker. This unit includes a heating tank, connection for a cold water supply, decanter service with three burners, funnel and a water flow controller. The unit is used for semi-automatic coffee brewing in cafeterias and commercial institutions. The unit automatically shuts off the water flow when enough has passed through to fill the pot. The unit is normally provided plumbed with a hot water faucet to the side for making other hot drinks (tea, cider, cocoa, etc.). The database height dimension does not include the clearance for coffee decanters warming on the upper burners.
K2515 | Dishwasher, Household | 1 | CC | Household dishwasher. The unit features several wash cycles for different types of tableware, electronic or push button controls, a sound insulation package, an integral filter and disposal unit and adjustable racks. This unit is used for light work in a laboratory or patient rehabilitation in daily living area of occupational therapy.
K4500 | Stove, Household, 4 Burner, w/Oven, Electric | 1 | CC | Electric household range with four burner stove and oven. Gas models are available. This unit is used in rehabilitation settings to teach daily living skills to patients.
K4665 | Oven, Microwave, Consumer | 1 | VV | Counter mounted microwave oven for average duty use. The exterior cabinet can be metal or heavy duty impact resistant plastic. The oven delivers instant energy for rapid heating, defrosting or prime cooking. The oven has touch pad controls, digital timer, power level selector and preprogrammed selectors for commonly cooked items. This oven is commonly found in staff lounges.
M0515 | Television, HD, 40" Class | 1 | VV | High definition (HDTV) multimedia flat panel LED 40" class display television. The TV will have a 16:9 wide screen aspect ratio, minimum of 1920 x 1080 display resolution, digital tuner, minimum refresh rate of 60Hz, minimum of two HDMI ports and 1 USB port ENERGY STAR certified.
M2300 | Washer, Clothes, Automatic | 1 | VV | Large capacity automatic clothes washer with a heavy duty motor. The unit's control system programs load, cycle time, spin speed, fabric, water level and water temperature. The washer includes a bleach and/or fabric softener dispenser and a filter ring for trapping lint.
M2400 | Dryer, Clothes, Automatic, Electric, Household | 1 | VV | Automatic clothes dryer. Electric unit features automatic sensi-dry control with setting for different kinds of fabrics, timed cycle, removable lint filter, drum interior light and enamel finish.
P2100 | Disposal, Garbage, 2 HP Motor | 1 | CC | Garbage disposal. A two (2) horsepower versatile waste disposal unit suitable for facilities where 500 to 1000 meals are prepared and served daily. Requires eight (8) gallons per minute water flow rate, and outlet flange tapped for a two (2) inch pipe. Unit will have a manual reversing switch and shall comply with MIL SPEC No. MIL-G-15840. Multiple electrical configurations are available.
R7250 | Refrigerator/Freezer, 20 Cubic Feet | 1 | VV | Refrigerator/freezer unit. This type unit includes a food saver system that helps keep food fresher. It also includes roll out wheels and is equipped for an optional automatic icemaker. This unit is of commercial or residential design and use.
12 - IPT71 - IP Neuropsychology Testing Laboratory, Polytrauma | 12 - IPT71 - IP Neuropsychology Testing Laboratory, Polytrauma | 12 - IPT71 - IP Neuropsychology Testing Laboratory, Polytrauma | 12 - IPT71 - IP Neuropsychology Testing Laboratory, Polytrauma | 12 - IPT71 - IP Neuropsychology Testing Laboratory, Polytrauma
JSN | NAME | QTY | ACQ/INS | DESCRIPTION
A5077 | Dispenser, Hand Sanitizer, Hands-Free | 2 | VV | A touch free wall-mounted hand sanitizer dispenser. For use throughout a healthcare facility. Unit does not include the sanitizing liquid. Units are battery operated.
A5107 | Dispenser, Glove, Surgical/Examination, Wall Mntd | 1 | VV | Examination three (Small Medium, Large) glove dispenser box for wall mounting. Fabricated of either cold rolled steel with a white baked enamel finish, plastic or acrylic. Hardware not included, Option 3 powder coated steel.
A5120 | Window, Observation, One Way | 1 | CC | One way observation window. Window frame mounted inside wall opening on an aluminum frame. Size as required. For use in pediatrics, occupational therapy and psychiatry. Typical size is 36" x 36".
A5145 | Hook, Garment, Double, SS, Surface Mounted | 1 | CC | A surface mounted, satin finish stainless steel, double garment hook. Equipped with a concealed mounting bracket that is secured to a concealed wall plate. For general purpose use throughout the facility to hang various items of apparel.
A6046 | Artwork, Decorative, With Frame | 1 | VV | This JSN is to be used for determining and defining location of decorative artwork.
E0123 | Workstation, Straight, Free Standing, 72" W | 2 | VV | This JSN will provide a whole work station typical to quickly plan work in areas in clinical or administrative spaces. There will be a price decrease if typical work stations are used with vertical hanging strips instead of panels. THIS TYPICAL INCLUDES: 4 Standard Solid Panels 2 Panel Connectors, 2-Way Corner 1 Panel-to-Panel Connector 2 Finished End Hardware 1 Cantilevered, Work Surface 2 Lockable Flipper Units 2 Shelf, Storage/Displays 2 Lights 1 Tack board 1 Tool Rail 1 Paper Tray 1 Diagonal Tray 1 Adjustable Keyboard Tray 1 Mobile Pedestal, Box/File
F0115 | Bookcase, Open, 5 Shelf | 1 | VV | Freestanding open shelf bookcase, approximately 82" high X 37" wide X 18" deep with 5 (five) adjustable shelves. Unit can be separate or part of a system with available add-on shelving.
F0205 | Chair, Side With Arms | 2 | VV | Upholstered side chair, 32" high X 21" wide X 23" deep with arms, padded seats and padded backs. Seat height is a minimum of 17". Available with or without sled base.
F0415 | Cabinet, Filing, Lateral, Full Height, 5 Drawer | 1 | VV | Full height five (5) drawer lateral filing cabinet, 65" high X 42" wide X 18" deep with floor levelers (front), locking device and drawer label holders. Drawers are adaptable to either letter or legal size materials.
F2000 | Basket, Wastepaper, Fire Resistant | 1 | VV | Wastepaper basket, fire resistant, approximately 40 quart capacity. This unit is used to collect and temporarily store small quantities of paper refuse in patient rooms, administrative areas and nursing stations. Size and shape varies depending on the application and manufacturer selected.
F3200 | Clock, Battery, 12" Diameter | 1 | VV | Clock, 12" diameter. Round surface, easy to read numbers with sweep second hand. Wall mounted unit for use when impractical to install a fully synchronized clock system. Battery operated, (batteries not included).
M1801 | Computer, Microprocessing, w/Flat Panel Monitor | 1 | VV | Desk top microprocessing computer. The unit shall consist of a central processing mini tower, flat panel monitor, keyboard, mouse and speakers. The system shall have the following minimum characteristics: a 2.8 GHz Pentium processor; 512 MB memory; 80GB hard drive; 32/48x CD-ROMDVD combo; 1.44MB network interface card; video 32 MB NVIDIA; a 18 inch flat panel monitor. The computer is used throughout the facility to input, manipulate and retrieve information.
M1825 | Printer, Computer | 1 | VV | High resolution computer printer with a variety of type styles and sheet/envelope feeder trays. Database information reflects network ready, medium duty office style laser printers. Other types of printers (bubble jet, dot matrix, line or plotter) as well as light or heavy use capabilities are available.
M8180 | Biofeedback Analysis System | 1 | VV | Computer based biofeedback testing and analysis system. Unit accepts electroencephalograph (EEG), electromyograph (EMG), DC potential, goniometry, body temperature and other physiologic measurements for correlation and analysis. The system is primarily used in psychiatry and psychology clinics for rehabilitation treatments and pain management training.
16 - IPT85 - IP Assistive Technology Storage Room, Polytrauma | 16 - IPT85 - IP Assistive Technology Storage Room, Polytrauma | 16 - IPT85 - IP Assistive Technology Storage Room, Polytrauma | 16 - IPT85 - IP Assistive Technology Storage Room, Polytrauma | 16 - IPT85 - IP Assistive Technology Storage Room, Polytrauma
JSN | NAME | QTY | ACQ/INS | DESCRIPTION
A1010 | Telecommunication Outlet | 1 | VV | Telecommunication outlet location.
A1014 | Telephone, Wall Mounted, 1 Line, With Speaker | 1 | VV | Telephone, wall mounted, 1 line, with speaker.
M2055 | Shelving, Storage, Wire, CRS, w/Adjustable Shelves | 4 | VV | Stationary, wire, shelving unit. Unit has fully adjustable shelves constructed of stainless steel. For use in general purpose storage areas. Shelving is provided in various sizes and configurations. Price provided is for a unit approximately 74"H x 18"D x 48"W with four shelves.
17 - SS204 - Polytrauma IP Speech-Language Pathologist Office, Stff Sprt | 17 - SS204 - Polytrauma IP Speech-Language Pathologist Office, Stff Sprt | 17 - SS204 - Polytrauma IP Speech-Language Pathologist Office, Stff Sprt | 17 - SS204 - Polytrauma IP Speech-Language Pathologist Office, Stff Sprt | 17 - SS204 - Polytrauma IP Speech-Language Pathologist Office, Stff Sprt
JSN | NAME | QTY | ACQ/INS | DESCRIPTION
A1010 | Telecommunication Outlet | 2 | VV | Telecommunication outlet location.
A1015 | Telephone, Desk, Multiple Line | 1 | VV | Telephone, desk, multiple line.
A5145 | Hook, Garment, Double, SS, Surface Mounted | 1 | CC | A surface mounted, satin finish stainless steel, double garment hook. Equipped with a concealed mounting bracket that is secured to a concealed wall plate. For general purpose use throughout the facility to hang various items of apparel.
E0078 | Workstation, L-Shaped w/Peninsula, Free Std, 78x72 | 1 | VV | This section will provide a whole work station typical to quickly plan work areas in clinical or administrative spaces. There will be a price decrease if typical work stations are used with vertical hanging strips instead of panels. THIS TYPICAL INCLUDES: 4 standard solid panels; 2 panel connectors, 2-way corner; 1 panel-to-panel connector; 2 finished end hardware; 1 cantilevered work surface; 1 peninsula work surface; 2 lockable flipper units; 2 shelf, storage/display; 2 lights; 1 tack board, 48"W; 1 tool rail, 30"W; 1 paper tray; 1 diagonal tray; 1 adjustable keyboard tray; 1 mobile pedestal, box/file.
F0110 | Bookcase, 3 Shelf | 1 | VV | Freestanding open metal shelf book case, approximately 60" high X 36" wide X 18" deep with three (3) adjustable shelves and four (4) non-marking floor glides.
F0205 | Chair, Side With Arms | 2 | VV | Upholstered side chair, 32" high X 21" wide X 23" deep with arms, padded seats and padded backs. Seat height is a minimum of 17". Available with or without sled base.
F0275 | Chair, Swivel, High Back | 1 | VV | Highback contemporary swivel chair, 41" high X 23" wide X 23" deep with five (5) caster swivel base and arms. Chair may be used at desks or in conference rooms. Back and seat are foam padded and upholstered with either woven textile fabric or vinyl.
F0420 | Cabinet, Filing, Lateral, Half Height | 1 | VV | Half height two (2) or three (3) drawer lateral filing cabinet, 28" high X 42" wide X 18" deep with recessed handles, locking device and drawer label holders. Drawers are adaptable to either letter or legal size materials.
F2000 | Basket, Wastepaper, Fire Resistant | 1 | VV | Wastepaper basket, fire resistant, approximately 40 quart capacity. This unit is used to collect and temporarily store small quantities of paper refuse in patient rooms, administrative areas and nursing stations. Size and shape varies depending on the application and manufacturer selected.
F3200 | Clock, Battery, 12" Diameter | 1 | VV | Clock, 12" diameter. Round surface, easy to read numbers with sweep second hand. Wall mounted unit for use when impractical to install a fully synchronized clock system. Battery operated, (batteries not included).
M1801 | Computer, Microprocessing, w/Flat Panel Monitor | 1 | VV | Desk top microprocessing computer. The unit shall consist of a central processing mini tower, flat panel monitor, keyboard, mouse and speakers. The system shall have the following minimum characteristics: a 2.8 GHz Pentium processor; 512 MB memory; 80GB hard drive; 32/48x CD-ROMDVD combo; 1.44MB network interface card; video 32 MB NVIDIA; a 18 inch flat panel monitor. The computer is used throughout the facility to input, manipulate and retrieve information.
18 - SB244 - Polytrauma IP Housekeeping Aides Closet (HAC), Bldg Sprt | 18 - SB244 - Polytrauma IP Housekeeping Aides Closet (HAC), Bldg Sprt | 18 - SB244 - Polytrauma IP Housekeeping Aides Closet (HAC), Bldg Sprt | 18 - SB244 - Polytrauma IP Housekeeping Aides Closet (HAC), Bldg Sprt | 18 - SB244 - Polytrauma IP Housekeeping Aides Closet (HAC), Bldg Sprt
JSN | NAME | QTY | ACQ/INS | DESCRIPTION
A5075 | Dispenser, Soap, Disposable | 1 | VV | Disposable soap dispenser. One-handed dispensing operation. Designed to accommodate disposable soap cartridge and valve.
A5080 | Dispenser, Paper Towel, SS, Surface Mounted | 1 | CC | A surface mounted, satin finish stainless steel, single-fold, paper towel dispenser. Dispenser features: tumbler lock; front hinged at bottom; and refill indicator slot. Minimum capacity 400 single-fold paper towels. For general purpose use throughout the facility.
A5107 | Dispenser, Glove, Surgical/Examination, Wall Mntd | 1 | VV | Examination three (Small Medium, Large) glove dispenser box for wall mounting. Fabricated of either cold rolled steel with a white baked enamel finish, plastic or acrylic. Hardware not included, Option 3 powder coated steel.
A5135 | Shelf, Utility W/ Mop/Broom Holders, SS, Surf Mntd | 1 | CC | A surface mounted, satin finish stainless steel, utility shelf with a maximum of 6 mop/broom holders and 5 rag hooks. Utility shelf features: 8" deep shelf; mounting brackets welded to shelf; spring activated rubber cam holders; and drying rod. Unit is available in various widths 30" (minimum, 3 holders and 2 hooks) to 48" (maximum, 6 holders and 5 hooks). For use in janitor closets. Pricing based on a 36" width.
F0500 | Cart, Janitor's | 1 | VV | Janitors cart, 38" high X 66" wide X 20" deep with 25 gallon heavy duty collection bag. Accommodations for locking vault and janitorial support items (broom, dust pan, chemicals, mop and mop bucket; not included).
F0505 | Bucket, Mop, With Wringer, 26 Quart | 1 | VV | Mobile mop bucket / wringer combination, approximately 35" H x 17" W x 22" D with four 2" casters. Total capacity is 26 quarts. Unit used for general hard surface floor maintenance.
P2000 | Eyewash, Wall Mounted, Hands-Free | 1 | CC | Wall mounted emergency eye wash station. The flow of water from the unit is activated by hand. Upon initiation of water flow the unit will operate hands free to provide streams of water to clear foreign particles or dilute caustic liquids from the eyes in emergency situations. Used in laboratories and areas of the hospital where employees are subject to foreign bodies or liquid material to the eyes.
P2451 | Valve, Mixing, Thermostatic, Eyewash | 1 | CC | Emergency tempering valve thermostatically mixes hot and cold water to provide a safe fluid supply for a single emergency eye/face wash with a flow rate of 10 gpm (38.8L)
P4700 | Sink, Mop, Molded Stone | 1 | CC | Mop service sink approximately 10"H x 36"W x 24"D. Also called a mop service basin and a mop receptor. Unit is made of molded stone and is a one piece item. It shall include a service faucet hose, hose bracket and mop hanger. Used in utility rooms for cleaning mops and floor cleaning equipment.
6 - PRC PATIENT CARE UNIT STAFF AND ADMINISTRATIVE AREA | 6 - PRC PATIENT CARE UNIT STAFF AND ADMINISTRATIVE AREA | 6 - PRC PATIENT CARE UNIT STAFF AND ADMINISTRATIVE AREA | 6 - PRC PATIENT CARE UNIT STAFF AND ADMINISTRATIVE AREA | 6 - PRC PATIENT CARE UNIT STAFF AND ADMINISTRATIVE AREA
1 - SS204 - Polytrauma IP Nurse Manager Office, Stff Sprt | 1 - SS204 - Polytrauma IP Nurse Manager Office, Stff Sprt | 1 - SS204 - Polytrauma IP Nurse Manager Office, Stff Sprt | 1 - SS204 - Polytrauma IP Nurse Manager Office, Stff Sprt | 1 - SS204 - Polytrauma IP Nurse Manager Office, Stff Sprt
JSN | NAME | QTY | ACQ/INS | DESCRIPTION
A1010 | Telecommunication Outlet | 2 | VV | Telecommunication outlet location.
A1015 | Telephone, Desk, Multiple Line | 1 | VV | Telephone, desk, multiple line.
A5145 | Hook, Garment, Double, SS, Surface Mounted | 1 | CC | A surface mounted, satin finish stainless steel, double garment hook. Equipped with a concealed mounting bracket that is secured to a concealed wall plate. For general purpose use throughout the facility to hang various items of apparel.
E0078 | Workstation, L-Shaped w/Peninsula, Free Std, 78x72 | 1 | VV | This section will provide a whole work station typical to quickly plan work areas in clinical or administrative spaces. There will be a price decrease if typical work stations are used with vertical hanging strips instead of panels. THIS TYPICAL INCLUDES: 4 standard solid panels; 2 panel connectors, 2-way corner; 1 panel-to-panel connector; 2 finished end hardware; 1 cantilevered work surface; 1 peninsula work surface; 2 lockable flipper units; 2 shelf, storage/display; 2 lights; 1 tack board, 48"W; 1 tool rail, 30"W; 1 paper tray; 1 diagonal tray; 1 adjustable keyboard tray; 1 mobile pedestal, box/file.
F0110 | Bookcase, 3 Shelf | 1 | VV | Freestanding open metal shelf book case, approximately 60" high X 36" wide X 18" deep with three (3) adjustable shelves and four (4) non-marking floor glides.
F0205 | Chair, Side With Arms | 2 | VV | Upholstered side chair, 32" high X 21" wide X 23" deep with arms, padded seats and padded backs. Seat height is a minimum of 17". Available with or without sled base.
F0275 | Chair, Swivel, High Back | 1 | VV | Highback contemporary swivel chair, 41" high X 23" wide X 23" deep with five (5) caster swivel base and arms. Chair may be used at desks or in conference rooms. Back and seat are foam padded and upholstered with either woven textile fabric or vinyl.
F0420 | Cabinet, Filing, Lateral, Half Height | 1 | VV | Half height two (2) or three (3) drawer lateral filing cabinet, 28" high X 42" wide X 18" deep with recessed handles, locking device and drawer label holders. Drawers are adaptable to either letter or legal size materials.
F2000 | Basket, Wastepaper, Fire Resistant | 1 | VV | Wastepaper basket, fire resistant, approximately 40 quart capacity. This unit is used to collect and temporarily store small quantities of paper refuse in patient rooms, administrative areas and nursing stations. Size and shape varies depending on the application and manufacturer selected.
F3200 | Clock, Battery, 12" Diameter | 1 | VV | Clock, 12" diameter. Round surface, easy to read numbers with sweep second hand. Wall mounted unit for use when impractical to install a fully synchronized clock system. Battery operated, (batteries not included).
M1801 | Computer, Microprocessing, w/Flat Panel Monitor | 1 | VV | Desk top microprocessing computer. The unit shall consist of a central processing mini tower, flat panel monitor, keyboard, mouse and speakers. The system shall have the following minimum characteristics: a 2.8 GHz Pentium processor; 512 MB memory; 80GB hard drive; 32/48x CD-ROMDVD combo; 1.44MB network interface card; video 32 MB NVIDIA; a 18 inch flat panel monitor. The computer is used throughout the facility to input, manipulate and retrieve information.
2 - SS218 - Polytrauma IP Nurse Educator Workstation, Stff Sprt | 2 - SS218 - Polytrauma IP Nurse Educator Workstation, Stff Sprt | 2 - SS218 - Polytrauma IP Nurse Educator Workstation, Stff Sprt | 2 - SS218 - Polytrauma IP Nurse Educator Workstation, Stff Sprt | 2 - SS218 - Polytrauma IP Nurse Educator Workstation, Stff Sprt
JSN | NAME | QTY | ACQ/INS | DESCRIPTION
A1010 | Telecommunication Outlet | 2 | VV | Telecommunication outlet location.
A1015 | Telephone, Desk, Multiple Line | 1 | VV | Telephone, desk, multiple line.
E0123 | Workstation, Straight, Free Standing, 72" W | 1 | VV | This JSN will provide a whole work station typical to quickly plan work in areas in clinical or administrative spaces. There will be a price decrease if typical work stations are used with vertical hanging strips instead of panels. THIS TYPICAL INCLUDES: 4 Standard Solid Panels 2 Panel Connectors, 2-Way Corner 1 Panel-to-Panel Connector 2 Finished End Hardware 1 Cantilevered, Work Surface 2 Lockable Flipper Units 2 Shelf, Storage/Displays 2 Lights 1 Tack board 1 Tool Rail 1 Paper Tray 1 Diagonal Tray 1 Adjustable Keyboard Tray 1 Mobile Pedestal, Box/File
F0275 | Chair, Swivel, High Back | 1 | VV | Highback contemporary swivel chair, 41" high X 23" wide X 23" deep with five (5) caster swivel base and arms. Chair may be used at desks or in conference rooms. Back and seat are foam padded and upholstered with either woven textile fabric or vinyl.
F0420 | Cabinet, Filing, Lateral, Half Height | 1 | VV | Half height two (2) or three (3) drawer lateral filing cabinet, 28" high X 42" wide X 18" deep with recessed handles, locking device and drawer label holders. Drawers are adaptable to either letter or legal size materials.
F2000 | Basket, Wastepaper, Fire Resistant | 1 | VV | Wastepaper basket, fire resistant, approximately 40 quart capacity. This unit is used to collect and temporarily store small quantities of paper refuse in patient rooms, administrative areas and nursing stations. Size and shape varies depending on the application and manufacturer selected.
M1801 | Computer, Microprocessing, w/Flat Panel Monitor | 1 | VV | Desk top microprocessing computer. The unit shall consist of a central processing mini tower, flat panel monitor, keyboard, mouse and speakers. The system shall have the following minimum characteristics: a 2.8 GHz Pentium processor; 512 MB memory; 80GB hard drive; 32/48x CD-ROMDVD combo; 1.44MB network interface card; video 32 MB NVIDIA; a 18 inch flat panel monitor. The computer is used throughout the facility to input, manipulate and retrieve information.
3 - SS204 - Polytrauma IP Provider Office, Stff Sprt | 3 - SS204 - Polytrauma IP Provider Office, Stff Sprt | 3 - SS204 - Polytrauma IP Provider Office, Stff Sprt | 3 - SS204 - Polytrauma IP Provider Office, Stff Sprt | 3 - SS204 - Polytrauma IP Provider Office, Stff Sprt
JSN | NAME | QTY | ACQ/INS | DESCRIPTION
A1010 | Telecommunication Outlet | 2 | VV | Telecommunication outlet location.
A1015 | Telephone, Desk, Multiple Line | 1 | VV | Telephone, desk, multiple line.
A5145 | Hook, Garment, Double, SS, Surface Mounted | 1 | CC | A surface mounted, satin finish stainless steel, double garment hook. Equipped with a concealed mounting bracket that is secured to a concealed wall plate. For general purpose use throughout the facility to hang various items of apparel.
E0078 | Workstation, L-Shaped w/Peninsula, Free Std, 78x72 | 1 | VV | This section will provide a whole work station typical to quickly plan work areas in clinical or administrative spaces. There will be a price decrease if typical work stations are used with vertical hanging strips instead of panels. THIS TYPICAL INCLUDES: 4 standard solid panels; 2 panel connectors, 2-way corner; 1 panel-to-panel connector; 2 finished end hardware; 1 cantilevered work surface; 1 peninsula work surface; 2 lockable flipper units; 2 shelf, storage/display; 2 lights; 1 tack board, 48"W; 1 tool rail, 30"W; 1 paper tray; 1 diagonal tray; 1 adjustable keyboard tray; 1 mobile pedestal, box/file.
F0110 | Bookcase, 3 Shelf | 1 | VV | Freestanding open metal shelf book case, approximately 60" high X 36" wide X 18" deep with three (3) adjustable shelves and four (4) non-marking floor glides.
F0205 | Chair, Side With Arms | 2 | VV | Upholstered side chair, 32" high X 21" wide X 23" deep with arms, padded seats and padded backs. Seat height is a minimum of 17". Available with or without sled base.
F0275 | Chair, Swivel, High Back | 1 | VV | Highback contemporary swivel chair, 41" high X 23" wide X 23" deep with five (5) caster swivel base and arms. Chair may be used at desks or in conference rooms. Back and seat are foam padded and upholstered with either woven textile fabric or vinyl.
F0420 | Cabinet, Filing, Lateral, Half Height | 1 | VV | Half height two (2) or three (3) drawer lateral filing cabinet, 28" high X 42" wide X 18" deep with recessed handles, locking device and drawer label holders. Drawers are adaptable to either letter or legal size materials.
F2000 | Basket, Wastepaper, Fire Resistant | 1 | VV | Wastepaper basket, fire resistant, approximately 40 quart capacity. This unit is used to collect and temporarily store small quantities of paper refuse in patient rooms, administrative areas and nursing stations. Size and shape varies depending on the application and manufacturer selected.
F3200 | Clock, Battery, 12" Diameter | 1 | VV | Clock, 12" diameter. Round surface, easy to read numbers with sweep second hand. Wall mounted unit for use when impractical to install a fully synchronized clock system. Battery operated, (batteries not included).
M1801 | Computer, Microprocessing, w/Flat Panel Monitor | 1 | VV | Desk top microprocessing computer. The unit shall consist of a central processing mini tower, flat panel monitor, keyboard, mouse and speakers. The system shall have the following minimum characteristics: a 2.8 GHz Pentium processor; 512 MB memory; 80GB hard drive; 32/48x CD-ROMDVD combo; 1.44MB network interface card; video 32 MB NVIDIA; a 18 inch flat panel monitor. The computer is used throughout the facility to input, manipulate and retrieve information.
4 - SS218 - Polytrauma IP Clinical Pharmacist Workstation, Stff Sprt | 4 - SS218 - Polytrauma IP Clinical Pharmacist Workstation, Stff Sprt | 4 - SS218 - Polytrauma IP Clinical Pharmacist Workstation, Stff Sprt | 4 - SS218 - Polytrauma IP Clinical Pharmacist Workstation, Stff Sprt | 4 - SS218 - Polytrauma IP Clinical Pharmacist Workstation, Stff Sprt
JSN | NAME | QTY | ACQ/INS | DESCRIPTION
A1010 | Telecommunication Outlet | 2 | VV | Telecommunication outlet location.
A1015 | Telephone, Desk, Multiple Line | 1 | VV | Telephone, desk, multiple line.
E0123 | Workstation, Straight, Free Standing, 72" W | 1 | VV | This JSN will provide a whole work station typical to quickly plan work in areas in clinical or administrative spaces. There will be a price decrease if typical work stations are used with vertical hanging strips instead of panels. THIS TYPICAL INCLUDES: 4 Standard Solid Panels 2 Panel Connectors, 2-Way Corner 1 Panel-to-Panel Connector 2 Finished End Hardware 1 Cantilevered, Work Surface 2 Lockable Flipper Units 2 Shelf, Storage/Displays 2 Lights 1 Tack board 1 Tool Rail 1 Paper Tray 1 Diagonal Tray 1 Adjustable Keyboard Tray 1 Mobile Pedestal, Box/File
F0275 | Chair, Swivel, High Back | 1 | VV | Highback contemporary swivel chair, 41" high X 23" wide X 23" deep with five (5) caster swivel base and arms. Chair may be used at desks or in conference rooms. Back and seat are foam padded and upholstered with either woven textile fabric or vinyl.
F0420 | Cabinet, Filing, Lateral, Half Height | 1 | VV | Half height two (2) or three (3) drawer lateral filing cabinet, 28" high X 42" wide X 18" deep with recessed handles, locking device and drawer label holders. Drawers are adaptable to either letter or legal size materials.
F2000 | Basket, Wastepaper, Fire Resistant | 1 | VV | Wastepaper basket, fire resistant, approximately 40 quart capacity. This unit is used to collect and temporarily store small quantities of paper refuse in patient rooms, administrative areas and nursing stations. Size and shape varies depending on the application and manufacturer selected.
M1801 | Computer, Microprocessing, w/Flat Panel Monitor | 1 | VV | Desk top microprocessing computer. The unit shall consist of a central processing mini tower, flat panel monitor, keyboard, mouse and speakers. The system shall have the following minimum characteristics: a 2.8 GHz Pentium processor; 512 MB memory; 80GB hard drive; 32/48x CD-ROMDVD combo; 1.44MB network interface card; video 32 MB NVIDIA; a 18 inch flat panel monitor. The computer is used throughout the facility to input, manipulate and retrieve information.
5 - SS218 - Polytrauma IP Clinical Dietician Workstation, Stff Sprt | 5 - SS218 - Polytrauma IP Clinical Dietician Workstation, Stff Sprt | 5 - SS218 - Polytrauma IP Clinical Dietician Workstation, Stff Sprt | 5 - SS218 - Polytrauma IP Clinical Dietician Workstation, Stff Sprt | 5 - SS218 - Polytrauma IP Clinical Dietician Workstation, Stff Sprt
JSN | NAME | QTY | ACQ/INS | DESCRIPTION
A1010 | Telecommunication Outlet | 2 | VV | Telecommunication outlet location.
A1015 | Telephone, Desk, Multiple Line | 1 | VV | Telephone, desk, multiple line.
E0123 | Workstation, Straight, Free Standing, 72" W | 1 | VV | This JSN will provide a whole work station typical to quickly plan work in areas in clinical or administrative spaces. There will be a price decrease if typical work stations are used with vertical hanging strips instead of panels. THIS TYPICAL INCLUDES: 4 Standard Solid Panels 2 Panel Connectors, 2-Way Corner 1 Panel-to-Panel Connector 2 Finished End Hardware 1 Cantilevered, Work Surface 2 Lockable Flipper Units 2 Shelf, Storage/Displays 2 Lights 1 Tack board 1 Tool Rail 1 Paper Tray 1 Diagonal Tray 1 Adjustable Keyboard Tray 1 Mobile Pedestal, Box/File
F0275 | Chair, Swivel, High Back | 1 | VV | Highback contemporary swivel chair, 41" high X 23" wide X 23" deep with five (5) caster swivel base and arms. Chair may be used at desks or in conference rooms. Back and seat are foam padded and upholstered with either woven textile fabric or vinyl.
F0420 | Cabinet, Filing, Lateral, Half Height | 1 | VV | Half height two (2) or three (3) drawer lateral filing cabinet, 28" high X 42" wide X 18" deep with recessed handles, locking device and drawer label holders. Drawers are adaptable to either letter or legal size materials.
F2000 | Basket, Wastepaper, Fire Resistant | 1 | VV | Wastepaper basket, fire resistant, approximately 40 quart capacity. This unit is used to collect and temporarily store small quantities of paper refuse in patient rooms, administrative areas and nursing stations. Size and shape varies depending on the application and manufacturer selected.
M1801 | Computer, Microprocessing, w/Flat Panel Monitor | 1 | VV | Desk top microprocessing computer. The unit shall consist of a central processing mini tower, flat panel monitor, keyboard, mouse and speakers. The system shall have the following minimum characteristics: a 2.8 GHz Pentium processor; 512 MB memory; 80GB hard drive; 32/48x CD-ROMDVD combo; 1.44MB network interface card; video 32 MB NVIDIA; a 18 inch flat panel monitor. The computer is used throughout the facility to input, manipulate and retrieve information.
6 - SS218 - Polytrauma IP Military Liaison Workstation, Stff Sprt | 6 - SS218 - Polytrauma IP Military Liaison Workstation, Stff Sprt | 6 - SS218 - Polytrauma IP Military Liaison Workstation, Stff Sprt | 6 - SS218 - Polytrauma IP Military Liaison Workstation, Stff Sprt | 6 - SS218 - Polytrauma IP Military Liaison Workstation, Stff Sprt
JSN | NAME | QTY | ACQ/INS | DESCRIPTION
A1010 | Telecommunication Outlet | 2 | VV | Telecommunication outlet location.
A1015 | Telephone, Desk, Multiple Line | 1 | VV | Telephone, desk, multiple line.
E0123 | Workstation, Straight, Free Standing, 72" W | 1 | VV | This JSN will provide a whole work station typical to quickly plan work in areas in clinical or administrative spaces. There will be a price decrease if typical work stations are used with vertical hanging strips instead of panels. THIS TYPICAL INCLUDES: 4 Standard Solid Panels 2 Panel Connectors, 2-Way Corner 1 Panel-to-Panel Connector 2 Finished End Hardware 1 Cantilevered, Work Surface 2 Lockable Flipper Units 2 Shelf, Storage/Displays 2 Lights 1 Tack board 1 Tool Rail 1 Paper Tray 1 Diagonal Tray 1 Adjustable Keyboard Tray 1 Mobile Pedestal, Box/File
F0275 | Chair, Swivel, High Back | 1 | VV | Highback contemporary swivel chair, 41" high X 23" wide X 23" deep with five (5) caster swivel base and arms. Chair may be used at desks or in conference rooms. Back and seat are foam padded and upholstered with either woven textile fabric or vinyl.
F0420 | Cabinet, Filing, Lateral, Half Height | 1 | VV | Half height two (2) or three (3) drawer lateral filing cabinet, 28" high X 42" wide X 18" deep with recessed handles, locking device and drawer label holders. Drawers are adaptable to either letter or legal size materials.
F2000 | Basket, Wastepaper, Fire Resistant | 1 | VV | Wastepaper basket, fire resistant, approximately 40 quart capacity. This unit is used to collect and temporarily store small quantities of paper refuse in patient rooms, administrative areas and nursing stations. Size and shape varies depending on the application and manufacturer selected.
M1801 | Computer, Microprocessing, w/Flat Panel Monitor | 1 | VV | Desk top microprocessing computer. The unit shall consist of a central processing mini tower, flat panel monitor, keyboard, mouse and speakers. The system shall have the following minimum characteristics: a 2.8 GHz Pentium processor; 512 MB memory; 80GB hard drive; 32/48x CD-ROMDVD combo; 1.44MB network interface card; video 32 MB NVIDIA; a 18 inch flat panel monitor. The computer is used throughout the facility to input, manipulate and retrieve information.
7 - SC243 - Polytrauma IP Team Room, Clncl Sprt | 7 - SC243 - Polytrauma IP Team Room, Clncl Sprt | 7 - SC243 - Polytrauma IP Team Room, Clncl Sprt | 7 - SC243 - Polytrauma IP Team Room, Clncl Sprt | 7 - SC243 - Polytrauma IP Team Room, Clncl Sprt
JSN | NAME | QTY | ACQ/INS | DESCRIPTION
A1010 | Telecommunication Outlet | 3 | VV | Telecommunication outlet location.
A1012 | Telephone, Wall Mounted, 1 Line | 1 | VV | Telephone, wall mounted, 1 line.
A5077 | Dispenser, Hand Sanitizer, Hands-Free | 1 | VV | A touch free wall-mounted hand sanitizer dispenser. For use throughout a healthcare facility. Unit does not include the sanitizing liquid. Units are battery operated.
A5145 | Hook, Garment, Double, SS, Surface Mounted | 1 | CC | A surface mounted, satin finish stainless steel, double garment hook. Equipped with a concealed mounting bracket that is secured to a concealed wall plate. For general purpose use throughout the facility to hang various items of apparel.
F0115 | Bookcase, Open, 5 Shelf | 1 | VV | Freestanding open shelf bookcase, approximately 82" high X 37" wide X 18" deep with 5 (five) adjustable shelves. Unit can be separate or part of a system with available add-on shelving.
F0220 | Chair, Conference | 4 | VV | Conference chair designed to complement the executive furniture package selected. Foam rubber cushioned seats and backs covered with either woven fabric or vinyl. Base with 5 (five) swivel casters.
F0405 | Cabinet, Filing, Full Height, 4-5 Drawer | 1 | VV | Four (4) or five (5) drawer letter size, vertical filing cabinet, 53" high X 15" wide X 29" deep with locking device. Each drawer has label holder, handle and roller cradle.
F0750 | Table, Office, (size as required) | 4 | VV | Office table, sized as required. May be used as either a four (4) to six (6) person conference table or as an extra work surface area.
F2000 | Basket, Wastepaper, Fire Resistant | 1 | VV | Wastepaper basket, fire resistant, approximately 40 quart capacity. This unit is used to collect and temporarily store small quantities of paper refuse in patient rooms, administrative areas and nursing stations. Size and shape varies depending on the application and manufacturer selected.
F3055 | Whiteboard, With Sliding Panels. | 1 | VV | Standard installations consist of sliding panels and a fixed back panel with the choice of chalkboard, markerboard, bulletin board, or a combination of these choices.
F3200 | Clock, Battery, 12" Diameter | 1 | VV | Clock, 12" diameter. Round surface, easy to read numbers with sweep second hand. Wall mounted unit for use when impractical to install a fully synchronized clock system. Battery operated, (batteries not included).
8 - SS101 - Polytrauma IP Staff Conference Room, Educ Svc | 8 - SS101 - Polytrauma IP Staff Conference Room, Educ Svc | 8 - SS101 - Polytrauma IP Staff Conference Room, Educ Svc | 8 - SS101 - Polytrauma IP Staff Conference Room, Educ Svc | 8 - SS101 - Polytrauma IP Staff Conference Room, Educ Svc
JSN | NAME | QTY | ACQ/INS | DESCRIPTION
A1010 | Telecommunication Outlet | 1 | VV | Telecommunication outlet location.
A5212 | Bracket, Television, Wall-Mounted, Tilt/Angle | 1 | VV | A wall mounted, tilt/angled TV bracket for 37" to 80" TVs. Mount will be a universal and VESA compliant unit with a load capacity of up to 130 lbs.
A5220 | Bracket, Television, Wall Backing | 1 | CC | Wall mounted television bracket backing which provides additional support and strength for the installation of the television bracket. Option available for interior or exterior plate and sized for 12” 16” or 24” stud spacing.
A6046 | Artwork, Decorative, With Frame | 1 | VV | This JSN is to be used for determining and defining location of decorative artwork.
F0220 | Chair, Conference | 10 | VV | Conference chair designed to complement the executive furniture package selected. Foam rubber cushioned seats and backs covered with either woven fabric or vinyl. Base with 5 (five) swivel casters.
F0765 | Table, Folding / Nesting | 2 | VV | Folding table intended for a variety of uses. Designed with a flip top that allows tables to store nested to minimize needed storage space. Available in multiple laminate finish colors/patterns, bases, surface shapes (description and pricing based on a rectangle shape) and edge finish, . Available with leveling glides or casters (2 locking, 2 non-locking).
F2000 | Basket, Wastepaper, Fire Resistant | 1 | VV | Wastepaper basket, fire resistant, approximately 40 quart capacity. This unit is used to collect and temporarily store small quantities of paper refuse in patient rooms, administrative areas and nursing stations. Size and shape varies depending on the application and manufacturer selected.
F3200 | Clock, Battery, 12" Diameter | 1 | VV | Clock, 12" diameter. Round surface, easy to read numbers with sweep second hand. Wall mounted unit for use when impractical to install a fully synchronized clock system. Battery operated, (batteries not included).
M0512 | Television, HDTV, Large Screen, 60" | 1 | VV | A high definition (HDTV) multimedia, slim design, 60"W to 65"W color television. The TV will have a 16.9 wide screen aspect ratio with full HD 1080p resolution and HDMI connections. TV may be LED, Plasma or LCD. TV will include a stand.
9 - SS262 - Polytrauma IP Staff Breakroom, Stff Sprt | 9 - SS262 - Polytrauma IP Staff Breakroom, Stff Sprt | 9 - SS262 - Polytrauma IP Staff Breakroom, Stff Sprt | 9 - SS262 - Polytrauma IP Staff Breakroom, Stff Sprt | 9 - SS262 - Polytrauma IP Staff Breakroom, Stff Sprt
JSN | NAME | QTY | ACQ/INS | DESCRIPTION
A1010 | Telecommunication Outlet | 1 | VV | Telecommunication outlet location.
A1012 | Telephone, Wall Mounted, 1 Line | 1 | VV | Telephone, wall mounted, 1 line.
A1080 | Mirror, Posture, Wall Mounted | 1 | CC | Wall mounted posture mirror. Consists of a 1/4" plate glass in a sturdy corrosion resistant frame with water proof back. For educational and therapy programs.
A5075 | Dispenser, Soap, Disposable | 1 | VV | Disposable soap dispenser. One-handed dispensing operation. Designed to accommodate disposable soap cartridge and valve.
A5080 | Dispenser, Paper Towel, SS, Surface Mounted | 1 | CC | A surface mounted, satin finish stainless steel, single-fold, paper towel dispenser. Dispenser features: tumbler lock; front hinged at bottom; and refill indicator slot. Minimum capacity 400 single-fold paper towels. For general purpose use throughout the facility.
A5145 | Hook, Garment, Double, SS, Surface Mounted | 1 | CC | A surface mounted, satin finish stainless steel, double garment hook. Equipped with a concealed mounting bracket that is secured to a concealed wall plate. For general purpose use throughout the facility to hang various items of apparel.
A5210 | Bracket, Television, Wall Mounted, w/Adjust Arm | 1 | VV | Wall mounted television bracket with adjustable arm. Consists of movable arm with minimum 120 degree swivel. Designed for holding wall mounted, flat panel television units in patient rooms.
A5220 | Bracket, Television, Wall Backing | 1 | CC | Wall mounted television bracket backing which provides additional support and strength for the installation of the television bracket. Option available for interior or exterior plate and sized for 12” 16” or 24” stud spacing.
C02C0 | Cabinet, U/C/B, 1 Shelf, 1 Drawer, 1 DO, 36x24x22 | 1 | CC | Standing height under counter base cabinet with an adjustable shelf and a full width drawer above a solid right or left-hinged door (appropriate door hinge configuration to be indicated on equipment elevation drawings). Also referred to as a combination cabinet or a drawer and cupboard cabinet. For general purpose use throughout the facility.
C02D0 | Cabinet, U/C/B, 4 Drawer, 36x24x22 | 1 | CC | Standing height under counter base cabinet with four full width drawers of equal height. Also referred to as a drawer cabinet. For general purpose use throughout the facility.
C04P0 | Cabinet, Sink, U/C/B, 2 Door, 36x36x22 | 1 | CC | Standing height under counter base sink cabinet with solid hinged doors. Also referred to as a double-door sink cabinet. For general purpose use throughout the facility where a sink is to be used. Coordinate actual clear cabinet dimension with the actual outside dimension of sink that is specified to ensure that they are compatible.
CB020 | Cabinet, W/H, 2 Shelf, 1 DO, Sloping Top, 38x24x13 | 2 | CC | Wall hung cabinet with two adjustable shelves, solid right or left-hinged door (appropriate door hinge configuration to be indicated on equipment elevation drawings), and sloping top. Also referred to as a solid hinged single door case. For general purpose use throughout the facility.
CS010 | Sink, SS, Single Compartment, 7.5x12x12 ID | 1 | CC | Single compartment stainless steel sink, drop-in, self-rimming, ledge-type, connected with a drain and provided with a mixing faucet. It shall also be provided with pre-punched fixture holes on 4" center, integral back ledge to accommodate deck-mounted fixtures, brushed/polished interior and top surfaces, and sound deadened. Recommended for use in suspended or U/C/B sink cabinets having a high plastic laminate or Chemsurf laminate countertop/work surface. For general purpose use throughout the facility.
CT020 | Countertop, Solid Surface | 7 | CC | A solid, nonporous countertop with a smooth seamless appearance. Easy to clean and maintain and with proper cleaning does not support the growth of mold. An acrylic-based solid surface product. Standard thickness of 1", and a 4" butt backsplash/curb. Also referred to as a work surface or work top. Available in a choice of colors and depths. Used in lab and other hospital areas requiring optimum physical and chemical resisting properties.
F0225 | Chair, Dining Room | 4 | VV | Dining room chair with glides. Chair has straight legs with cushioned cloth or vinyl seat.
F0795 | Table, Dining | 1 | VV | Dining table. Round 42" diameter or square 42" X 42". Used in dining facilities and can comfortably seat up to four (4) persons.
F2015 | Basket, Wastepaper, Metal/Plastic,2 Swinging Doors | 1 | VV | Metal receptacle for soiled / used towels or waste. Equipped with a removable tapered top with two independently operating self-closing, spring hinged doors. Used in public facilities for the collection and temporary storage of refuse.
F3065 | Whiteboard/Bulletin Board, Combination | 1 | VV | A combination whiteboard and bulletin board, half LCS and half cork. Available with either aluminum or wood frame. It can be used in patient rooms or in any appropriate space in the facility.
F3200 | Clock, Battery, 12" Diameter | 1 | VV | Clock, 12" diameter. Round surface, easy to read numbers with sweep second hand. Wall mounted unit for use when impractical to install a fully synchronized clock system. Battery operated, (batteries not included).
K1552 | Brewer, Coffee, Auto, Elect, 3 Burner, Front/Back | 1 | VV | Space saving front to back automatic coffee maker. This unit includes a heating tank, connection for a cold water supply, decanter service with three burners, funnel and a water flow controller. The unit is used for semi-automatic coffee brewing in cafeterias and commercial institutions. The unit automatically shuts off the water flow when enough has passed through to fill the pot. The unit is normally provided plumbed with a hot water faucet to the side for making other hot drinks (tea, cider, cocoa, etc.). The database height dimension does not include the clearance for coffee decanters warming on the upper burners.
K4665 | Oven, Microwave, Consumer | 1 | VV | Counter mounted microwave oven for average duty use. The exterior cabinet can be metal or heavy duty impact resistant plastic. The oven delivers instant energy for rapid heating, defrosting or prime cooking. The oven has touch pad controls, digital timer, power level selector and preprogrammed selectors for commonly cooked items. This oven is commonly found in staff lounges.
M0515 | Television, HD, 40" Class | 1 | VV | High definition (HDTV) multimedia flat panel LED 40" class display television. The TV will have a 16:9 wide screen aspect ratio, minimum of 1920 x 1080 display resolution, digital tuner, minimum refresh rate of 60Hz, minimum of two HDMI ports and 1 USB port ENERGY STAR certified.
R7250 | Refrigerator/Freezer, 20 Cubic Feet | 1 | VV | Refrigerator/freezer unit. This type unit includes a food saver system that helps keep food fresher. It also includes roll out wheels and is equipped for an optional automatic icemaker. This unit is of commercial or residential design and use.
10 - SS282 - Polytrauma IP Staff Locker Room, Stff Sprt | 10 - SS282 - Polytrauma IP Staff Locker Room, Stff Sprt | 10 - SS282 - Polytrauma IP Staff Locker Room, Stff Sprt | 10 - SS282 - Polytrauma IP Staff Locker Room, Stff Sprt | 10 - SS282 - Polytrauma IP Staff Locker Room, Stff Sprt
JSN | NAME | QTY | ACQ/INS | DESCRIPTION
A1010 | Telecommunication Outlet | 1 | VV | Telecommunication outlet location.
A1012 | Telephone, Wall Mounted, 1 Line | 1 | VV | Telephone, wall mounted, 1 line.
A1030 | Locker, 2 Person, Over/Under | 8 | VV | Two person locker, double tier, 72Hx12Wx18D. This unit includes hooks for coats and hats. Door equipped with safety guard handles. Designed for storage of coats, hats, and other personal belongings. Other width and depths are available.
A1080 | Mirror, Posture, Wall Mounted | 1 | CC | Wall mounted posture mirror. Consists of a 1/4" plate glass in a sturdy corrosion resistant frame with water proof back. For educational and therapy programs.
A5020 | Bench, Locker Room, Floor Mounted | 1 | CC | Locker room bench. Floor mounting -1-1/4" thick. Benches are sanded smooth with two coats of moisture-resistant sealer to ensure a protective, satin gloss surface, and mounted on strong steel pedestal anchored to the floor. Over all height of 18" includes pedestal. Size as required.
F2000 | Basket, Wastepaper, Fire Resistant | 1 | VV | Wastepaper basket, fire resistant, approximately 40 quart capacity. This unit is used to collect and temporarily store small quantities of paper refuse in patient rooms, administrative areas and nursing stations. Size and shape varies depending on the application and manufacturer selected.
F3200 | Clock, Battery, 12" Diameter | 1 | VV | Clock, 12" diameter. Round surface, easy to read numbers with sweep second hand. Wall mounted unit for use when impractical to install a fully synchronized clock system. Battery operated, (batteries not included).
11 - SB191 - Polytrauma IP Staff Toilet, Bldg Sprt | 11 - SB191 - Polytrauma IP Staff Toilet, Bldg Sprt | 11 - SB191 - Polytrauma IP Staff Toilet, Bldg Sprt | 11 - SB191 - Polytrauma IP Staff Toilet, Bldg Sprt | 11 - SB191 - Polytrauma IP Staff Toilet, Bldg Sprt
JSN | NAME | QTY | ACQ/INS | DESCRIPTION
A1067 | Mirror, Float Glass, ADA Accessible | 1 | CC | A high quality 1/4" polished float glass mirror with a stainless steel frame. Frame holds mirror in a tilted position for accessibility and compliance with ADA requirements. Mirror has a galvanized steel back secured to frame with concealed screws with integral horizontal hanging brackets. Mirror shall be approximately 18" wide and 36" high. Other sizes are available.
A4995 | Table, Diaper Changing, Wall Mounted | 1 | CC | Wall mounted diaper changing table for use in public restrooms. Unit is a fold down system that folds upward when not in use for minimal intrusion into the room. Changing surface is contoured and has safety belt to insure that an infant will not fall from the table. Table is designed to hold no less than 250 pounds static weight. Closed dimensions are approximately 21" H x 36" W x 5" D. Open dimensions vary according to style. One system's open dimensions are 15 " high, 32" wide and 19" deep.
A5075 | Dispenser, Soap, Disposable | 1 | VV | Disposable soap dispenser. One-handed dispensing operation. Designed to accommodate disposable soap cartridge and valve.
A5082 | Dispenser, Paper Towel, Sensor, Hands Free | 1 | CC | A surface mounted, sensor activated, automatic, roll paper towel dispenser. The unit dispenses a paper towel automatically only when hands are place in position below the dispenser for maximum sanitation and hygiene. May include adjustable settings for sheet length, time delay, and sensor range. Unit is battery operated or with optional AC power adapter.
A5090 | Disposal, Sanitary Napkin, SS, Surface Mounted | 1 | CC | A surface mounted, satin finish stainless steel, sanitary napkin disposal. Disposal features a flip-up cover, secured to the container by a heavy duty stainless steel piano-hinge. Disposal may be secured to wall or toilet partition. For general purpose use in female toilet stalls or rooms and uni-sex toilet rooms.
A5109 | Grab Bar, 1-1/4" Dia., SS, 2 Wall, W/C Accessible | 1 | CC | A 1-1/4" diameter, satin finish stainless steel, peened gripping surface, 2 wall toilet stall/ room, grab bar with concealed mounting flanges. Snap over flanges are provided to conceal mounting screws. A selection of mounting kits and concealed anchor devices are available from the manufacturers for different types of installations. Grab bar shall comply with barrier-free accessibility guidelines for structural strength. For typical water closet applications in toilet stalls and rooms where ADA (American's With Disabilities Act) requirements must be met.
A5145 | Hook, Garment, Double, SS, Surface Mounted | 1 | CC | A surface mounted, satin finish stainless steel, double garment hook. Equipped with a concealed mounting bracket that is secured to a concealed wall plate. For general purpose use throughout the facility to hang various items of apparel.
A5200 | Dispenser, Toilet Tissue, SS, 2-Roll, Surface Mntd | 1 | CC | A concealed surface mounted, double roll, satin finish stainless steel, toilet tissue dispenser. Unit accommodates two standard-core toilet tissue rolls through 5" in diameter. Spindles are chrome plated plastic with a heavy-duty internal spring and turn freely for non-controlled delivery. For general purpose use in restrooms.
F2010 | Basket, Wastepaper, Step-On | 1 | VV | "Step-on" wastepaper basket with inner liner and foot petal activated flip top.
P3200 | Lavatory, Vitreous China, Slab Type w/Sens Op Fauc | 1 | CC | Wall mounted, slab type, vitreous china, lavatory (approximately 7 x 15 x 10 inches) with faucet holes on 4 inch centers; electronic sensor operated, goose neck spout and grid strainer. It shall be suitable for use in clinics, offices and patient care areas.
P9050 | Toilet, Wall Hung, Siphon Jet | 1 | CC | Siphon jet water closet/ toilet. This unit is wall hung with an elongated bowl, top spud flushometer, seat with open front and check hinge, and carrier. Used in restrooms throughout the health care facility.
12 - SB195 - Polytrauma IP Staff Shower, Bldg Sprt | 12 - SB195 - Polytrauma IP Staff Shower, Bldg Sprt | 12 - SB195 - Polytrauma IP Staff Shower, Bldg Sprt | 12 - SB195 - Polytrauma IP Staff Shower, Bldg Sprt | 12 - SB195 - Polytrauma IP Staff Shower, Bldg Sprt
JSN | NAME | QTY | ACQ/INS | DESCRIPTION
A1090 | Mirror, Float Glass, With SS Frame & Shelf | 1 | CC | A high quality 1/4" polished float glass mirror, approximately 36' H X 18' W framed in a one-piece, bright polished, stainless steel channel frame with 90° mitered corners and an integral stainless steel, stain finish, shelf. All edges of the mirror are protected by absorbing filler strips. Mirror has a galvanized steel back with integral horizontal hanging brackets and wall hanger for concealed mounting. For mounting above single wall mounted lavatories located in restroom areas, Doctor examination areas, offices, etc. May also be used above double lavatories, either wall or countertop mounted.
A5030 | Bench, Stall, Shower, Built In | 1 | CC | Shower bench; built-in. Eighteen (18) gauge stainless steel frame with anchors built-in into the wall. Size and shape as required.
A5075 | Dispenser, Soap, Disposable | 1 | VV | Disposable soap dispenser. One-handed dispensing operation. Designed to accommodate disposable soap cartridge and valve.
A5082 | Dispenser, Paper Towel, Sensor, Hands Free | 1 | CC | A surface mounted, sensor activated, automatic, roll paper towel dispenser. The unit dispenses a paper towel automatically only when hands are place in position below the dispenser for maximum sanitation and hygiene. May include adjustable settings for sheet length, time delay, and sensor range. Unit is battery operated or with optional AC power adapter.
A5110 | Grab Bar, 1-1/4" Dia., SS, 2 Wall, Shower Use | 1 | CC | A 1-1/4" diameter, satin finish stainless steel, peened gripping surface, 2 wall shower, grab bar with concealed mounting flanges. Snap over flanges are provided to conceal mounting screws. A selection of mounting kits and concealed anchor devices are available from the manufacturers for different types of installations. Grab bar shall comply with barrier-free accessibility guidelines for structural strength. For typical applications in shower stalls where ADA (American's With Disabilities Act) requirements must be met.
A5145 | Hook, Garment, Double, SS, Surface Mounted | 1 | CC | A surface mounted, satin finish stainless steel, double garment hook. Equipped with a concealed mounting bracket that is secured to a concealed wall plate. For general purpose use throughout the facility to hang various items of apparel.
A5170 | Rod, Shower Curtain, 1"Diameter, W/Curtain & Hooks | 1 | CC | A concealed mounted, 1" outside diameter, satin finish stainless steel, shower curtain rod with white vinyl shower curtain (72" H) and SS shower curtain hooks. Rod and curtain available in various widths. For general purpose use at shower stall or bathtub locations. Pricing based upon standard shower stall dimensions of 36" x 36" and a standard curtain height of 72".
A5175 | Soap Dish, With Bar, SS, Recessed | 1 | CC | A recessed mounted, satin finish stainless steel, soap dish with bar. Soap dish furnished with retaining lip and mounting clamp for installation in stud walls or countertop aprons. For general purpose use in shower stalls or at bathtub locations.
A5205 | Bar, Towel, 1" Diameter, SS, Surface Mounted | 1 | CC | A surface mounted, satin finish stainless steel, 1" diameter, towel bar. Support posts and flanges are one piece, chrome-plated, cast heavy brass with satin finish. Towel bar shall not rotate within support posts. Available in 18", 24" and 30" widths. For general purpose use in shower or bathtub rooms. Pricing based upon a suggested standard width of 18".
F2010 | Basket, Wastepaper, Step-On | 1 | VV | "Step-on" wastepaper basket with inner liner and foot petal activated flip top.
P3000 | Lavatory, Vitreous China, Straight Back | 1 | CC | Wall mounted, vitreous china lavatory (approximate bowl size 7"x15"x10") with: straight-front apron, straight or contoured back; faucet holes on 4" centers; gooseneck spout; wrist blade handles; and grid strainer. It shall be suitable for use in clinics, offices, washrooms or patient care areas.
P5040 | Shower, Single, Hand-Held | 1 | CC | A complete, barrier-free, single hand-held, personal shower system. The shower system includes: pressure balanced mixing valve with high temperature limit stop; personal hand shower; shower hose; wall supply; and slide bar. For general purpose use throughout the facility in shower stalls.
7 - PRC RESIDENT CARE UNIT RECEPTION AREA | 7 - PRC RESIDENT CARE UNIT RECEPTION AREA | 7 - PRC RESIDENT CARE UNIT RECEPTION AREA | 7 - PRC RESIDENT CARE UNIT RECEPTION AREA | 7 - PRC RESIDENT CARE UNIT RECEPTION AREA
1 - SB111 - Polytrauma Resident Lobby, Bldg Sprt | 1 - SB111 - Polytrauma Resident Lobby, Bldg Sprt | 1 - SB111 - Polytrauma Resident Lobby, Bldg Sprt | 1 - SB111 - Polytrauma Resident Lobby, Bldg Sprt | 1 - SB111 - Polytrauma Resident Lobby, Bldg Sprt
JSN | NAME | QTY | ACQ/INS | DESCRIPTION
A6046 | Artwork, Decorative, With Frame | 2 | VV | This JSN is to be used for determining and defining location of decorative artwork.
F0205 | Chair, Side With Arms | 24 | VV | Upholstered side chair, 32" high X 21" wide X 23" deep with arms, padded seats and padded backs. Seat height is a minimum of 17". Available with or without sled base.
F3070 | Case, Display | 2 | VV | Display case. Equipped with glass doors, adjustable glass shelves, security locks and choice of either fabric or mirror backing.
F3200 | Clock, Battery, 12" Diameter | 1 | VV | Clock, 12" diameter. Round surface, easy to read numbers with sweep second hand. Wall mounted unit for use when impractical to install a fully synchronized clock system. Battery operated, (batteries not included).
2 - SC183 - Polytrauma Resident Reception, Clncl Sprt | 2 - SC183 - Polytrauma Resident Reception, Clncl Sprt | 2 - SC183 - Polytrauma Resident Reception, Clncl Sprt | 2 - SC183 - Polytrauma Resident Reception, Clncl Sprt | 2 - SC183 - Polytrauma Resident Reception, Clncl Sprt
JSN | NAME | QTY | ACQ/INS | DESCRIPTION
A1015 | Telephone, Desk, Multiple Line | 1 | VV | Telephone, desk, multiple line.
A6105 | Counter, Reception Control, Built-In | 1 | CC | Counter, control, inpatient, built-in. Consists of two 18” wide base cabinets with two drawers and file drawer, two 30” wide pencil drawers and two 18” wide base cabinet with four drawers. The countertop shall be a composition of wood particle core with plastic laminate surface having a hard smooth surface finish, standard thickness of 1” and a 4” butt backsplash/curb. Pricing based on a 30" depth.
F0275 | Chair, Swivel, High Back | 1 | VV | Highback contemporary swivel chair, 41" high X 23" wide X 23" deep with five (5) caster swivel base and arms. Chair may be used at desks or in conference rooms. Back and seat are foam padded and upholstered with either woven textile fabric or vinyl.
F2000 | Basket, Wastepaper, Fire Resistant | 1 | VV | Wastepaper basket, fire resistant, approximately 40 quart capacity. This unit is used to collect and temporarily store small quantities of paper refuse in patient rooms, administrative areas and nursing stations. Size and shape varies depending on the application and manufacturer selected.
M1801 | Computer, Microprocessing, w/Flat Panel Monitor | 1 | VV | Desk top microprocessing computer. The unit shall consist of a central processing mini tower, flat panel monitor, keyboard, mouse and speakers. The system shall have the following minimum characteristics: a 2.8 GHz Pentium processor; 512 MB memory; 80GB hard drive; 32/48x CD-ROMDVD combo; 1.44MB network interface card; video 32 MB NVIDIA; a 18 inch flat panel monitor. The computer is used throughout the facility to input, manipulate and retrieve information.
3 - SB003 - Polytrauma Resident Waiting, Bldg Sprt | 3 - SB003 - Polytrauma Resident Waiting, Bldg Sprt | 3 - SB003 - Polytrauma Resident Waiting, Bldg Sprt | 3 - SB003 - Polytrauma Resident Waiting, Bldg Sprt | 3 - SB003 - Polytrauma Resident Waiting, Bldg Sprt
JSN | NAME | QTY | ACQ/INS | DESCRIPTION
A5077 | Dispenser, Hand Sanitizer, Hands-Free | 1 | VV | A touch free wall-mounted hand sanitizer dispenser. For use throughout a healthcare facility. Unit does not include the sanitizing liquid. Units are battery operated.
A6046 | Artwork, Decorative, With Frame | 1 | VV | This JSN is to be used for determining and defining location of decorative artwork.
F0206 | Chair, Side, Bariatric, With Arms | 1 | VV | A bariatric side chair with arms for use in a waiting room, lobby or other patient area. Chair will have a padded seat and back and have a capacity of 800 pounds.
F0305 | Chair, Waiting Room, Single | 1 | VV | Single seat waiting room chair with foam padded seat and back. Upholstered with either woven fabric textile or vinyl. Arms and floor glides included.
F2000 | Basket, Wastepaper, Fire Resistant | 1 | VV | Wastepaper basket, fire resistant, approximately 40 quart capacity. This unit is used to collect and temporarily store small quantities of paper refuse in patient rooms, administrative areas and nursing stations. Size and shape varies depending on the application and manufacturer selected.
F2300 | Rack, Magazine, Wall Mounted | 1 | VV | Wall mounted magazine rack with nine (9) magazine holding compartments.
F3200 | Clock, Battery, 12" Diameter | 1 | VV | Clock, 12" diameter. Round surface, easy to read numbers with sweep second hand. Wall mounted unit for use when impractical to install a fully synchronized clock system. Battery operated, (batteries not included).
4 - SB051 - Polytrauma Resident Family Waiting, Bldg Sprt | 4 - SB051 - Polytrauma Resident Family Waiting, Bldg Sprt | 4 - SB051 - Polytrauma Resident Family Waiting, Bldg Sprt | 4 - SB051 - Polytrauma Resident Family Waiting, Bldg Sprt | 4 - SB051 - Polytrauma Resident Family Waiting, Bldg Sprt
JSN | NAME | QTY | ACQ/INS | DESCRIPTION
A5077 | Dispenser, Hand Sanitizer, Hands-Free | 1 | VV | A touch free wall-mounted hand sanitizer dispenser. For use throughout a healthcare facility. Unit does not include the sanitizing liquid. Units are battery operated.
F0250 | Chair, Arm, Lounge Type | 1 | VV | Lounge chair approximately 33" high X 28" wide X 29" deep, with arms and floor glides. Chair completely padded and upholstered in either woven textile fabric or vinyl.
F0375 | Sofa, Upholstered | 1 | VV | Executive sofa with woven fabric textile or vinyl upholstery, foam padded arms, steel spring and foam rubber backs and seats, and floor glides.
F2000 | Basket, Wastepaper, Fire Resistant | 2 | VV | Wastepaper basket, fire resistant, approximately 40 quart capacity. This unit is used to collect and temporarily store small quantities of paper refuse in patient rooms, administrative areas and nursing stations. Size and shape varies depending on the application and manufacturer selected.
F3200 | Clock, Battery, 12" Diameter | 1 | VV | Clock, 12" diameter. Round surface, easy to read numbers with sweep second hand. Wall mounted unit for use when impractical to install a fully synchronized clock system. Battery operated, (batteries not included).
5 - SB163 - Polytrauma Resident Bariatric Patient Toilet, Bldg Sprt | 5 - SB163 - Polytrauma Resident Bariatric Patient Toilet, Bldg Sprt | 5 - SB163 - Polytrauma Resident Bariatric Patient Toilet, Bldg Sprt | 5 - SB163 - Polytrauma Resident Bariatric Patient Toilet, Bldg Sprt | 5 - SB163 - Polytrauma Resident Bariatric Patient Toilet, Bldg Sprt
JSN | NAME | QTY | ACQ/INS | DESCRIPTION
A1067 | Mirror, Float Glass, ADA Accessible | 1 | CC | A high quality 1/4" polished float glass mirror with a stainless steel frame. Frame holds mirror in a tilted position for accessibility and compliance with ADA requirements. Mirror has a galvanized steel back secured to frame with concealed screws with integral horizontal hanging brackets. Mirror shall be approximately 18" wide and 36" high. Other sizes are available.
A5075 | Dispenser, Soap, Disposable | 1 | VV | Disposable soap dispenser. One-handed dispensing operation. Designed to accommodate disposable soap cartridge and valve.
A5082 | Dispenser, Paper Towel, Sensor, Hands Free | 1 | CC | A surface mounted, sensor activated, automatic, roll paper towel dispenser. The unit dispenses a paper towel automatically only when hands are place in position below the dispenser for maximum sanitation and hygiene. May include adjustable settings for sheet length, time delay, and sensor range. Unit is battery operated or with optional AC power adapter.
A5090 | Disposal, Sanitary Napkin, SS, Surface Mounted | 1 | CC | A surface mounted, satin finish stainless steel, sanitary napkin disposal. Disposal features a flip-up cover, secured to the container by a heavy duty stainless steel piano-hinge. Disposal may be secured to wall or toilet partition. For general purpose use in female toilet stalls or rooms and uni-sex toilet rooms.
A5109 | Grab Bar, 1-1/4" Dia., SS, 2 Wall, W/C Accessible | 2 | CC | A 1-1/4" diameter, satin finish stainless steel, peened gripping surface, 2 wall toilet stall/ room, grab bar with concealed mounting flanges. Snap over flanges are provided to conceal mounting screws. A selection of mounting kits and concealed anchor devices are available from the manufacturers for different types of installations. Grab bar shall comply with barrier-free accessibility guidelines for structural strength. For typical water closet applications in toilet stalls and rooms where ADA (American's With Disabilities Act) requirements must be met.
A5145 | Hook, Garment, Double, SS, Surface Mounted | 1 | CC | A surface mounted, satin finish stainless steel, double garment hook. Equipped with a concealed mounting bracket that is secured to a concealed wall plate. For general purpose use throughout the facility to hang various items of apparel.
A5200 | Dispenser, Toilet Tissue, SS, 2-Roll, Surface Mntd | 1 | CC | A concealed surface mounted, double roll, satin finish stainless steel, toilet tissue dispenser. Unit accommodates two standard-core toilet tissue rolls through 5" in diameter. Spindles are chrome plated plastic with a heavy-duty internal spring and turn freely for non-controlled delivery. For general purpose use in restrooms.
F2010 | Basket, Wastepaper, Step-On | 1 | VV | "Step-on" wastepaper basket with inner liner and foot petal activated flip top.
P3005 | Lavatory, Vitreous China, Bariatric | 1 | CC | A floor mounted bariatric lavatory with a capability to withstand a static downward pressure of 1,000 lbs. at the front of the sink. Lavatory will have a gooseneck faucet with wrist blade handles. Lavatory will be ADA compliant.
P9056 | Toilet, Floor Mounted, Bariatric | 1 | CC | A floor mounted, flush valve toilet with an elongated front and a load capacity of 1,000 pounds. The toilet with be vitreous china with a 1.28 or 1.6 Gpf low water consumption rate with a rear outlet. See manufacturer's literature for recommended flush valves and toilet seats.
8 - PRC RESIDENT CARE UNIT RESIDENT UNIT AREA | 8 - PRC RESIDENT CARE UNIT RESIDENT UNIT AREA | 8 - PRC RESIDENT CARE UNIT RESIDENT UNIT AREA | 8 - PRC RESIDENT CARE UNIT RESIDENT UNIT AREA | 8 - PRC RESIDENT CARE UNIT RESIDENT UNIT AREA
1 - RPT01 - Resident Bedroom, Polytrauma | 1 - RPT01 - Resident Bedroom, Polytrauma | 1 - RPT01 - Resident Bedroom, Polytrauma | 1 - RPT01 - Resident Bedroom, Polytrauma | 1 - RPT01 - Resident Bedroom, Polytrauma
JSN | NAME | QTY | ACQ/INS | DESCRIPTION
A1010 | Telecommunication Outlet | 2 | VV | Telecommunication outlet location.
A1011 | Telephone, Desk, 1 Line | 1 | VV | Telephone, desk, 1 line.
A5145 | Hook, Garment, Double, SS, Surface Mounted | 1 | CC | A surface mounted, satin finish stainless steel, double garment hook. Equipped with a concealed mounting bracket that is secured to a concealed wall plate. For general purpose use throughout the facility to hang various items of apparel.
F0205 | Chair, Side With Arms | 1 | VV | Upholstered side chair, 32" high X 21" wide X 23" deep with arms, padded seats and padded backs. Seat height is a minimum of 17". Available with or without sled base.
F0265 | Chair, Recliner | 1 | VV | Reclining chair, 46" high X 33" wide X 40"deep with arms, straight leg base and floor glides or lockable two (2) inch casters. Seat, back and foot rest are foam padded and upholstered with woven textile fabric or vinyl.
F0400 | Cabinet, Bedside, Door, Drawer | 1 | VV | Bedside cabinet for storage of both the patient's personal items and small patient support items. Approximately 31" high X 21" wide X 19" deep with one (1) drawer and one (1) closed storage closet. Drawer is removable so interior can be sanitized. May come in a 3 drawer version.
F0570 | Dresser, 6 Drawer | 1 | VV | A 6 drawer dresser used to store clothing.
F2000 | Basket, Wastepaper, Fire Resistant | 1 | VV | Wastepaper basket, fire resistant, approximately 40 quart capacity. This unit is used to collect and temporarily store small quantities of paper refuse in patient rooms, administrative areas and nursing stations. Size and shape varies depending on the application and manufacturer selected.
F2405 | Bed, Non-medical, Single | 1 | VV | Single bed, approximately 18" high X 83" wide X 40" deep. Bed is used for non-inpatient stay activities (testing, visitor/staff sleeping).
F2420 | Lamp, Table, With Shade | 1 | VV | Table lamp, 27-34" high X 6" wide X 6" deep with linen shade. Convenience outlet required at point of use.
F2435 | Lamp, Desk, Fluorescent | 1 | VV | Fluorescent desk lamp, approximately 13"H X 9"W X 6" D with a 14" wide X 2" deep shade and two (2) 15 Watt fluorescent tubes. Size and lamp shape may vary. Used for general reading luminosity. Convenience outlet required at point of use.
F3200 | Clock, Battery, 12" Diameter | 1 | VV | Clock, 12" diameter. Round surface, easy to read numbers with sweep second hand. Wall mounted unit for use when impractical to install a fully synchronized clock system. Battery operated, (batteries not included).
M0515 | Television, HD, 40" Class | 1 | VV | High definition (HDTV) multimedia flat panel LED 40" class display television. The TV will have a 16:9 wide screen aspect ratio, minimum of 1920 x 1080 display resolution, digital tuner, minimum refresh rate of 60Hz, minimum of two HDMI ports and 1 USB port ENERGY STAR certified.
M7025 | Mattress, Bed, Hospital | 1 | VV | Hospital bed mattress. These mattresses are usually filled with multi-layered foam, wire coil innersprings, or a combination of both. Mattresses are made of a fire retardant material (to meet California standard) and are enclosed in waterproof anti-microbial covers. For hospital use.
2 - RPT02 - Resident Bathroom, Polytrauma | 2 - RPT02 - Resident Bathroom, Polytrauma | 2 - RPT02 - Resident Bathroom, Polytrauma | 2 - RPT02 - Resident Bathroom, Polytrauma | 2 - RPT02 - Resident Bathroom, Polytrauma
JSN | NAME | QTY | ACQ/INS | DESCRIPTION
A1067 | Mirror, Float Glass, ADA Accessible | 1 | CC | A high quality 1/4" polished float glass mirror with a stainless steel frame. Frame holds mirror in a tilted position for accessibility and compliance with ADA requirements. Mirror has a galvanized steel back secured to frame with concealed screws with integral horizontal hanging brackets. Mirror shall be approximately 18" wide and 36" high. Other sizes are available.
A5075 | Dispenser, Soap, Disposable | 1 | VV | Disposable soap dispenser. One-handed dispensing operation. Designed to accommodate disposable soap cartridge and valve.
A5082 | Dispenser, Paper Towel, Sensor, Hands Free | 1 | CC | A surface mounted, sensor activated, automatic, roll paper towel dispenser. The unit dispenses a paper towel automatically only when hands are place in position below the dispenser for maximum sanitation and hygiene. May include adjustable settings for sheet length, time delay, and sensor range. Unit is battery operated or with optional AC power adapter.
A5090 | Disposal, Sanitary Napkin, SS, Surface Mounted | 1 | CC | A surface mounted, satin finish stainless steel, sanitary napkin disposal. Disposal features a flip-up cover, secured to the container by a heavy duty stainless steel piano-hinge. Disposal may be secured to wall or toilet partition. For general purpose use in female toilet stalls or rooms and uni-sex toilet rooms.
A5109 | Grab Bar, 1-1/4" Dia., SS, 2 Wall, W/C Accessible | 2 | CC | A 1-1/4" diameter, satin finish stainless steel, peened gripping surface, 2 wall toilet stall/ room, grab bar with concealed mounting flanges. Snap over flanges are provided to conceal mounting screws. A selection of mounting kits and concealed anchor devices are available from the manufacturers for different types of installations. Grab bar shall comply with barrier-free accessibility guidelines for structural strength. For typical water closet applications in toilet stalls and rooms where ADA (American's With Disabilities Act) requirements must be met.
A5145 | Hook, Garment, Double, SS, Surface Mounted | 1 | CC | A surface mounted, satin finish stainless steel, double garment hook. Equipped with a concealed mounting bracket that is secured to a concealed wall plate. For general purpose use throughout the facility to hang various items of apparel.
A5175 | Soap Dish, With Bar, SS, Recessed | 1 | CC | A recessed mounted, satin finish stainless steel, soap dish with bar. Soap dish furnished with retaining lip and mounting clamp for installation in stud walls or countertop aprons. For general purpose use in shower stalls or at bathtub locations.
A5200 | Dispenser, Toilet Tissue, SS, 2-Roll, Surface Mntd | 1 | CC | A concealed surface mounted, double roll, satin finish stainless steel, toilet tissue dispenser. Unit accommodates two standard-core toilet tissue rolls through 5" in diameter. Spindles are chrome plated plastic with a heavy-duty internal spring and turn freely for non-controlled delivery. For general purpose use in restrooms.
A5205 | Bar, Towel, 1" Diameter, SS, Surface Mounted | 1 | CC | A surface mounted, satin finish stainless steel, 1" diameter, towel bar. Support posts and flanges are one piece, chrome-plated, cast heavy brass with satin finish. Towel bar shall not rotate within support posts. Available in 18", 24" and 30" widths. For general purpose use in shower or bathtub rooms. Pricing based upon a suggested standard width of 18".
F2010 | Basket, Wastepaper, Step-On | 1 | VV | "Step-on" wastepaper basket with inner liner and foot petal activated flip top.
P1050 | Bathtub, Patient | 1 | CC | White acrylic bathtub used for patient bathing. Includes drain and skirt.
P3000 | Lavatory, Vitreous China, Straight Back | 1 | CC | Wall mounted, vitreous china lavatory (approximate bowl size 7"x15"x10") with: straight-front apron, straight or contoured back; faucet holes on 4" centers; gooseneck spout; wrist blade handles; and grid strainer. It shall be suitable for use in clinics, offices, washrooms or patient care areas.
P9050 | Toilet, Wall Hung, Siphon Jet | 1 | CC | Siphon jet water closet/ toilet. This unit is wall hung with an elongated bowl, top spud flushometer, seat with open front and check hinge, and carrier. Used in restrooms throughout the health care facility.
3 - RPT11 - Apartment Living Room, Polytrauma | 3 - RPT11 - Apartment Living Room, Polytrauma | 3 - RPT11 - Apartment Living Room, Polytrauma | 3 - RPT11 - Apartment Living Room, Polytrauma | 3 - RPT11 - Apartment Living Room, Polytrauma
JSN | NAME | QTY | ACQ/INS | DESCRIPTION
A5212 | Bracket, Television, Wall-Mounted, Tilt/Angle | 1 | VV | A wall mounted, tilt/angled TV bracket for 37" to 80" TVs. Mount will be a universal and VESA compliant unit with a load capacity of up to 130 lbs.
A5220 | Bracket, Television, Wall Backing | 1 | CC | Wall mounted television bracket backing which provides additional support and strength for the installation of the television bracket. Option available for interior or exterior plate and sized for 12” 16” or 24” stud spacing.
F0225 | Chair, Dining Room | 3 | VV | Dining room chair with glides. Chair has straight legs with cushioned cloth or vinyl seat.
F0255 | Chair, Easy | 1 | VV | Easy chair approximately 35" high X 28" wide X 32" deep with arms and floor glides. Arms, back and seat are foam padded and upholstered in woven textile fabric or vinyl.
F0375 | Sofa, Upholstered | 1 | VV | Executive sofa with woven fabric textile or vinyl upholstery, foam padded arms, steel spring and foam rubber backs and seats, and floor glides.
F0600 | Credenza, Executive, Wood | 1 | VV | Executive credenza with two (2) box drawers, two (2) file drawers, a center closed storage area with adjustable shelf and floor glides.
F0740 | Table, Occasional, Lamp | 1 | VV | Occasional lamp table (end table) approximately 20" high X 27" wide X 27" deep with choice of finishes (wood, oak veneer, or high pressure laminate).
F2420 | Lamp, Table, With Shade | 1 | VV | Table lamp, 27-34" high X 6" wide X 6" deep with linen shade. Convenience outlet required at point of use.
F3200 | Clock, Battery, 12" Diameter | 1 | VV | Clock, 12" diameter. Round surface, easy to read numbers with sweep second hand. Wall mounted unit for use when impractical to install a fully synchronized clock system. Battery operated, (batteries not included).
M0430 | Recorder/ Player, Digital, Video, DVD | 1 | VV | Professional medical grade DVD video recorder/player. Approximately 5" high X 10" wide X 14" deep. Meets NTSC and PAL standards and employs MPEG2 video compression. Capable of high speed picture search, direct recording into available disc space and recording and playback on various DVD formats. Audio uses Dolby digital format. Convenience outlet required at point of use.
M0515 | Television, HD, 40" Class | 1 | VV | High definition (HDTV) multimedia flat panel LED 40" class display television. The TV will have a 16:9 wide screen aspect ratio, minimum of 1920 x 1080 display resolution, digital tuner, minimum refresh rate of 60Hz, minimum of two HDMI ports and 1 USB port ENERGY STAR certified.
4 - RPT12 - Apartment Bedroom, Polytrauma | 4 - RPT12 - Apartment Bedroom, Polytrauma | 4 - RPT12 - Apartment Bedroom, Polytrauma | 4 - RPT12 - Apartment Bedroom, Polytrauma | 4 - RPT12 - Apartment Bedroom, Polytrauma
JSN | NAME | QTY | ACQ/INS | DESCRIPTION
A1010 | Telecommunication Outlet | 2 | VV | Telecommunication outlet location.
A1011 | Telephone, Desk, 1 Line | 1 | VV | Telephone, desk, 1 line.
A5065 | Cabinet, Narcotic, U/C or Ctr, With Safe | 1 | VV | Under-counter narcotic cabinet with safe, approximately 24"W x 24"D x 28"H. Unit is a class 5 security cabinet with combination dial lock. Used for the storage of funds, narcotics, weapons, plans, etc.
A5212 | Bracket, Television, Wall-Mounted, Tilt/Angle | 1 | VV | A wall mounted, tilt/angled TV bracket for 37" to 80" TVs. Mount will be a universal and VESA compliant unit with a load capacity of up to 130 lbs.
A5220 | Bracket, Television, Wall Backing | 1 | CC | Wall mounted television bracket backing which provides additional support and strength for the installation of the television bracket. Option available for interior or exterior plate and sized for 12” 16” or 24” stud spacing.
F0205 | Chair, Side With Arms | 1 | VV | Upholstered side chair, 32" high X 21" wide X 23" deep with arms, padded seats and padded backs. Seat height is a minimum of 17". Available with or without sled base.
F0400 | Cabinet, Bedside, Door, Drawer | 2 | VV | Bedside cabinet for storage of both the patient's personal items and small patient support items. Approximately 31" high X 21" wide X 19" deep with one (1) drawer and one (1) closed storage closet. Drawer is removable so interior can be sanitized. May come in a 3 drawer version.
F0570 | Dresser, 6 Drawer | 1 | VV | A 6 drawer dresser used to store clothing.
F2406 | Bed, Residential, Long Term Care | 1 | VV | Home environment style bed, aluminum frame, twin size, with head and foot board. Bed has patient control panel with ergonomic sections for resident comfort, IV rod insertion slots, safety rails, four locking brakes. Bed should move up and down to facilitate easy resident access. Mattress is not included in pricing.
F2420 | Lamp, Table, With Shade | 2 | VV | Table lamp, 27-34" high X 6" wide X 6" deep with linen shade. Convenience outlet required at point of use.
M0515 | Television, HD, 40" Class | 1 | VV | High definition (HDTV) multimedia flat panel LED 40" class display television. The TV will have a 16:9 wide screen aspect ratio, minimum of 1920 x 1080 display resolution, digital tuner, minimum refresh rate of 60Hz, minimum of two HDMI ports and 1 USB port ENERGY STAR certified.
5 - SB180 - Polytrauma Apartment Toilet / Shower, Bldg Sprt | 5 - SB180 - Polytrauma Apartment Toilet / Shower, Bldg Sprt | 5 - SB180 - Polytrauma Apartment Toilet / Shower, Bldg Sprt | 5 - SB180 - Polytrauma Apartment Toilet / Shower, Bldg Sprt | 5 - SB180 - Polytrauma Apartment Toilet / Shower, Bldg Sprt
JSN | NAME | QTY | ACQ/INS | DESCRIPTION
A1067 | Mirror, Float Glass, ADA Accessible | 1 | CC | A high quality 1/4" polished float glass mirror with a stainless steel frame. Frame holds mirror in a tilted position for accessibility and compliance with ADA requirements. Mirror has a galvanized steel back secured to frame with concealed screws with integral horizontal hanging brackets. Mirror shall be approximately 18" wide and 36" high. Other sizes are available.
A5075 | Dispenser, Soap, Disposable | 1 | VV | Disposable soap dispenser. One-handed dispensing operation. Designed to accommodate disposable soap cartridge and valve.
A5082 | Dispenser, Paper Towel, Sensor, Hands Free | 1 | CC | A surface mounted, sensor activated, automatic, roll paper towel dispenser. The unit dispenses a paper towel automatically only when hands are place in position below the dispenser for maximum sanitation and hygiene. May include adjustable settings for sheet length, time delay, and sensor range. Unit is battery operated or with optional AC power adapter.
A5090 | Disposal, Sanitary Napkin, SS, Surface Mounted | 1 | CC | A surface mounted, satin finish stainless steel, sanitary napkin disposal. Disposal features a flip-up cover, secured to the container by a heavy duty stainless steel piano-hinge. Disposal may be secured to wall or toilet partition. For general purpose use in female toilet stalls or rooms and uni-sex toilet rooms.
A5109 | Grab Bar, 1-1/4" Dia., SS, 2 Wall, W/C Accessible | 2 | CC | A 1-1/4" diameter, satin finish stainless steel, peened gripping surface, 2 wall toilet stall/ room, grab bar with concealed mounting flanges. Snap over flanges are provided to conceal mounting screws. A selection of mounting kits and concealed anchor devices are available from the manufacturers for different types of installations. Grab bar shall comply with barrier-free accessibility guidelines for structural strength. For typical water closet applications in toilet stalls and rooms where ADA (American's With Disabilities Act) requirements must be met.
A5145 | Hook, Garment, Double, SS, Surface Mounted | 1 | CC | A surface mounted, satin finish stainless steel, double garment hook. Equipped with a concealed mounting bracket that is secured to a concealed wall plate. For general purpose use throughout the facility to hang various items of apparel.
A5175 | Soap Dish, With Bar, SS, Recessed | 1 | CC | A recessed mounted, satin finish stainless steel, soap dish with bar. Soap dish furnished with retaining lip and mounting clamp for installation in stud walls or countertop aprons. For general purpose use in shower stalls or at bathtub locations.
A5200 | Dispenser, Toilet Tissue, SS, 2-Roll, Surface Mntd | 1 | CC | A concealed surface mounted, double roll, satin finish stainless steel, toilet tissue dispenser. Unit accommodates two standard-core toilet tissue rolls through 5" in diameter. Spindles are chrome plated plastic with a heavy-duty internal spring and turn freely for non-controlled delivery. For general purpose use in restrooms.
A5205 | Bar, Towel, 1" Diameter, SS, Surface Mounted | 1 | CC | A surface mounted, satin finish stainless steel, 1" diameter, towel bar. Support posts and flanges are one piece, chrome-plated, cast heavy brass with satin finish. Towel bar shall not rotate within support posts. Available in 18", 24" and 30" widths. For general purpose use in shower or bathtub rooms. Pricing based upon a suggested standard width of 18".
F2010 | Basket, Wastepaper, Step-On | 1 | VV | "Step-on" wastepaper basket with inner liner and foot petal activated flip top.
P1050 | Bathtub, Patient | 1 | CC | White acrylic bathtub used for patient bathing. Includes drain and skirt.
P3000 | Lavatory, Vitreous China, Straight Back | 1 | CC | Wall mounted, vitreous china lavatory (approximate bowl size 7"x15"x10") with: straight-front apron, straight or contoured back; faucet holes on 4" centers; gooseneck spout; wrist blade handles; and grid strainer. It shall be suitable for use in clinics, offices, washrooms or patient care areas.
P9050 | Toilet, Wall Hung, Siphon Jet | 1 | CC | Siphon jet water closet/ toilet. This unit is wall hung with an elongated bowl, top spud flushometer, seat with open front and check hinge, and carrier. Used in restrooms throughout the health care facility.
6 - RPT14 - Apartment Kitchenette / Laundry, Polytrauma | 6 - RPT14 - Apartment Kitchenette / Laundry, Polytrauma | 6 - RPT14 - Apartment Kitchenette / Laundry, Polytrauma | 6 - RPT14 - Apartment Kitchenette / Laundry, Polytrauma | 6 - RPT14 - Apartment Kitchenette / Laundry, Polytrauma
JSN | NAME | QTY | ACQ/INS | DESCRIPTION
A5075 | Dispenser, Soap, Disposable | 1 | VV | Disposable soap dispenser. One-handed dispensing operation. Designed to accommodate disposable soap cartridge and valve.
A5080 | Dispenser, Paper Towel, SS, Surface Mounted | 1 | CC | A surface mounted, satin finish stainless steel, single-fold, paper towel dispenser. Dispenser features: tumbler lock; front hinged at bottom; and refill indicator slot. Minimum capacity 400 single-fold paper towels. For general purpose use throughout the facility.
A5160 | Shelf, 8" Depth, SS, Surface Mounted | 1 | CC | A surface mounted, satin finish, stainless steel shelf with a minimum depth of 8". Mounting brackets are welded to shelf. Shelf is available in various widths. For general purpose use in scrub areas/rooms or other areas of the facility where a SS shelf is required. Pricing based upon a 36" width.
C0039 | Rail, Apron, 4x48x1 | 1 | CC | Apron rail. Also referred to as an apron front, apron panel, or knee space rail. Used to close in front knee space area and/or provide work surface support between two base cabinets or a base cabinet and wall. Apron rails should be ordered in pairs to provide both front and rear work surface support.
C02D0 | Cabinet, U/C/B, 4 Drawer, 36x24x22 | 1 | CC | Standing height under counter base cabinet with four full width drawers of equal height. Also referred to as a drawer cabinet. For general purpose use throughout the facility.
CS250 | Sink, SS, Single Compartment, 6x12x9 ID | 1 | CC | Single compartment stainless steel sink, drop-in, self-rimming, ledge-type, connected with a drain and provided with a mixing faucet. It shall also be provided with pre-punched fixture holes on 4" center, integral back ledge to accommodate deck-mounted fixtures, brushed/polished interior and top surfaces, and sound deadened. Recommended for use in suspended or U/C/B sink cabinets having a high plastic laminate or Chemsurf laminate countertop/work surface. For general purpose use throughout the facility.
CT020 | Countertop, Solid Surface | 1 | CC | A solid, nonporous countertop with a smooth seamless appearance. Easy to clean and maintain and with proper cleaning does not support the growth of mold. An acrylic-based solid surface product. Standard thickness of 1", and a 4" butt backsplash/curb. Also referred to as a work surface or work top. Available in a choice of colors and depths. Used in lab and other hospital areas requiring optimum physical and chemical resisting properties.
F2017 | Waste Receptacle, 24 GAL | 1 | VV | Rectangular steel waste receptacle with step-on lid and 24 gallon capacity. The receptacle is used to collect and temporarily store small quantities of paper refuse. Can be used in restrooms, patient areas, laboratories, pharmacies, etc.
K1550 | Brewer, Coffee, Auto, Elect, 3 Burner, Side/Side | 1 | VC | Side by side automatic coffee maker. This unit includes a heating tank, a connection for a cold water supply, a decanter service with three burners, a funnel and a water flow controller. The unit is used for semi-automatic coffee brewing in office building cafeterias and commercial institutions. The unit automatically shuts off the water flow when enough has passed through to fill the pot. The unit is normally provided plumbed with a hot water faucet to the side for making other hot drinks (tea, cider, cocoa, etc. ). Larger size units are available.
K2515 | Dishwasher, Household | 1 | CC | Household dishwasher. The unit features several wash cycles for different types of tableware, electronic or push button controls, a sound insulation package, an integral filter and disposal unit and adjustable racks. This unit is used for light work in a laboratory or patient rehabilitation in daily living area of occupational therapy.
K3401 | Hood, Exhaust, Non-Commercial | 1 | CC | The exhaust hood shall be designed for installation and general use over an electric range. It shall have as a minimum; an exhaust capacity of 160 CFM, two fan speeds, a work light and removable grease filters.
K4500 | Stove, Household, 4 Burner, w/Oven, Electric | 1 | CC | Electric household range with four burner stove and oven. Gas models are available. This unit is used in rehabilitation settings to teach daily living skills to patients.
K4665 | Oven, Microwave, Consumer | 1 | VV | Counter mounted microwave oven for average duty use. The exterior cabinet can be metal or heavy duty impact resistant plastic. The oven delivers instant energy for rapid heating, defrosting or prime cooking. The oven has touch pad controls, digital timer, power level selector and preprogrammed selectors for commonly cooked items. This oven is commonly found in staff lounges.
M2300 | Washer, Clothes, Automatic | 1 | VV | Large capacity automatic clothes washer with a heavy duty motor. The unit's control system programs load, cycle time, spin speed, fabric, water level and water temperature. The washer includes a bleach and/or fabric softener dispenser and a filter ring for trapping lint.
M2400 | Dryer, Clothes, Automatic, Electric, Household | 1 | VV | Automatic clothes dryer. Electric unit features automatic sensi-dry control with setting for different kinds of fabrics, timed cycle, removable lint filter, drum interior light and enamel finish.
P2100 | Disposal, Garbage, 2 HP Motor | 1 | CC | Garbage disposal. A two (2) horsepower versatile waste disposal unit suitable for facilities where 500 to 1000 meals are prepared and served daily. Requires eight (8) gallons per minute water flow rate, and outlet flange tapped for a two (2) inch pipe. Unit will have a manual reversing switch and shall comply with MIL SPEC No. MIL-G-15840. Multiple electrical configurations are available.
P8710 | Utility Center, Plumbing Connection | 1 | CC | Plumbing connection utility center, sometimes referred to as a 'GUY GRAY BOX'. This recessed utility center provides for hot and cold water connections and a drain connection at sink and other equipment locations. The utility center includes cutoff valves for the water connections, a plug seal for the drain and an outside cover to provide an aesthetic appearance when connections are no longer required. This center may be installed in locations where no plumbing fixtures are included in a design as a future flexibility device, saving many dollars for later facility modifications to incorporate sinks as functions change.
R7000 | Refrigerator, 14 Cubic Feet | 1 | VV | This is a 14 Cubic Foot frostless top mount refrigerator/freezer approximately 64" H x 28" W x 29" D. Combination unit that is used in households or other areas where general purpose storage of perishable items is required.
7 - RPT15 - Apartment Storage Room, Polytrauma | 7 - RPT15 - Apartment Storage Room, Polytrauma | 7 - RPT15 - Apartment Storage Room, Polytrauma | 7 - RPT15 - Apartment Storage Room, Polytrauma | 7 - RPT15 - Apartment Storage Room, Polytrauma
JSN | NAME | QTY | ACQ/INS | DESCRIPTION
A1010 | Telecommunication Outlet | 1 | VV | Telecommunication outlet location.
A1014 | Telephone, Wall Mounted, 1 Line, With Speaker | 1 | VV | Telephone, wall mounted, 1 line, with speaker.
M2055 | Shelving, Storage, Wire, CRS, w/Adjustable Shelves | 4 | VV | Stationary, wire, shelving unit. Unit has fully adjustable shelves constructed of stainless steel. For use in general purpose storage areas. Shelving is provided in various sizes and configurations. Price provided is for a unit approximately 74"H x 18"D x 48"W with four shelves.
9 - PRC RESIDENT CARE UNIT SUPPORT AREA | 9 - PRC RESIDENT CARE UNIT SUPPORT AREA | 9 - PRC RESIDENT CARE UNIT SUPPORT AREA | 9 - PRC RESIDENT CARE UNIT SUPPORT AREA | 9 - PRC RESIDENT CARE UNIT SUPPORT AREA
1 - SC152 - Polytrauma Nurse Station, Clncl Sprt | 1 - SC152 - Polytrauma Nurse Station, Clncl Sprt | 1 - SC152 - Polytrauma Nurse Station, Clncl Sprt | 1 - SC152 - Polytrauma Nurse Station, Clncl Sprt | 1 - SC152 - Polytrauma Nurse Station, Clncl Sprt
JSN | NAME | QTY | ACQ/INS | DESCRIPTION
A1010 | Telecommunication Outlet | 4 | VV | Telecommunication outlet location.
A1015 | Telephone, Desk, Multiple Line | 2 | VV | Telephone, desk, multiple line.
E0418 | Nurse Station, Medium, Free Standing | 1 | VV | Nurse station typicals have non-powered steel frames with a pre-installed metal junction box for user defined electrical solutions. Data modules and low voltage cabling can be routed freely within the frame. Electrical and/or data devices are not provided with the nurse station. Panel inserts are available in fabric, painted metal, tackable, acoustical, paper management, rail, glass, open and electrical/data accessible styles. Typicals include panel inserts for both sides of the steel frame. All electrical connections must be made by an electrical contractor. THIS TYPICAL INCLUDES: 5 steel frames, 70"H x 24"W; 1 steel frame, 70"H x 48"W; 2 steel frames, 38"W x 48"W; 4 steel frames, 38"H x 24"W; 1 steel frame w/low access, 38"H x 48"W; 2 frame connectors, 3-way corner, 70"H; 1 frame connector, 2-way corner, 38"H; 2 frame connectors, 135 degree, 2-way, 38"H; 9 finished end hardware; 6 frame-to-frame connectors; 3 cantilevered work surface, 48"W; 2 cantilevered, work surface, 72"W; 1 cantilevered low access work surface, 135 degree, 48"W; 2 pedestal box/box/files; 2 panel inserts, painted metal, 8"H x 24"W; 50 panel inserts, painted metal, 16"H x 24"W; 10 panel inserts, painted metal, 16"H x 48"W; 2 panel inserts, painted metal, 20"H x 48"W : 2 panel inserts, tackable, 16"H x 24"W; 2 panel inserts, paper mgmt., 8"H x 48"W; 1 countertop w/light support assembly, 16"D x 14'-0"L; 18 paper tray, 10"W; 2 chart shelf, pass-thru, 24"W; 2 chart shelf, pass-thru, 48"W.
F0280 | Chair, Swivel, Low Back | 4 | VV | Low back contemporary swivel chair, 37" high X 25" wide X 31" deep with a five (5) caster swivel base, arms and foam padded seat and back upholstered with either woven textile fabric or vinyl.
F2000 | Basket, Wastepaper, Fire Resistant | 2 | VV | Wastepaper basket, fire resistant, approximately 40 quart capacity. This unit is used to collect and temporarily store small quantities of paper refuse in patient rooms, administrative areas and nursing stations. Size and shape varies depending on the application and manufacturer selected.
F3050 | Whiteboard, Dry Erase | 1 | VV | Whiteboard unit, approximately 36" H x 48" W consisting of a white porcelain enamel writing surface with an attached chalk tray. Magnetic surface available. Image can be easily removed with a standard chalkboard eraser. For use with water color pens. Unit is ready to hang.
F3200 | Clock, Battery, 12" Diameter | 1 | VV | Clock, 12" diameter. Round surface, easy to read numbers with sweep second hand. Wall mounted unit for use when impractical to install a fully synchronized clock system. Battery operated, (batteries not included).
M1605 | Holder, Chart, 20 Each | 1 | VV | Clinical chart holder cart. 20 chart capacity. 2 side-by-side tiers. May be ordered in various chart capacities. Constructed of heavy metal frames with vinyl laminated surfaces or painted panels. 3" casters with locks. Used to hold patient spring loaded charts.
M1801 | Computer, Microprocessing, w/Flat Panel Monitor | 4 | VV | Desk top microprocessing computer. The unit shall consist of a central processing mini tower, flat panel monitor, keyboard, mouse and speakers. The system shall have the following minimum characteristics: a 2.8 GHz Pentium processor; 512 MB memory; 80GB hard drive; 32/48x CD-ROMDVD combo; 1.44MB network interface card; video 32 MB NVIDIA; a 18 inch flat panel monitor. The computer is used throughout the facility to input, manipulate and retrieve information.
M1820 | Imprinter, Data Record, Electric | 1 | VV | Electric data record imprinter. The device accepts embossed plastic patient cards in either the 50 column or the 80 column format and adjusts automatically for card size and form thickness. Device will provide clear readable impressions with a cycle that is less than 1 second in length. Electro-mechanical design provides for a consistent impression that is independent of operator knowledge or technique. Unit may include a date/time stamp as an accessory.
M1840 | Printer/Copier/Fax Combination | 1 | VV | Multifunctional printer, fax, scanner and copier (PFC) all-in-one machine.
M1855 | Facsimile Machine | 1 | VV | Plain paper facsimile unit used to transmit printed matter or images over standard telephone lines. The unit operates at a modem speed of 33.6 Kbps and automatically recognizes and communicates with a variety of standard facsimile machines. Commonly referred to as "fax" unit.
2 - SS218 - Polytrauma Ward Clerk Workstation, Stff Sprt | 2 - SS218 - Polytrauma Ward Clerk Workstation, Stff Sprt | 2 - SS218 - Polytrauma Ward Clerk Workstation, Stff Sprt | 2 - SS218 - Polytrauma Ward Clerk Workstation, Stff Sprt | 2 - SS218 - Polytrauma Ward Clerk Workstation, Stff Sprt
JSN | NAME | QTY | ACQ/INS | DESCRIPTION
A1010 | Telecommunication Outlet | 2 | VV | Telecommunication outlet location.
A1015 | Telephone, Desk, Multiple Line | 1 | VV | Telephone, desk, multiple line.
E0123 | Workstation, Straight, Free Standing, 72" W | 1 | VV | This JSN will provide a whole work station typical to quickly plan work in areas in clinical or administrative spaces. There will be a price decrease if typical work stations are used with vertical hanging strips instead of panels. THIS TYPICAL INCLUDES: 4 Standard Solid Panels 2 Panel Connectors, 2-Way Corner 1 Panel-to-Panel Connector 2 Finished End Hardware 1 Cantilevered, Work Surface 2 Lockable Flipper Units 2 Shelf, Storage/Displays 2 Lights 1 Tack board 1 Tool Rail 1 Paper Tray 1 Diagonal Tray 1 Adjustable Keyboard Tray 1 Mobile Pedestal, Box/File
F0275 | Chair, Swivel, High Back | 1 | VV | Highback contemporary swivel chair, 41" high X 23" wide X 23" deep with five (5) caster swivel base and arms. Chair may be used at desks or in conference rooms. Back and seat are foam padded and upholstered with either woven textile fabric or vinyl.
F0420 | Cabinet, Filing, Lateral, Half Height | 1 | VV | Half height two (2) or three (3) drawer lateral filing cabinet, 28" high X 42" wide X 18" deep with recessed handles, locking device and drawer label holders. Drawers are adaptable to either letter or legal size materials.
F2000 | Basket, Wastepaper, Fire Resistant | 1 | VV | Wastepaper basket, fire resistant, approximately 40 quart capacity. This unit is used to collect and temporarily store small quantities of paper refuse in patient rooms, administrative areas and nursing stations. Size and shape varies depending on the application and manufacturer selected.
M1801 | Computer, Microprocessing, w/Flat Panel Monitor | 1 | VV | Desk top microprocessing computer. The unit shall consist of a central processing mini tower, flat panel monitor, keyboard, mouse and speakers. The system shall have the following minimum characteristics: a 2.8 GHz Pentium processor; 512 MB memory; 80GB hard drive; 32/48x CD-ROMDVD combo; 1.44MB network interface card; video 32 MB NVIDIA; a 18 inch flat panel monitor. The computer is used throughout the facility to input, manipulate and retrieve information.
3 - SV583 - Polytrauma Medication Room, Phrm Svc | 3 - SV583 - Polytrauma Medication Room, Phrm Svc | 3 - SV583 - Polytrauma Medication Room, Phrm Svc | 3 - SV583 - Polytrauma Medication Room, Phrm Svc | 3 - SV583 - Polytrauma Medication Room, Phrm Svc
JSN | NAME | QTY | ACQ/INS | DESCRIPTION
A1010 | Telecommunication Outlet | 2 | VV | Telecommunication outlet location.
A1014 | Telephone, Wall Mounted, 1 Line, With Speaker | 1 | VV | Telephone, wall mounted, 1 line, with speaker.
A5075 | Dispenser, Soap, Disposable | 1 | VV | Disposable soap dispenser. One-handed dispensing operation. Designed to accommodate disposable soap cartridge and valve.
A5077 | Dispenser, Hand Sanitizer, Hands-Free | 1 | VV | A touch free wall-mounted hand sanitizer dispenser. For use throughout a healthcare facility. Unit does not include the sanitizing liquid. Units are battery operated.
A5082 | Dispenser, Paper Towel, Sensor, Hands Free | 1 | CC | A surface mounted, sensor activated, automatic, roll paper towel dispenser. The unit dispenses a paper towel automatically only when hands are place in position below the dispenser for maximum sanitation and hygiene. May include adjustable settings for sheet length, time delay, and sensor range. Unit is battery operated or with optional AC power adapter.
A5107 | Dispenser, Glove, Surgical/Examination, Wall Mntd | 1 | VV | Examination three (Small Medium, Large) glove dispenser box for wall mounting. Fabricated of either cold rolled steel with a white baked enamel finish, plastic or acrylic. Hardware not included, Option 3 powder coated steel.
A5108 | Waste Disposal Unit, Sharps | 1 | VV | A container for collecting and transporting syringes and other sharps for decontamination and disposal. Available in 2 gallon and 8 gallon with locking rotor. Complies with OSHA regulations for handling sharps.
A5145 | Hook, Garment, Double, SS, Surface Mounted | 1 | CC | A surface mounted, satin finish stainless steel, double garment hook. Equipped with a concealed mounting bracket that is secured to a concealed wall plate. For general purpose use throughout the facility to hang various items of apparel.
C03G0 | Cabinet, U/C/B, 2 Shelf, 2 Door, 36x30x22 | 1 | CC | Standing height under counter base cabinet with two adjustable shelves and two solid hinged doors. Also referred to as a cupboard cabinet. For general purpose use throughout the facility.
C04Q0 | Cabinet, ADA Sink, Wall-Mounted | 1 | CC | Wall mounted sink support cabinet for drop-in sink with vertical fascia and angled ADA profile, also referred to as ADA sink cabinet. Removable front panel to permit access to plumbing. Medium density M-3 particle board core construction faced with high pressure vertical grade decorative plastic laminate on exposed surfaces and melamine on semi-exposed and concealed surfaces; plastic laminate edge banding. Includes all attaching hardware including support rail.
CD030 | Cabinet, W/H, 2 Shelf, 2 DO, Sloping Top, 38x30x13 | 2 | CC | Wall hung steel cabinet with two adjustable shelves, solid hinged doors, and sloping top. Also referred to as a solid hinged double door wall case. For general purpose use throughout the facility.
CS070 | Sink, SS, Single Compartment, 7.5x16x16 ID | 1 | CC | Single compartment stainless steel sink, drop-in, self-rimming, ledge-type, connected with a drain and provided with a mixing faucet. It shall also be provided with pre-punched fixture holes on 4" center, integral back ledge to accommodate deck-mounted fixtures, brushed/polished interior and top surfaces, and sound deadened. Recommended for use in suspended or U/C/B sink cabinets having a high plastic laminate or Chemsurf laminate countertop/work surface. Coordinate actual outside sink dimensions with the actual clear dimension of cabinet specified to ensure that they are compatible. For general purpose use throughout the facility.
CT020 | Countertop, Solid Surface | 1 | CC | A solid, nonporous countertop with a smooth seamless appearance. Easy to clean and maintain and with proper cleaning does not support the growth of mold. An acrylic-based solid surface product. Standard thickness of 1", and a 4" butt backsplash/curb. Also referred to as a work surface or work top. Available in a choice of colors and depths. Used in lab and other hospital areas requiring optimum physical and chemical resisting properties.
E0945 | Cart, Computer, Mobile | 1 | VV | A mobile computer cart for use throughout the facility. The cart dimensions will be approximately 45" H x 30" W x 22" D with casters. May include drawers and miscellaneous other accessories that will be determined at time of purchase. This Typical may include: 1 Cart Body, w/Computer Support, Style-A Narrow, w/Raised Edge Top 1 Flip-Up Shelf 1 Sharps Container Holder 1 Wastebasket 1 Chart Holder 2 Drawers, 3"H 2 Drawers, 6"H 3 Accessory Rail, Side Drawer Organizer Bins
F2010 | Basket, Wastepaper, Step-On | 1 | VV | "Step-on" wastepaper basket with inner liner and foot petal activated flip top.
F3050 | Whiteboard, Dry Erase | 1 | VV | Whiteboard unit, approximately 36" H x 48" W consisting of a white porcelain enamel writing surface with an attached chalk tray. Magnetic surface available. Image can be easily removed with a standard chalkboard eraser. For use with water color pens. Unit is ready to hang.
F3200 | Clock, Battery, 12" Diameter | 1 | VV | Clock, 12" diameter. Round surface, easy to read numbers with sweep second hand. Wall mounted unit for use when impractical to install a fully synchronized clock system. Battery operated, (batteries not included).
M1801 | Computer, Microprocessing, w/Flat Panel Monitor | 1 | VV | Desk top microprocessing computer. The unit shall consist of a central processing mini tower, flat panel monitor, keyboard, mouse and speakers. The system shall have the following minimum characteristics: a 2.8 GHz Pentium processor; 512 MB memory; 80GB hard drive; 32/48x CD-ROMDVD combo; 1.44MB network interface card; video 32 MB NVIDIA; a 18 inch flat panel monitor. The computer is used throughout the facility to input, manipulate and retrieve information.
M3150 | Distribution System, Medication, Automatic | 1 | VV | An automated dispensing system that provides controlled dispensing, inventory and security. Size and cost will vary dependent on number of modules selected.
P1965 | Eyewash, Eye/Face, Sink Mounted, Hands-free | 1 | CC | A sink mounted eyewash station. The unit is designed for emergency eye and face rinsing from soft flow dual spray-heads. The Flow must be activated by the single momentary action and remain on until terminated.
R6200 | Refrigerator, U/C or F/S, 5 Cu Ft | 1 | VV | Utility refrigerator approximately 35" H x 24" W x 26" D. The unit has a two tray ice cube cooling system. The refrigerator fits standard architectural dimensions for undercounter installation. The unit is perfect for use in nurses' station, wards, and laboratories, pharmacies or wherever space is limited.
4 - SC471 - Polytrauma Clean Linen Room, EMS | 4 - SC471 - Polytrauma Clean Linen Room, EMS | 4 - SC471 - Polytrauma Clean Linen Room, EMS | 4 - SC471 - Polytrauma Clean Linen Room, EMS | 4 - SC471 - Polytrauma Clean Linen Room, EMS
JSN | NAME | QTY | ACQ/INS | DESCRIPTION
M2055 | Shelving, Storage, Wire, CRS, w/Adjustable Shelves | 1 | VV | Stationary, wire, shelving unit. Unit has fully adjustable shelves constructed of stainless steel. For use in general purpose storage areas. Shelving is provided in various sizes and configurations. Price provided is for a unit approximately 74"H x 18"D x 48"W with four shelves.
5 - SB737 - Polytrauma Clean Utility Room, Lgstcs Svc | 5 - SB737 - Polytrauma Clean Utility Room, Lgstcs Svc | 5 - SB737 - Polytrauma Clean Utility Room, Lgstcs Svc | 5 - SB737 - Polytrauma Clean Utility Room, Lgstcs Svc | 5 - SB737 - Polytrauma Clean Utility Room, Lgstcs Svc
JSN | NAME | QTY | ACQ/INS | DESCRIPTION
E0906 | Locker, Supply, General, Wall Mtd, 23"W x 20"D | 1 | VV | THIS TYPICAL INCLUDES: 1 Wall Mounted Rail 1 Locked Storage Container 2 Tray/Shelves 1 Drawer, 3"H 3 Drawers, 6"H 2 Drawers, 9"H 1 Tray/Shelf Divider Drawer Organizer Bins Consider the need for an E0921 to transport the locker from place to place.
E0912 | Locker, Supply, Med Surg, Wall Mtd | 1 | VV | Medical/Surgical Supply locker, Wall Mounted, approximately 23"W x 20"D. THIS TYPICAL INCLUDES: 1 Wall Mounted Rail 1 Locked Storage Container 4 Tray/Shelves 5 Drawers, 3"H 2 Drawers, 6"H 2 Tray/Shelf Dividers Drawer Organizer Bins Consider the need for an E0921 to transport the locker from place to place.
E1500 | Rail, MOD, W/MNTD, HX144XD | 1 | VV | Wall mounted rail used for hanging (mounting) lockers, shelves and drawers on a wall.
F2000 | Basket, Wastepaper, Fire Resistant | 1 | VV | Wastepaper basket, fire resistant, approximately 40 quart capacity. This unit is used to collect and temporarily store small quantities of paper refuse in patient rooms, administrative areas and nursing stations. Size and shape varies depending on the application and manufacturer selected.
6 - SB743 - Polytrauma Soiled Utility Room, Lgstcs Svc | 6 - SB743 - Polytrauma Soiled Utility Room, Lgstcs Svc | 6 - SB743 - Polytrauma Soiled Utility Room, Lgstcs Svc | 6 - SB743 - Polytrauma Soiled Utility Room, Lgstcs Svc | 6 - SB743 - Polytrauma Soiled Utility Room, Lgstcs Svc
JSN | NAME | QTY | ACQ/INS | DESCRIPTION
A1012 | Telephone, Wall Mounted, 1 Line | 1 | VV | Telephone, wall mounted, 1 line.
A5075 | Dispenser, Soap, Disposable | 1 | VV | Disposable soap dispenser. One-handed dispensing operation. Designed to accommodate disposable soap cartridge and valve.
A5077 | Dispenser, Hand Sanitizer, Hands-Free | 1 | VV | A touch free wall-mounted hand sanitizer dispenser. For use throughout a healthcare facility. Unit does not include the sanitizing liquid. Units are battery operated.
A5080 | Dispenser, Paper Towel, SS, Surface Mounted | 1 | CC | A surface mounted, satin finish stainless steel, single-fold, paper towel dispenser. Dispenser features: tumbler lock; front hinged at bottom; and refill indicator slot. Minimum capacity 400 single-fold paper towels. For general purpose use throughout the facility.
A5106 | Waste Disposal Unit, Sharps w/Glove Dispenser | 1 | VV | The unit is designed for the disposal of sharps and complies with OSHA guidelines for the handling of sharps. It shall house a 5 quart container and be capable of being mounted on a wall. It shall have a glove dispenser attached. The unit shall be secured by a locked enclosure.
C04F0 | Cabinet, U/C/B, 1 Shelf, 2 Half DR, 2 DO, 36x36x22 | 1 | CC | Standing height under counter base cabinet with an adjustable shelf and two half width drawers above solid hinged doors. Also referred to as a combination cabinet or a drawer and cupboard cabinet. For general purpose use throughout the facility.
C05P0 | Cabinet, Sink, U/C/B, 2 Door, 36x48x22 | 1 | CC | Standing height under counter base sink cabinet with solid hinged doors. Also referred to as a double-door sink cabinet. For general purpose use throughout the facility where a sink is to be used. Coordinate actual clear cabinet dimension with the actual outside dimension of sink that is specified to ensure that they are compatible.
CS200 | Sink, SS, Single Compartment, 12x28x16 ID | 1 | CC | Single compartment stainless steel sink, drop-in, self-rimming, ledge-type, connected with a drain and provided with a mixing faucet. It shall also be provided with pre-punched fixture holes on 4" center, integral back ledge to accommodate deck-mounted fixtures, brushed/polished interior and top surfaces, and sound deadened. Recommended for use in suspended or U/C/B sink cabinets having a high plastic laminate or Chemsurf laminate countertop/work surface. Coordinate actual outside sink dimensions with the actual clear dimension of cabinet specified to ensure that they are compatible. For general purpose use throughout the facility.
CT050 | Countertop, Stainless Steel | 1 | CC | Stainless steel countertop (composition of heavy-gauge Type No. 304 stainless steel) having a smooth satin finish and integral 4" backsplash/curb. Also referred to as a corrosion-resistant steel work surface or work top. Available in various depths. Used in areas where excellent ease of cleaning, abrasion resistance, bacteria resistance, impact resistance, load capacity and moisture resistance, are of concern. Pricing based upon a 24" depth.
F2020 | Can, Trash, 44 Gallon | 1 | VV | Forty four (44) gallon trash can, 32" high X 24" diameter, with lid. Used to collect and transport refuse from a point of origin to point of disposal (example: from soiled utility or a nursing unit to the trash compactor at housekeeping).
P2000 | Eyewash, Wall Mounted, Hands-Free | 1 | CC | Wall mounted emergency eye wash station. The flow of water from the unit is activated by hand. Upon initiation of water flow the unit will operate hands free to provide streams of water to clear foreign particles or dilute caustic liquids from the eyes in emergency situations. Used in laboratories and areas of the hospital where employees are subject to foreign bodies or liquid material to the eyes.
P2450 | Valve, Mixing, Thermostatic | 1 | CC | Thermostatic mixing valve with washout hose. Used with portable whirlpool equipment. Thermostatic valve is used to maintain temperature between 70 and 110 degree Fahrenheit, with a flow rate of 20 gallons a minute. The washout hose assembly is used to wash out tanks after treatment. Used in physical therapy department to provide comfortable water temperature for patient treatments.
P3100 | Lavatory, Vitreous China, Slab Type | 1 | CC | Wall mounted, slab type, vitreous china, lavatory (approximate bowl size 7"x15"x10") with: faucet holes on 4" centers; gooseneck spout; wrist blade handles; and grid strainer. It shall be suitable for use in clinics, offices, washrooms or patient care area.
7 - RPT22 - Equipment Storage Room, Polytrauma | 7 - RPT22 - Equipment Storage Room, Polytrauma | 7 - RPT22 - Equipment Storage Room, Polytrauma | 7 - RPT22 - Equipment Storage Room, Polytrauma | 7 - RPT22 - Equipment Storage Room, Polytrauma
JSN | NAME | QTY | ACQ/INS | DESCRIPTION
M2055 | Shelving, Storage, Wire, CRS, w/Adjustable Shelves | 1 | VV | Stationary, wire, shelving unit. Unit has fully adjustable shelves constructed of stainless steel. For use in general purpose storage areas. Shelving is provided in various sizes and configurations. Price provided is for a unit approximately 74"H x 18"D x 48"W with four shelves.
8 - RPT23 - Resident Equipment Storage Room, Polytrauma | 8 - RPT23 - Resident Equipment Storage Room, Polytrauma | 8 - RPT23 - Resident Equipment Storage Room, Polytrauma | 8 - RPT23 - Resident Equipment Storage Room, Polytrauma | 8 - RPT23 - Resident Equipment Storage Room, Polytrauma
JSN | NAME | QTY | ACQ/INS | DESCRIPTION
M2055 | Shelving, Storage, Wire, CRS, w/Adjustable Shelves | 1 | VV | Stationary, wire, shelving unit. Unit has fully adjustable shelves constructed of stainless steel. For use in general purpose storage areas. Shelving is provided in various sizes and configurations. Price provided is for a unit approximately 74"H x 18"D x 48"W with four shelves.
9 - SC052 - Polytrauma Crash Cart Alcove, Clncl Sprt | 9 - SC052 - Polytrauma Crash Cart Alcove, Clncl Sprt | 9 - SC052 - Polytrauma Crash Cart Alcove, Clncl Sprt | 9 - SC052 - Polytrauma Crash Cart Alcove, Clncl Sprt | 9 - SC052 - Polytrauma Crash Cart Alcove, Clncl Sprt
JSN | NAME | QTY | ACQ/INS | DESCRIPTION
E0954 | Cart, Emergency, Mobile, 66"H x 32"W x 22"D | 1 | VV | THIS TYPICAL INCLUDES: 1 Cart body, style-A narrow, w/raised edge top 1 Accessory rail, side 1 Accessory rail, back 1 Defibrillator tray 1 IV pole 1 Breakaway bar 1 Flip-up shelf 1 Wastebasket 1 Oxygen tank holder 1 Electrical box-4 outlet 1 Cord wrap 4 Drawer, 3"H 3 Drawer, 6"H Drawer organizer bins.
M1100 | Resuscitator, Bag-Mask, Hand Operated | 1 | VV | Hand operated bag-mask resuscitator. Consists of face mask, non-rebreathing valve, compression bag and tidal bag. Used for resuscitation in life saving situations.
M7660 | Defibrillator/Monitor/Recorder, Portable | 1 | VV | Portable defibrillator-monitor-recorder. Integral unit system operable from self-contained rechargeable batteries. ECG may be viewed through paddles or patient cable. Options include external pacing and 12-Lead.
M8769 | Aspirator, Resuscitation, Portable w/ Battery | 1 | VV | High-vacuum and high-flow AC/DC powered suction unit for use on emergency resuscitation carts and for general suction use. Light weight, compact design, fully enclosed water resistant unit with an average run time of 60 minutes. Includes variable suction range up to 580 mmHg and 1200 CC collection canister.
10 - SB244 - Polytrauma Housekeeping Aides Closet (HAC), Bldg Sprt | 10 - SB244 - Polytrauma Housekeeping Aides Closet (HAC), Bldg Sprt | 10 - SB244 - Polytrauma Housekeeping Aides Closet (HAC), Bldg Sprt | 10 - SB244 - Polytrauma Housekeeping Aides Closet (HAC), Bldg Sprt | 10 - SB244 - Polytrauma Housekeeping Aides Closet (HAC), Bldg Sprt
JSN | NAME | QTY | ACQ/INS | DESCRIPTION
A5075 | Dispenser, Soap, Disposable | 1 | VV | Disposable soap dispenser. One-handed dispensing operation. Designed to accommodate disposable soap cartridge and valve.
A5080 | Dispenser, Paper Towel, SS, Surface Mounted | 1 | CC | A surface mounted, satin finish stainless steel, single-fold, paper towel dispenser. Dispenser features: tumbler lock; front hinged at bottom; and refill indicator slot. Minimum capacity 400 single-fold paper towels. For general purpose use throughout the facility.
A5107 | Dispenser, Glove, Surgical/Examination, Wall Mntd | 1 | VV | Examination three (Small Medium, Large) glove dispenser box for wall mounting. Fabricated of either cold rolled steel with a white baked enamel finish, plastic or acrylic. Hardware not included, Option 3 powder coated steel.
A5135 | Shelf, Utility W/ Mop/Broom Holders, SS, Surf Mntd | 1 | CC | A surface mounted, satin finish stainless steel, utility shelf with a maximum of 6 mop/broom holders and 5 rag hooks. Utility shelf features: 8" deep shelf; mounting brackets welded to shelf; spring activated rubber cam holders; and drying rod. Unit is available in various widths 30" (minimum, 3 holders and 2 hooks) to 48" (maximum, 6 holders and 5 hooks). For use in janitor closets. Pricing based on a 36" width.
F0500 | Cart, Janitor's | 1 | VV | Janitors cart, 38" high X 66" wide X 20" deep with 25 gallon heavy duty collection bag. Accommodations for locking vault and janitorial support items (broom, dust pan, chemicals, mop and mop bucket; not included).
F0505 | Bucket, Mop, With Wringer, 26 Quart | 1 | VV | Mobile mop bucket / wringer combination, approximately 35" H x 17" W x 22" D with four 2" casters. Total capacity is 26 quarts. Unit used for general hard surface floor maintenance.
P2000 | Eyewash, Wall Mounted, Hands-Free | 1 | CC | Wall mounted emergency eye wash station. The flow of water from the unit is activated by hand. Upon initiation of water flow the unit will operate hands free to provide streams of water to clear foreign particles or dilute caustic liquids from the eyes in emergency situations. Used in laboratories and areas of the hospital where employees are subject to foreign bodies or liquid material to the eyes.
P2451 | Valve, Mixing, Thermostatic, Eyewash | 1 | CC | Emergency tempering valve thermostatically mixes hot and cold water to provide a safe fluid supply for a single emergency eye/face wash with a flow rate of 10 gpm (38.8L)
P4700 | Sink, Mop, Molded Stone | 1 | CC | Mop service sink approximately 10"H x 36"W x 24"D. Also called a mop service basin and a mop receptor. Unit is made of molded stone and is a one piece item. It shall include a service faucet hose, hose bracket and mop hanger. Used in utility rooms for cleaning mops and floor cleaning equipment.
10 - PRC RESIDENT CARE UNIT RESIDENT AND FAMILY SUPPORT AREA | 10 - PRC RESIDENT CARE UNIT RESIDENT AND FAMILY SUPPORT AREA | 10 - PRC RESIDENT CARE UNIT RESIDENT AND FAMILY SUPPORT AREA | 10 - PRC RESIDENT CARE UNIT RESIDENT AND FAMILY SUPPORT AREA | 10 - PRC RESIDENT CARE UNIT RESIDENT AND FAMILY SUPPORT AREA
1 - RPT31 - Resident Living Room, Polytrauma | 1 - RPT31 - Resident Living Room, Polytrauma | 1 - RPT31 - Resident Living Room, Polytrauma | 1 - RPT31 - Resident Living Room, Polytrauma | 1 - RPT31 - Resident Living Room, Polytrauma
JSN | NAME | QTY | ACQ/INS | DESCRIPTION
A1010 | Telecommunication Outlet | 2 | VV | Telecommunication outlet location.
A1012 | Telephone, Wall Mounted, 1 Line | 1 | VV | Telephone, wall mounted, 1 line.
A5185 | Track, Drapery, Ceil/Wall Mntd, Sngl Channel Cord | 1 | VV | Ceiling or wall mounted single channel cord drapery track. Adjustable with mounted brackets and slides. Dimensions and shape as required. Unit consists of a thick extruded aluminum track. Equipped with self-lubricating carriers, beaded drop chain, hooks, removable end caps, and curtain. Designed to be suspended around patient areas where privacy is needed. Price listed is per foot of the track, curtains to be priced per quote.
A5210 | Bracket, Television, Wall Mounted, w/Adjust Arm | 1 | VV | Wall mounted television bracket with adjustable arm. Consists of movable arm with minimum 120 degree swivel. Designed for holding wall mounted, flat panel television units in patient rooms.
A5220 | Bracket, Television, Wall Backing | 1 | CC | Wall mounted television bracket backing which provides additional support and strength for the installation of the television bracket. Option available for interior or exterior plate and sized for 12” 16” or 24” stud spacing.
A6046 | Artwork, Decorative, With Frame | 2 | VV | This JSN is to be used for determining and defining location of decorative artwork.
A6305 | Drapes, Pair | 1 | VV | This JSN is to be used for determining and defining the location of drapes. Fabric to be flame retardant, variable colors and patterns with backing. Price based on a pair of drapes for a window approximately 36" W X 60" H.
F0115 | Bookcase, Open, 5 Shelf | 1 | VV | Freestanding open shelf bookcase, approximately 82" high X 37" wide X 18" deep with 5 (five) adjustable shelves. Unit can be separate or part of a system with available add-on shelving.
F0205 | Chair, Side With Arms | 1 | VV | Upholstered side chair, 32" high X 21" wide X 23" deep with arms, padded seats and padded backs. Seat height is a minimum of 17". Available with or without sled base.
F0210 | Chair, Side, Without Arms | 1 | VV | Upholstered side chair approximately 32" high X 19" wide X 23" deep with floor glides. Seat is non-tilting and without arms.
F0225 | Chair, Dining Room | 4 | VV | Dining room chair with glides. Chair has straight legs with cushioned cloth or vinyl seat.
F0255 | Chair, Easy | 4 | VV | Easy chair approximately 35" high X 28" wide X 32" deep with arms and floor glides. Arms, back and seat are foam padded and upholstered in woven textile fabric or vinyl.
F0280 | Chair, Swivel, Low Back | 1 | VV | Low back contemporary swivel chair, 37" high X 25" wide X 31" deep with a five (5) caster swivel base, arms and foam padded seat and back upholstered with either woven textile fabric or vinyl.
F0375 | Sofa, Upholstered | 1 | VV | Executive sofa with woven fabric textile or vinyl upholstery, foam padded arms, steel spring and foam rubber backs and seats, and floor glides.
F0735 | Table, Coffee | 1 | VV | Coffee table, approximately 18" high X 52" wide X 24" deep.
F0740 | Table, Occasional, Lamp | 2 | VV | Occasional lamp table (end table) approximately 20" high X 27" wide X 27" deep with choice of finishes (wood, oak veneer, or high pressure laminate).
F0795 | Table, Dining | 1 | VV | Dining table. Round 42" diameter or square 42" X 42". Used in dining facilities and can comfortably seat up to four (4) persons.
F0820 | Table, Office, Round | 1 | VV | Round office table, approximately 29" high X 42" diameter.
F2000 | Basket, Wastepaper, Fire Resistant | 1 | VV | Wastepaper basket, fire resistant, approximately 40 quart capacity. This unit is used to collect and temporarily store small quantities of paper refuse in patient rooms, administrative areas and nursing stations. Size and shape varies depending on the application and manufacturer selected.
F2305 | Rack, Magazine, F/S | 1 | VV | Free standing magazine rack. Used to display publications in offices, lobbies, and waiting areas.
F2420 | Lamp, Table, With Shade | 2 | VV | Table lamp, 27-34" high X 6" wide X 6" deep with linen shade. Convenience outlet required at point of use.
F3010 | Board, Bulletin, 48 x 48 | 1 | VV | Open face bulletin board. Cork posting panel with moisture proof backing. Variety of frames to choose from. Used for posting notes and messages.
F3200 | Clock, Battery, 12" Diameter | 1 | VV | Clock, 12" diameter. Round surface, easy to read numbers with sweep second hand. Wall mounted unit for use when impractical to install a fully synchronized clock system. Battery operated, (batteries not included).
M0510 | TV/DVD Combination | 1 | VV | TV/DVD Combination with Remote Control, The unit shall have the following minimum features: Front end audio/video/earphone inputs jacks, on screen menu display, HDTV and digital tuning capability, and video tracking adjustment capability.
M0515 | Television, HD, 40" Class | 1 | VV | High definition (HDTV) multimedia flat panel LED 40" class display television. The TV will have a 16:9 wide screen aspect ratio, minimum of 1920 x 1080 display resolution, digital tuner, minimum refresh rate of 60Hz, minimum of two HDMI ports and 1 USB port ENERGY STAR certified.
2 - RPT33 - Resident Dining Room, Polytrauma | 2 - RPT33 - Resident Dining Room, Polytrauma | 2 - RPT33 - Resident Dining Room, Polytrauma | 2 - RPT33 - Resident Dining Room, Polytrauma | 2 - RPT33 - Resident Dining Room, Polytrauma
JSN | NAME | QTY | ACQ/INS | DESCRIPTION
A5077 | Dispenser, Hand Sanitizer, Hands-Free | 1 | VV | A touch free wall-mounted hand sanitizer dispenser. For use throughout a healthcare facility. Unit does not include the sanitizing liquid. Units are battery operated.
A5080 | Dispenser, Paper Towel, SS, Surface Mounted | 1 | CC | A surface mounted, satin finish stainless steel, single-fold, paper towel dispenser. Dispenser features: tumbler lock; front hinged at bottom; and refill indicator slot. Minimum capacity 400 single-fold paper towels. For general purpose use throughout the facility.
A5212 | Bracket, Television, Wall-Mounted, Tilt/Angle | 1 | VV | A wall mounted, tilt/angled TV bracket for 37" to 80" TVs. Mount will be a universal and VESA compliant unit with a load capacity of up to 130 lbs.
A5220 | Bracket, Television, Wall Backing | 1 | CC | Wall mounted television bracket backing which provides additional support and strength for the installation of the television bracket. Option available for interior or exterior plate and sized for 12” 16” or 24” stud spacing.
C04E0 | Cabinet, U/C/B, 1 Shelf, 1 Drawer, 2 DO, 36x36x22 | 3 | CC | Standing height under counter base cabinet with an adjustable shelf and a full width drawer above solid hinged doors. Also referred to as a combination cabinet or a drawer and cupboard cabinet. For general purpose use throughout the facility.
CS250 | Sink, SS, Single Compartment, 6x12x9 ID | 1 | CC | Single compartment stainless steel sink, drop-in, self-rimming, ledge-type, connected with a drain and provided with a mixing faucet. It shall also be provided with pre-punched fixture holes on 4" center, integral back ledge to accommodate deck-mounted fixtures, brushed/polished interior and top surfaces, and sound deadened. Recommended for use in suspended or U/C/B sink cabinets having a high plastic laminate or Chemsurf laminate countertop/work surface. For general purpose use throughout the facility.
CT020 | Countertop, Solid Surface | 1 | CC | A solid, nonporous countertop with a smooth seamless appearance. Easy to clean and maintain and with proper cleaning does not support the growth of mold. An acrylic-based solid surface product. Standard thickness of 1", and a 4" butt backsplash/curb. Also referred to as a work surface or work top. Available in a choice of colors and depths. Used in lab and other hospital areas requiring optimum physical and chemical resisting properties.
F0225 | Chair, Dining Room | 16 | VV | Dining room chair with glides. Chair has straight legs with cushioned cloth or vinyl seat.
F0795 | Table, Dining | 6 | VV | Dining table. Round 42" diameter or square 42" X 42". Used in dining facilities and can comfortably seat up to four (4) persons.
F2020 | Can, Trash, 44 Gallon | 1 | VV | Forty four (44) gallon trash can, 32" high X 24" diameter, with lid. Used to collect and transport refuse from a point of origin to point of disposal (example: from soiled utility or a nursing unit to the trash compactor at housekeeping).
F3025 | Board, Bulletin, Wood Framed | 1 | VV | Bulletin board approximately 36"W x 24"H. Wood framed 1/2" cork posting panel with moisture proof backing. Units are factory assembled and have keyhole hangers for easy installation.
F3200 | Clock, Battery, 12" Diameter | 1 | VV | Clock, 12" diameter. Round surface, easy to read numbers with sweep second hand. Wall mounted unit for use when impractical to install a fully synchronized clock system. Battery operated, (batteries not included).
K1552 | Brewer, Coffee, Auto, Elect, 3 Burner, Front/Back | 1 | VV | Space saving front to back automatic coffee maker. This unit includes a heating tank, connection for a cold water supply, decanter service with three burners, funnel and a water flow controller. The unit is used for semi-automatic coffee brewing in cafeterias and commercial institutions. The unit automatically shuts off the water flow when enough has passed through to fill the pot. The unit is normally provided plumbed with a hot water faucet to the side for making other hot drinks (tea, cider, cocoa, etc.). The database height dimension does not include the clearance for coffee decanters warming on the upper burners.
K2115 | Dispenser, Drink, Carbonated | 1 | L_RE | Carbonated drink dispenser. The unit dispenses eight carbonated beverages and ice from a self service counter machine. The ice hopper holds 100 lb. of ice and may be connected to a remote ice maker from which it automatically loads ice. If not connected to an ice maker, the unit's ice bin will require manual refilling. The unit does not include the syrup racks, mixing valves, carbon dioxide supply or the chilled water pump. This unit is used to dispense cold carbonated drinks in food service activities.
K4665 | Oven, Microwave, Consumer | 1 | VV | Counter mounted microwave oven for average duty use. The exterior cabinet can be metal or heavy duty impact resistant plastic. The oven delivers instant energy for rapid heating, defrosting or prime cooking. The oven has touch pad controls, digital timer, power level selector and preprogrammed selectors for commonly cooked items. This oven is commonly found in staff lounges.
M0512 | Television, HDTV, Large Screen, 60" | 1 | VV | A high definition (HDTV) multimedia, slim design, 60"W to 65"W color television. The TV will have a 16.9 wide screen aspect ratio with full HD 1080p resolution and HDMI connections. TV may be LED, Plasma or LCD. TV will include a stand.
R4650 | Ice Maker, Flaked, With Dispenser | 1 | CC | Ice maker dispenser approximately 71" H x 19"D x 24"W. This unit provides flaked ice and cooled water automatically. The unit has a daily capacity up to 650 pounds and a 100 pound capacity stainless steel storage compartment with water station. Unit may be free-standing or counter-mounted, automatic load ice dispenser for food service and healthcare use. The unit is used in healthcare institutions and various commercial food service operations for dispensing ice.
R7000 | Refrigerator, 14 Cubic Feet | 1 | VV | This is a 14 Cubic Foot frostless top mount refrigerator/freezer approximately 64" H x 28" W x 29" D. Combination unit that is used in households or other areas where general purpose storage of perishable items is required.
3 - RPT35 - Resident Kitchen, Polytrauma | 3 - RPT35 - Resident Kitchen, Polytrauma | 3 - RPT35 - Resident Kitchen, Polytrauma | 3 - RPT35 - Resident Kitchen, Polytrauma | 3 - RPT35 - Resident Kitchen, Polytrauma
JSN | NAME | QTY | ACQ/INS | DESCRIPTION
A1030 | Locker, 2 Person, Over/Under | 15 | VV | Two person locker, double tier, 72Hx12Wx18D. This unit includes hooks for coats and hats. Door equipped with safety guard handles. Designed for storage of coats, hats, and other personal belongings. Other width and depths are available.
A5075 | Dispenser, Soap, Disposable | 1 | VV | Disposable soap dispenser. One-handed dispensing operation. Designed to accommodate disposable soap cartridge and valve.
A5080 | Dispenser, Paper Towel, SS, Surface Mounted | 1 | CC | A surface mounted, satin finish stainless steel, single-fold, paper towel dispenser. Dispenser features: tumbler lock; front hinged at bottom; and refill indicator slot. Minimum capacity 400 single-fold paper towels. For general purpose use throughout the facility.
A6135 | Shutter, Roll, CRS, With Hood | 1 | CC | Coiling counter shutters require very little headroom and side room and can be easily concealed in the surrounding structure. These units are used for small openings or openings above counter tops. They are designed primarily for security and are available in aluminum, stainless steel or painted galvanized steel. Counter shutters can be operated manually (push-up), hand cranked or motorized. Nominal size used for pricing, 48” high x 120" wide.
C0038 | Rail, Apron, 4x42x1 | 2 | CC | Apron rail. Also referred to as an apron front, apron panel, or knee space rail. Used to close in front knee space area and/or provide work surface support between two base cabinets or a base cabinet and wall. Apron rails should be ordered in pairs to provide both front and rear work surface support.
C02C0 | Cabinet, U/C/B, 1 Shelf, 1 Drawer, 1 DO, 36x24x22 | 1 | CC | Standing height under counter base cabinet with an adjustable shelf and a full width drawer above a solid right or left-hinged door (appropriate door hinge configuration to be indicated on equipment elevation drawings). Also referred to as a combination cabinet or a drawer and cupboard cabinet. For general purpose use throughout the facility.
C02D0 | Cabinet, U/C/B, 4 Drawer, 36x24x22 | 1 | CC | Standing height under counter base cabinet with four full width drawers of equal height. Also referred to as a drawer cabinet. For general purpose use throughout the facility.
C04E0 | Cabinet, U/C/B, 1 Shelf, 1 Drawer, 2 DO, 36x36x22 | 2 | CC | Standing height under counter base cabinet with an adjustable shelf and a full width drawer above solid hinged doors. Also referred to as a combination cabinet or a drawer and cupboard cabinet. For general purpose use throughout the facility.
CS230 | Sink, SS, Double Compartment, 10x14x16 ID | 1 | CC | Double compartment stainless steel sink, drop-in, self-rimming, ledge-type, connected with a drain and provided with a mixing faucet. It shall also be provided with pre-punched fixture holes on 4" center, integral back ledge to accommodate deck-mounted fixtures, brushed/polished interior and top surfaces, and sound deadened. Recommended for use in suspended or U/C/B sink cabinets having a high plastic laminate or Chemsurf laminate countertop/work surface. Coordinate actual outside sink dimensions with the actual clear dimension of cabinet specified to ensure that they are compatible. For general purpose use throughout the facility.
CT020 | Countertop, Solid Surface | 1 | CC | A solid, nonporous countertop with a smooth seamless appearance. Easy to clean and maintain and with proper cleaning does not support the growth of mold. An acrylic-based solid surface product. Standard thickness of 1", and a 4" butt backsplash/curb. Also referred to as a work surface or work top. Available in a choice of colors and depths. Used in lab and other hospital areas requiring optimum physical and chemical resisting properties.
K2515 | Dishwasher, Household | 1 | CC | Household dishwasher. The unit features several wash cycles for different types of tableware, electronic or push button controls, a sound insulation package, an integral filter and disposal unit and adjustable racks. This unit is used for light work in a laboratory or patient rehabilitation in daily living area of occupational therapy.
K3401 | Hood, Exhaust, Non-Commercial | 1 | CC | The exhaust hood shall be designed for installation and general use over an electric range. It shall have as a minimum; an exhaust capacity of 160 CFM, two fan speeds, a work light and removable grease filters.
K4500 | Stove, Household, 4 Burner, w/Oven, Electric | 1 | CC | Electric household range with four burner stove and oven. Gas models are available. This unit is used in rehabilitation settings to teach daily living skills to patients.
P2100 | Disposal, Garbage, 2 HP Motor | 1 | CC | Garbage disposal. A two (2) horsepower versatile waste disposal unit suitable for facilities where 500 to 1000 meals are prepared and served daily. Requires eight (8) gallons per minute water flow rate, and outlet flange tapped for a two (2) inch pipe. Unit will have a manual reversing switch and shall comply with MIL SPEC No. MIL-G-15840. Multiple electrical configurations are available.
R7000 | Refrigerator, 14 Cubic Feet | 2 | VV | This is a 14 Cubic Foot frostless top mount refrigerator/freezer approximately 64" H x 28" W x 29" D. Combination unit that is used in households or other areas where general purpose storage of perishable items is required.
4 - RPT37 - Resident Laundry Room, Polytrauma | 4 - RPT37 - Resident Laundry Room, Polytrauma | 4 - RPT37 - Resident Laundry Room, Polytrauma | 4 - RPT37 - Resident Laundry Room, Polytrauma | 4 - RPT37 - Resident Laundry Room, Polytrauma
JSN | NAME | QTY | ACQ/INS | DESCRIPTION
A5075 | Dispenser, Soap, Disposable | 1 | VV | Disposable soap dispenser. One-handed dispensing operation. Designed to accommodate disposable soap cartridge and valve.
A5080 | Dispenser, Paper Towel, SS, Surface Mounted | 1 | CC | A surface mounted, satin finish stainless steel, single-fold, paper towel dispenser. Dispenser features: tumbler lock; front hinged at bottom; and refill indicator slot. Minimum capacity 400 single-fold paper towels. For general purpose use throughout the facility.
A5160 | Shelf, 8" Depth, SS, Surface Mounted | 4 | CC | A surface mounted, satin finish, stainless steel shelf with a minimum depth of 8". Mounting brackets are welded to shelf. Shelf is available in various widths. For general purpose use in scrub areas/rooms or other areas of the facility where a SS shelf is required. Pricing based upon a 36" width.
A5205 | Bar, Towel, 1" Diameter, SS, Surface Mounted | 1 | CC | A surface mounted, satin finish stainless steel, 1" diameter, towel bar. Support posts and flanges are one piece, chrome-plated, cast heavy brass with satin finish. Towel bar shall not rotate within support posts. Available in 18", 24" and 30" widths. For general purpose use in shower or bathtub rooms. Pricing based upon a suggested standard width of 18".
C03A0 | Cabinet, U/C/B, Open, 2 Shelf, 36x30x22 | 1 | CC | Standing height under counter, steel base cabinet, open, with two adjustable shelves. Also referred to as an open cabinet. For general purpose use throughout the facility.
CS090 | Sink, SS, Single Compartment, 7.5x19x16 ID | 1 | CC | Single compartment stainless steel sink, drop-in, self-rimming, ledge-type, connected with a drain and provided with a mixing faucet. It shall also be provided with pre-punched fixture holes on 4" center, integral back ledge to accommodate deck-mounted fixtures, brushed/polished interior and top surfaces, and sound deadened. Recommended for use in suspended or U/C/B sink cabinets having a high plastic laminate or Chemsurf laminate countertop/work surface. Coordinate actual outside sink dimensions with the actual clear dimension of cabinet specified to ensure that they are compatible. For general purpose use throughout the facility.
CT020 | Countertop, Solid Surface | 1 | CC | A solid, nonporous countertop with a smooth seamless appearance. Easy to clean and maintain and with proper cleaning does not support the growth of mold. An acrylic-based solid surface product. Standard thickness of 1", and a 4" butt backsplash/curb. Also referred to as a work surface or work top. Available in a choice of colors and depths. Used in lab and other hospital areas requiring optimum physical and chemical resisting properties.
F0295 | Chair, Stacking | 1 | VV | Stacking chair, approximately 34" H X 21" W X 24" D. May be stacked up to 20 high depending upon the model selected. These chairs are intended primarily as overflow capacity for conference rooms.
F2017 | Waste Receptacle, 24 GAL | 1 | VV | Rectangular steel waste receptacle with step-on lid and 24 gallon capacity. The receptacle is used to collect and temporarily store small quantities of paper refuse. Can be used in restrooms, patient areas, laboratories, pharmacies, etc.
M2300 | Washer, Clothes, Automatic | 2 | VV | Large capacity automatic clothes washer with a heavy duty motor. The unit's control system programs load, cycle time, spin speed, fabric, water level and water temperature. The washer includes a bleach and/or fabric softener dispenser and a filter ring for trapping lint.
M2400 | Dryer, Clothes, Automatic, Electric, Household | 2 | VV | Automatic clothes dryer. Electric unit features automatic sensi-dry control with setting for different kinds of fabrics, timed cycle, removable lint filter, drum interior light and enamel finish.
P1965 | Eyewash, Eye/Face, Sink Mounted, Hands-free | 1 | CC | A sink mounted eyewash station. The unit is designed for emergency eye and face rinsing from soft flow dual spray-heads. The Flow must be activated by the single momentary action and remain on until terminated.
P2451 | Valve, Mixing, Thermostatic, Eyewash | 1 | CC | Emergency tempering valve thermostatically mixes hot and cold water to provide a safe fluid supply for a single emergency eye/face wash with a flow rate of 10 gpm (38.8L)
P8710 | Utility Center, Plumbing Connection | 2 | CC | Plumbing connection utility center, sometimes referred to as a 'GUY GRAY BOX'. This recessed utility center provides for hot and cold water connections and a drain connection at sink and other equipment locations. The utility center includes cutoff valves for the water connections, a plug seal for the drain and an outside cover to provide an aesthetic appearance when connections are no longer required. This center may be installed in locations where no plumbing fixtures are included in a design as a future flexibility device, saving many dollars for later facility modifications to incorporate sinks as functions change.
11 - PRC RESIDENT CARE UNIT THERAPY AREA | 11 - PRC RESIDENT CARE UNIT THERAPY AREA | 11 - PRC RESIDENT CARE UNIT THERAPY AREA | 11 - PRC RESIDENT CARE UNIT THERAPY AREA | 11 - PRC RESIDENT CARE UNIT THERAPY AREA
1 - RPT41 - Resident Rehabilitation Therapy Room, Polytrauma | 1 - RPT41 - Resident Rehabilitation Therapy Room, Polytrauma | 1 - RPT41 - Resident Rehabilitation Therapy Room, Polytrauma | 1 - RPT41 - Resident Rehabilitation Therapy Room, Polytrauma | 1 - RPT41 - Resident Rehabilitation Therapy Room, Polytrauma
JSN | NAME | QTY | ACQ/INS | DESCRIPTION
A1080 | Mirror, Posture, Wall Mounted | 4 | CC | Wall mounted posture mirror. Consists of a 1/4" plate glass in a sturdy corrosion resistant frame with water proof back. For educational and therapy programs.
A5075 | Dispenser, Soap, Disposable | 2 | VV | Disposable soap dispenser. One-handed dispensing operation. Designed to accommodate disposable soap cartridge and valve.
A5077 | Dispenser, Hand Sanitizer, Hands-Free | 2 | VV | A touch free wall-mounted hand sanitizer dispenser. For use throughout a healthcare facility. Unit does not include the sanitizing liquid. Units are battery operated.
A5080 | Dispenser, Paper Towel, SS, Surface Mounted | 2 | CC | A surface mounted, satin finish stainless steel, single-fold, paper towel dispenser. Dispenser features: tumbler lock; front hinged at bottom; and refill indicator slot. Minimum capacity 400 single-fold paper towels. For general purpose use throughout the facility.
A5107 | Dispenser, Glove, Surgical/Examination, Wall Mntd | 2 | VV | Examination three (Small Medium, Large) glove dispenser box for wall mounting. Fabricated of either cold rolled steel with a white baked enamel finish, plastic or acrylic. Hardware not included, Option 3 powder coated steel.
A5215 | Bracket, Television, Ceiling Mounted | 2 | CC | Ceiling mounted television bracket for flat panel LCD and Plasma screens. The bracket shall be a universal style mount with a load capacity of 200 pounds with adjustments of 0-15 degree tilt and 360 degree swivel. Shall be capable of accommodating various size units.
C0025 | Cabinet, Wardrobe, 1 Door, 84x24x22 | 18 | CC | Wardrobe cabinet with a fixed shelf, clothing rod, and a solid or louvered right or left-hinged door (appropriate door hinge configuration to be indicated on the equipment elevation drawings), an optional locking door is available. Also referred to as a wardrobe case, unit or storage unit. Used for storage of clothing and personal items.
C03E0 | Cabinet, U/C/B, 1 Shelf, 1 Drawer, 2 DO, 36x30x22 | 1 | CC | Standing height under counter base cabinet with an adjustable shelf and a full width drawer above solid hinged doors. Also referred to as a combination cabinet or a drawer and cupboard cabinet. For general purpose use throughout the facility.
C04E0 | Cabinet, U/C/B, 1 Shelf, 1 Drawer, 2 DO, 36x36x22 | 1 | CC | Standing height under counter base cabinet with an adjustable shelf and a full width drawer above solid hinged doors. Also referred to as a combination cabinet or a drawer and cupboard cabinet. For general purpose use throughout the facility.
CS250 | Sink, SS, Single Compartment, 6x12x9 ID | 2 | CC | Single compartment stainless steel sink, drop-in, self-rimming, ledge-type, connected with a drain and provided with a mixing faucet. It shall also be provided with pre-punched fixture holes on 4" center, integral back ledge to accommodate deck-mounted fixtures, brushed/polished interior and top surfaces, and sound deadened. Recommended for use in suspended or U/C/B sink cabinets having a high plastic laminate or Chemsurf laminate countertop/work surface. For general purpose use throughout the facility.
CT020 | Countertop, Solid Surface | 1 | CC | A solid, nonporous countertop with a smooth seamless appearance. Easy to clean and maintain and with proper cleaning does not support the growth of mold. An acrylic-based solid surface product. Standard thickness of 1", and a 4" butt backsplash/curb. Also referred to as a work surface or work top. Available in a choice of colors and depths. Used in lab and other hospital areas requiring optimum physical and chemical resisting properties.
F0340 | Stool, Self Adjusting | 1 | VV | Self adjusting stool. Consists of a foam padded upholstered seat with attached foot rest for added comfort. Mounted on swivel casters. Designed for doctor's use during examinations.
F2017 | Waste Receptacle, 24 GAL | 2 | VV | Rectangular steel waste receptacle with step-on lid and 24 gallon capacity. The receptacle is used to collect and temporarily store small quantities of paper refuse. Can be used in restrooms, patient areas, laboratories, pharmacies, etc.
F3200 | Clock, Battery, 12" Diameter | 2 | VV | Clock, 12" diameter. Round surface, easy to read numbers with sweep second hand. Wall mounted unit for use when impractical to install a fully synchronized clock system. Battery operated, (batteries not included).
G0144 | Ergometer, Recumbent Stepper | 1 | VV | Seated stepping ergometer for total body, arms and/or legs low impact conditioning. The unit features a closed kinetic chain action which combines reciprocal stepping and arm action. The arm settings and seat are adjustable. A battery operated performance computer allows for adjusting workload level. The unit has a heavy duty steel frame construction with low-density plastic covers.
G1025 | Exercise Machine, Elliptical | 1 | VV | An elliptical training machine to simulate stair climbing, walking or running without causing excessive pressure to the joints and to decrease risk of impact injuries. Provides a non-impact cardiovascular workout in a gym or in rehabilitation exercise protocols in a physical therapy clinic. The unit includes upper body handlebars for a total workout. The elliptical can be self-powered by user generated motion or electric powered to adjust motion and for supplying electronic consoles and resistance systems. Some models have optional direct or telemetric pulse monitoring. Database electrical specifications are for those models which require power. Refer to the manufacturers' specifications to verify electrical requirements.
G1037 | Weight Set, Exercise, Dumbbell | 2 | VV | Set of weightlifting dumbbells for use in physical training or rehabilitation. Weights can be plain metal, rubber cushioned metal or chrome plated and are in matched pairs at each weight increment. Database information refers to a large set of matched weights increasing in 5-lb. increments from 5-lb. to 100- lb. (20 pairs of weights) stacked on the floor. Differing manufacturers may offer more or less extensive selections. The individual facility's requirement will determine the exact set configuration and cost. See JSN G1040 for the racks to hold these weights.
G1040 | Rack, Dumbbell | 2 | VV | Rack for holding dumbbells in a gym or rehabilitation facility. The manufacturers provide several different rack styles and capacities depending on the number and type of dumbbells the rack(s) will hold. The database information is for a double rail rack holding twenty (ten pairs) of full size metal plate dumbbells.
G1043 | Ergometer, Recumbent Bicycle, Computer Assisted | 2 | VV | Computer assisted recumbent bicycle aerobic trainer. The trainer provides aerobic workouts on a computer controlled and monitored recumbent bicycle ergometer. The ergometer has several training routines and intensities which either the exerciser or a therapist can select. The unit display provides a readout of work accomplished as well as graphics to motivate the exerciser. Many models offer optional heart rate monitoring and wheels for easy mobility. Depending on the manufacturer and model, the computer is powered by the exerciser or an external source. The database electrical requirements are for those units requiring electrical power. The trainer is used for cardio-respiratory development in a gym or the exercise area of Physical Therapy.
M0515 | Television, HD, 40" Class | 2 | VV | High definition (HDTV) multimedia flat panel LED 40" class display television. The TV will have a 16:9 wide screen aspect ratio, minimum of 1920 x 1080 display resolution, digital tuner, minimum refresh rate of 60Hz, minimum of two HDMI ports and 1 USB port ENERGY STAR certified.
M4045 | Scale, Wheelchair, Portable, 1000 lb Capacity | 1 | VV | A battery operated, portable, digital wheelchair scale. This item is designed to accommodate extra-wide wheelchairs for weighing bariatric patients and also can be used for walk-ons. The scale can store the weight of the chair. The digital display unit can be scale mounted or mounted on a wall. An optional AC adapter is available. Designed for a gross 1000 lbs. capacity.
M4116 | Monitor, Vital Signs | 1 | VV | Electronic sphygmomanometer. LCD displays non-invasive blood pressure, pulse rate and temperature. Used in hospitals and clinics. Includes an optional mobile stand.
M8210 | Cart, Weight, Physical Therapy, w/Weights | 2 | VV | Physical therapy weight cart equipped with weights, two storage shelves, and racks to store dumbbells. Unit is constructed of quality hardwood and mounted on 4 heavy-duty casters. Used for storage of weights.
M8240 | Parallel Bars, Physical Therapy | 1 | VV | Physical therapy parallel bars. Unit can have manual or electrically powered adjustments. Bar height is adjustable from 25" to 40" and the bar width is adjustable from 16" to 25". Hand rails are chrome plated 1-1/2" steel tubing. Walking aisle is a minimum of 24" wide and finished in natural wood or covered with vinyl matting. Database information reflects 10' or 12' bar length electrically powered units.
M8305 | Platform, Exercise, w/Mat, Powered | 2 | VV | Exercise platform with power height adjustment. The platform rests on one or two pedestal bases which contain the power mechanism for adjusting the table height. The platform top or removable mattress is covered with heavy duty, nylon-reinforced vinyl for durability. The adjustable height feature is designed to accommodate patients who have difficulty sitting or transferring from a wheelchair as well as providing an optimal working height for the physical therapist once the patient is on the table. Larger and smaller units as well as manual crank platform tables are available.
M8330 | Treadmill, Electric | 1 | VV | Electric treadmill. Unit consists of a strong steel frame with front and side handrails covered with foam rubber, a remote control unit and a moving belt with a speed range from 0 to 10 mph. The unit also has a patient-controlled start/stop switch and a resettable distance counter. The motor controls the belt speed and changes the elevation of one end of the treadmill up to a 20 degree incline. The unit can be used as an exercise/therapy apparatus or in the practice of preventive medicine. Because of their power requirements, treadmills are also available as 208V powered units. At 110V, a treadmill may require a dedicated circuit. Refer to the manufacturer's literature and the specific installation site for deciding which voltage to use. See JSN M8185 for treadmill/electrocardiography systems used in cardiology studies.
R4650 | Ice Maker, Flaked, With Dispenser | 1 | CC | Ice maker dispenser approximately 71" H x 19"D x 24"W. This unit provides flaked ice and cooled water automatically. The unit has a daily capacity up to 650 pounds and a 100 pound capacity stainless steel storage compartment with water station. Unit may be free-standing or counter-mounted, automatic load ice dispenser for food service and healthcare use. The unit is used in healthcare institutions and various commercial food service operations for dispensing ice.
2 - RPT43 - Resident PT / OT Evaluation Room, Polytrauma | 2 - RPT43 - Resident PT / OT Evaluation Room, Polytrauma | 2 - RPT43 - Resident PT / OT Evaluation Room, Polytrauma | 2 - RPT43 - Resident PT / OT Evaluation Room, Polytrauma | 2 - RPT43 - Resident PT / OT Evaluation Room, Polytrauma
JSN | NAME | QTY | ACQ/INS | DESCRIPTION
A1200 | Lift System, Overhead, Patient Room | 1 | VC | An overhead rail system specifically designed for patient lifting and movement for a single bed patient room. The system will consist of recessed or ceiling mounted primary and secondary rails, lift motor with rolling carriage, patient harness or seat, and a hand controller or control box with charger. System will facilitate lifting and movement of patient to and from bed to gurney, chair or other requirement. Minimum lift capability is 550 pounds. Custom design of track layout by manufacturer is essential to meet individual facility requirements.
A5077 | Dispenser, Hand Sanitizer, Hands-Free | 1 | VV | A touch free wall-mounted hand sanitizer dispenser. For use throughout a healthcare facility. Unit does not include the sanitizing liquid. Units are battery operated.
A5145 | Hook, Garment, Double, SS, Surface Mounted | 1 | CC | A surface mounted, satin finish stainless steel, double garment hook. Equipped with a concealed mounting bracket that is secured to a concealed wall plate. For general purpose use throughout the facility to hang various items of apparel.
A5180 | Track, Cubicle, Surface Mounted, With Curtain | 1 | VV | Surface mounted cubicle track, with curtain. Track constructed of thick extruded aluminum. Equipped with self lubricating carriers, beaded drop chain hooks, and flame resistant curtain. To include removable end caps. Designed to be suspended around patient areas where privacy is needed. Price listed is per foot of the track, curtains to be priced per quote.
E0948 | Cart, General Storage, Mobile, 42"H x 32"W x 22"D | 1 | VV | THIS TYPICAL INCLUDES: 1 Cart Body, Style-A Narrow, w/Raised Edge Top 2 Drawers, 3" H 4 Drawers, 6" H 1 Accessory Rail, Side Drawer Organizer Bins
F0205 | Chair, Side With Arms | 1 | VV | Upholstered side chair, 32" high X 21" wide X 23" deep with arms, padded seats and padded backs. Seat height is a minimum of 17". Available with or without sled base.
F0340 | Stool, Self Adjusting | 1 | VV | Self adjusting stool. Consists of a foam padded upholstered seat with attached foot rest for added comfort. Mounted on swivel casters. Designed for doctor's use during examinations.
F2000 | Basket, Wastepaper, Fire Resistant | 1 | VV | Wastepaper basket, fire resistant, approximately 40 quart capacity. This unit is used to collect and temporarily store small quantities of paper refuse in patient rooms, administrative areas and nursing stations. Size and shape varies depending on the application and manufacturer selected.
F3050 | Whiteboard, Dry Erase | 1 | VV | Whiteboard unit, approximately 36" H x 48" W consisting of a white porcelain enamel writing surface with an attached chalk tray. Magnetic surface available. Image can be easily removed with a standard chalkboard eraser. For use with water color pens. Unit is ready to hang.
F3200 | Clock, Battery, 12" Diameter | 1 | VV | Clock, 12" diameter. Round surface, easy to read numbers with sweep second hand. Wall mounted unit for use when impractical to install a fully synchronized clock system. Battery operated, (batteries not included).
M3070 | Hamper, Linen, Mobile, w/Lid | 1 | VV | Mobile linen hamper with hand or foot operated lid. Made of heavy tubular stainless steel with heavy gauge welded steel platform. Holds 25" hamper bags. Mounted on ball bearing casters. For linen transport in hospitals and clinics.
M3072 | Frame, Infectious Waste Bag w/Lid | 1 | VV | Frame for an infectious waste collection bag. Made of heavy tubular stainless steel with heavy gauge welded steel platform. Adjust to hold 18" or 25" trash bags. Mounted on ball bearing casters and includes permanently mounted hinged lid. Provides means of bagging infectious waste at point of waste generation.
M8200 | Ultrasonic Treatment Unit | 1 | VV | Ultrasonic treatment unit which operates at one or more frequencies. Unit features a treatment timer, variable interrupted outputs and a variable power range. Unit has one or more treatment heads depending on sound wave frequency. Used for physiologic stimulation.
M8305 | Platform, Exercise, w/Mat, Powered | 1 | VV | Exercise platform with power height adjustment. The platform rests on one or two pedestal bases which contain the power mechanism for adjusting the table height. The platform top or removable mattress is covered with heavy duty, nylon-reinforced vinyl for durability. The adjustable height feature is designed to accommodate patients who have difficulty sitting or transferring from a wheelchair as well as providing an optimal working height for the physical therapist once the patient is on the table. Larger and smaller units as well as manual crank platform tables are available.
3 - SC243 - Polytrauma Therapy Team Room, Clncl Sprt | 3 - SC243 - Polytrauma Therapy Team Room, Clncl Sprt | 3 - SC243 - Polytrauma Therapy Team Room, Clncl Sprt | 3 - SC243 - Polytrauma Therapy Team Room, Clncl Sprt | 3 - SC243 - Polytrauma Therapy Team Room, Clncl Sprt
JSN | NAME | QTY | ACQ/INS | DESCRIPTION
A1010 | Telecommunication Outlet | 3 | VV | Telecommunication outlet location.
A1012 | Telephone, Wall Mounted, 1 Line | 1 | VV | Telephone, wall mounted, 1 line.
A5077 | Dispenser, Hand Sanitizer, Hands-Free | 1 | VV | A touch free wall-mounted hand sanitizer dispenser. For use throughout a healthcare facility. Unit does not include the sanitizing liquid. Units are battery operated.
A5145 | Hook, Garment, Double, SS, Surface Mounted | 1 | CC | A surface mounted, satin finish stainless steel, double garment hook. Equipped with a concealed mounting bracket that is secured to a concealed wall plate. For general purpose use throughout the facility to hang various items of apparel.
F0115 | Bookcase, Open, 5 Shelf | 1 | VV | Freestanding open shelf bookcase, approximately 82" high X 37" wide X 18" deep with 5 (five) adjustable shelves. Unit can be separate or part of a system with available add-on shelving.
F0220 | Chair, Conference | 4 | VV | Conference chair designed to complement the executive furniture package selected. Foam rubber cushioned seats and backs covered with either woven fabric or vinyl. Base with 5 (five) swivel casters.
F0405 | Cabinet, Filing, Full Height, 4-5 Drawer | 1 | VV | Four (4) or five (5) drawer letter size, vertical filing cabinet, 53" high X 15" wide X 29" deep with locking device. Each drawer has label holder, handle and roller cradle.
F0750 | Table, Office, (size as required) | 4 | VV | Office table, sized as required. May be used as either a four (4) to six (6) person conference table or as an extra work surface area.
F2000 | Basket, Wastepaper, Fire Resistant | 1 | VV | Wastepaper basket, fire resistant, approximately 40 quart capacity. This unit is used to collect and temporarily store small quantities of paper refuse in patient rooms, administrative areas and nursing stations. Size and shape varies depending on the application and manufacturer selected.
F3055 | Whiteboard, With Sliding Panels. | 1 | VV | Standard installations consist of sliding panels and a fixed back panel with the choice of chalkboard, markerboard, bulletin board, or a combination of these choices.
F3200 | Clock, Battery, 12" Diameter | 1 | VV | Clock, 12" diameter. Round surface, easy to read numbers with sweep second hand. Wall mounted unit for use when impractical to install a fully synchronized clock system. Battery operated, (batteries not included).
4 - SC271 - Polytrauma Resident Therapy Consult Room, Clncl Sprt | 4 - SC271 - Polytrauma Resident Therapy Consult Room, Clncl Sprt | 4 - SC271 - Polytrauma Resident Therapy Consult Room, Clncl Sprt | 4 - SC271 - Polytrauma Resident Therapy Consult Room, Clncl Sprt | 4 - SC271 - Polytrauma Resident Therapy Consult Room, Clncl Sprt
JSN | NAME | QTY | ACQ/INS | DESCRIPTION
A1010 | Telecommunication Outlet | 2 | VV | Telecommunication outlet location.
A1012 | Telephone, Wall Mounted, 1 Line | 1 | VV | Telephone, wall mounted, 1 line.
A5145 | Hook, Garment, Double, SS, Surface Mounted | 1 | CC | A surface mounted, satin finish stainless steel, double garment hook. Equipped with a concealed mounting bracket that is secured to a concealed wall plate. For general purpose use throughout the facility to hang various items of apparel.
F0115 | Bookcase, Open, 5 Shelf | 1 | VV | Freestanding open shelf bookcase, approximately 82" high X 37" wide X 18" deep with 5 (five) adjustable shelves. Unit can be separate or part of a system with available add-on shelving.
F0205 | Chair, Side With Arms | 3 | VV | Upholstered side chair, 32" high X 21" wide X 23" deep with arms, padded seats and padded backs. Seat height is a minimum of 17". Available with or without sled base.
F0750 | Table, Office, (size as required) | 1 | VV | Office table, sized as required. May be used as either a four (4) to six (6) person conference table or as an extra work surface area.
F2000 | Basket, Wastepaper, Fire Resistant | 1 | VV | Wastepaper basket, fire resistant, approximately 40 quart capacity. This unit is used to collect and temporarily store small quantities of paper refuse in patient rooms, administrative areas and nursing stations. Size and shape varies depending on the application and manufacturer selected.
F3200 | Clock, Battery, 12" Diameter | 1 | VV | Clock, 12" diameter. Round surface, easy to read numbers with sweep second hand. Wall mounted unit for use when impractical to install a fully synchronized clock system. Battery operated, (batteries not included).
M0506 | Television, Flat Screen | 1 | VV | Flat screen television with approximately 32'" to 40' diagonal screen size. The TV will have built-in speakers, NTSC tuner, a 16:9 wide screen aspect ratio, a minimum of 1280 x 768 resolution and a remote control.
M1802 | Work Station, Computer, Retractable, Wall Mounted | 1 | VV | A wall mounted retractable work station. Work station is used as a computer station in treatment rooms, exam rooms and areas where physical space in limited.
5 - RPT52 - Resident Recreational Computer Activity Room, Polytrauma | 5 - RPT52 - Resident Recreational Computer Activity Room, Polytrauma | 5 - RPT52 - Resident Recreational Computer Activity Room, Polytrauma | 5 - RPT52 - Resident Recreational Computer Activity Room, Polytrauma | 5 - RPT52 - Resident Recreational Computer Activity Room, Polytrauma
JSN | NAME | QTY | ACQ/INS | DESCRIPTION
A1010 | Telecommunication Outlet | 4 | VV | Telecommunication outlet location.
A1012 | Telephone, Wall Mounted, 1 Line | 1 | VV | Telephone, wall mounted, 1 line.
A5212 | Bracket, Television, Wall-Mounted, Tilt/Angle | 2 | VV | A wall mounted, tilt/angled TV bracket for 37" to 80" TVs. Mount will be a universal and VESA compliant unit with a load capacity of up to 130 lbs.
A5220 | Bracket, Television, Wall Backing | 2 | CC | Wall mounted television bracket backing which provides additional support and strength for the installation of the television bracket. Option available for interior or exterior plate and sized for 12” 16” or 24” stud spacing.
F0115 | Bookcase, Open, 5 Shelf | 1 | VV | Freestanding open shelf bookcase, approximately 82" high X 37" wide X 18" deep with 5 (five) adjustable shelves. Unit can be separate or part of a system with available add-on shelving.
F0275 | Chair, Swivel, High Back | 1 | VV | Highback contemporary swivel chair, 41" high X 23" wide X 23" deep with five (5) caster swivel base and arms. Chair may be used at desks or in conference rooms. Back and seat are foam padded and upholstered with either woven textile fabric or vinyl.
F0280 | Chair, Swivel, Low Back | 32 | VV | Low back contemporary swivel chair, 37" high X 25" wide X 31" deep with a five (5) caster swivel base, arms and foam padded seat and back upholstered with either woven textile fabric or vinyl.
F0465 | Cabinet, Storage, 2 Door, 5 Shelf | 1 | VV | Storage cabinet, 78" high X 48" wide X 24" deep with two (2) doors and five (5) adjustable shelves.
F0690 | Workstation, Computer, Enclosed, With Lock | 1 | VV | Computer operator workstation ,approximately 58" high X 36" wide X 25" deep. A fully enclosed workstation for a computer, monitor, printer and supplies. Cabinet has two lockable doors.
F0780 | Table, Work, 60W x 30D | 16 | VV | Work table approximately 29" high X 60" wide X 30" deep with top and four (4) non-folding legs.
F2000 | Basket, Wastepaper, Fire Resistant | 2 | VV | Wastepaper basket, fire resistant, approximately 40 quart capacity. This unit is used to collect and temporarily store small quantities of paper refuse in patient rooms, administrative areas and nursing stations. Size and shape varies depending on the application and manufacturer selected.
F2100 | Lectern, Mobile, With Reading Light | 1 | VV | Portable floor lectern with reading light and self-contained audio. May use 110V or batteries (not included). Convenience outlet required if not using batteries.
F3010 | Board, Bulletin, 48 x 48 | 1 | VV | Open face bulletin board. Cork posting panel with moisture proof backing. Variety of frames to choose from. Used for posting notes and messages.
F3060 | Whiteboard, Projection Screen Combination | 1 | VV | Whiteboard and projection screen combination approximately 48" H x 72" W. Magnetic surface with matte finish for projection. Hard board stabilizer with aluminum foil back. For use with water color pens.
F3200 | Clock, Battery, 12" Diameter | 1 | VV | Clock, 12" diameter. Round surface, easy to read numbers with sweep second hand. Wall mounted unit for use when impractical to install a fully synchronized clock system. Battery operated, (batteries not included).
M0385 | Projector, Multimedia/Data | 1 | VV | The projector shall provide computer and video projections. Minimum features included: Brightness of not less than 1500 ANSI ( American National Standards Institute) Lumens, and a minimum resolution format of 1024 X 768 pixels (XGA). The projector shall be portable and weigh no more than 10 pounds. It shall include a zoom lens and computer and video input ports.
M0400 | Screen, Projection, 144x144, Remote Control | 1 | CC | Wall or ceiling mounted, roll-up type screen with remote control. Includes multiple controls to operate the screen from two or more locations, wireless remote control, adjustable preset limit switches, and black borders on all sides. Screen is housed in a solid wood or metal case with removable motor module. For a classroom, conference room, or large auditorium.
M0507 | Video Teleconferencing System | 1 | VV | Shall be a video conferencing unit consisting of a camera, microphone, video/audio compression components, a component cart and a 32 inch monitor. It shall provide live audio-visual conferencing capabilities to dispersed geographic sites.
M0512 | Television, HDTV, Large Screen, 60" | 2 | VV | A high definition (HDTV) multimedia, slim design, 60"W to 65"W color television. The TV will have a 16.9 wide screen aspect ratio with full HD 1080p resolution and HDMI connections. TV may be LED, Plasma or LCD. TV will include a stand.
M1801 | Computer, Microprocessing, w/Flat Panel Monitor | 1 | VV | Desk top microprocessing computer. The unit shall consist of a central processing mini tower, flat panel monitor, keyboard, mouse and speakers. The system shall have the following minimum characteristics: a 2.8 GHz Pentium processor; 512 MB memory; 80GB hard drive; 32/48x CD-ROMDVD combo; 1.44MB network interface card; video 32 MB NVIDIA; a 18 inch flat panel monitor. The computer is used throughout the facility to input, manipulate and retrieve information.
M1825 | Printer, Computer | 1 | VV | High resolution computer printer with a variety of type styles and sheet/envelope feeder trays. Database information reflects network ready, medium duty office style laser printers. Other types of printers (bubble jet, dot matrix, line or plotter) as well as light or heavy use capabilities are available.
M1875 | Board, Copy, Electronic Facsimile | 1 | VV | Electronic facsimile copy board for use in conference rooms and classrooms. Available in a variety of sizes. Unit scans writing surface and makes a paper copy of the board's contents. The user can make multiple copies of a single scanning. Single sided version, single copy version, and office size boards are options. May have a PC interface option. Database pricing reflects a mobile two-panel copy-board with a minimum 33" x 66" writing surface. Depth dimension refers to depth at the caster level of the supporting frame.
6 - RPT54 - Resident Assistive Technology Laboratory, Polytrauma | 6 - RPT54 - Resident Assistive Technology Laboratory, Polytrauma | 6 - RPT54 - Resident Assistive Technology Laboratory, Polytrauma | 6 - RPT54 - Resident Assistive Technology Laboratory, Polytrauma | 6 - RPT54 - Resident Assistive Technology Laboratory, Polytrauma
JSN | NAME | QTY | ACQ/INS | DESCRIPTION
A5077 | Dispenser, Hand Sanitizer, Hands-Free | 1 | VV | A touch free wall-mounted hand sanitizer dispenser. For use throughout a healthcare facility. Unit does not include the sanitizing liquid. Units are battery operated.
A5107 | Dispenser, Glove, Surgical/Examination, Wall Mntd | 1 | VV | Examination three (Small Medium, Large) glove dispenser box for wall mounting. Fabricated of either cold rolled steel with a white baked enamel finish, plastic or acrylic. Hardware not included, Option 3 powder coated steel.
A5212 | Bracket, Television, Wall-Mounted, Tilt/Angle | 1 | VV | A wall mounted, tilt/angled TV bracket for 37" to 80" TVs. Mount will be a universal and VESA compliant unit with a load capacity of up to 130 lbs.
A5220 | Bracket, Television, Wall Backing | 1 | CC | Wall mounted television bracket backing which provides additional support and strength for the installation of the television bracket. Option available for interior or exterior plate and sized for 12” 16” or 24” stud spacing.
E0117 | Workstation, Straight, Free Standing, 48" W | 2 | VV | This JSN provides a typical work station to quickly plan work areas in clinical or administrative spaces. THIS TYPICAL INCLUDES: 2 standard solid panels; 1 panel connector, 2-way corner; 2 finished end hardware kits; 1 cantilevered work surface; 1 lockable flipper unit; 1 light; 1 tack board; 1 tool rail; 1 diagonal tray; 1 adjustable keyboard tray; 1 mobile pedestal, box/file; 1 support panel.
F0205 | Chair, Side With Arms | 3 | VV | Upholstered side chair, 32" high X 21" wide X 23" deep with arms, padded seats and padded backs. Seat height is a minimum of 17". Available with or without sled base.
F0275 | Chair, Swivel, High Back | 2 | VV | Highback contemporary swivel chair, 41" high X 23" wide X 23" deep with five (5) caster swivel base and arms. Chair may be used at desks or in conference rooms. Back and seat are foam padded and upholstered with either woven textile fabric or vinyl.
F0600 | Credenza, Executive, Wood | 1 | VV | Executive credenza with two (2) box drawers, two (2) file drawers, a center closed storage area with adjustable shelf and floor glides.
F2000 | Basket, Wastepaper, Fire Resistant | 1 | VV | Wastepaper basket, fire resistant, approximately 40 quart capacity. This unit is used to collect and temporarily store small quantities of paper refuse in patient rooms, administrative areas and nursing stations. Size and shape varies depending on the application and manufacturer selected.
F3200 | Clock, Battery, 12" Diameter | 1 | VV | Clock, 12" diameter. Round surface, easy to read numbers with sweep second hand. Wall mounted unit for use when impractical to install a fully synchronized clock system. Battery operated, (batteries not included).
M0430 | Recorder/ Player, Digital, Video, DVD | 1 | VV | Professional medical grade DVD video recorder/player. Approximately 5" high X 10" wide X 14" deep. Meets NTSC and PAL standards and employs MPEG2 video compression. Capable of high speed picture search, direct recording into available disc space and recording and playback on various DVD formats. Audio uses Dolby digital format. Convenience outlet required at point of use.
M0512 | Television, HDTV, Large Screen, 60" | 1 | VV | A high definition (HDTV) multimedia, slim design, 60"W to 65"W color television. The TV will have a 16.9 wide screen aspect ratio with full HD 1080p resolution and HDMI connections. TV may be LED, Plasma or LCD. TV will include a stand.
M1801 | Computer, Microprocessing, w/Flat Panel Monitor | 5 | VV | Desk top microprocessing computer. The unit shall consist of a central processing mini tower, flat panel monitor, keyboard, mouse and speakers. The system shall have the following minimum characteristics: a 2.8 GHz Pentium processor; 512 MB memory; 80GB hard drive; 32/48x CD-ROMDVD combo; 1.44MB network interface card; video 32 MB NVIDIA; a 18 inch flat panel monitor. The computer is used throughout the facility to input, manipulate and retrieve information.
M1825 | Printer, Computer | 1 | VV | High resolution computer printer with a variety of type styles and sheet/envelope feeder trays. Database information reflects network ready, medium duty office style laser printers. Other types of printers (bubble jet, dot matrix, line or plotter) as well as light or heavy use capabilities are available.
7 - RPT61 - Resident Assistive Technology Equipment Storage Room, Polytrauma | 7 - RPT61 - Resident Assistive Technology Equipment Storage Room, Polytrauma | 7 - RPT61 - Resident Assistive Technology Equipment Storage Room, Polytrauma | 7 - RPT61 - Resident Assistive Technology Equipment Storage Room, Polytrauma | 7 - RPT61 - Resident Assistive Technology Equipment Storage Room, Polytrauma
JSN | NAME | QTY | ACQ/INS | DESCRIPTION
M2055 | Shelving, Storage, Wire, CRS, w/Adjustable Shelves | 1 | VV | Stationary, wire, shelving unit. Unit has fully adjustable shelves constructed of stainless steel. For use in general purpose storage areas. Shelving is provided in various sizes and configurations. Price provided is for a unit approximately 74"H x 18"D x 48"W with four shelves.
12 - PRC RESIDENT CARE UNIT STAFF AND ADMINISTRATIVE AREA | 12 - PRC RESIDENT CARE UNIT STAFF AND ADMINISTRATIVE AREA | 12 - PRC RESIDENT CARE UNIT STAFF AND ADMINISTRATIVE AREA | 12 - PRC RESIDENT CARE UNIT STAFF AND ADMINISTRATIVE AREA | 12 - PRC RESIDENT CARE UNIT STAFF AND ADMINISTRATIVE AREA
1 - SS204 - Polytrauma Nurse Manager Office, Stff Sprt | 1 - SS204 - Polytrauma Nurse Manager Office, Stff Sprt | 1 - SS204 - Polytrauma Nurse Manager Office, Stff Sprt | 1 - SS204 - Polytrauma Nurse Manager Office, Stff Sprt | 1 - SS204 - Polytrauma Nurse Manager Office, Stff Sprt
JSN | NAME | QTY | ACQ/INS | DESCRIPTION
A1010 | Telecommunication Outlet | 2 | VV | Telecommunication outlet location.
A1015 | Telephone, Desk, Multiple Line | 1 | VV | Telephone, desk, multiple line.
A5145 | Hook, Garment, Double, SS, Surface Mounted | 1 | CC | A surface mounted, satin finish stainless steel, double garment hook. Equipped with a concealed mounting bracket that is secured to a concealed wall plate. For general purpose use throughout the facility to hang various items of apparel.
E0078 | Workstation, L-Shaped w/Peninsula, Free Std, 78x72 | 1 | VV | This section will provide a whole work station typical to quickly plan work areas in clinical or administrative spaces. There will be a price decrease if typical work stations are used with vertical hanging strips instead of panels. THIS TYPICAL INCLUDES: 4 standard solid panels; 2 panel connectors, 2-way corner; 1 panel-to-panel connector; 2 finished end hardware; 1 cantilevered work surface; 1 peninsula work surface; 2 lockable flipper units; 2 shelf, storage/display; 2 lights; 1 tack board, 48"W; 1 tool rail, 30"W; 1 paper tray; 1 diagonal tray; 1 adjustable keyboard tray; 1 mobile pedestal, box/file.
F0110 | Bookcase, 3 Shelf | 1 | VV | Freestanding open metal shelf book case, approximately 60" high X 36" wide X 18" deep with three (3) adjustable shelves and four (4) non-marking floor glides.
F0205 | Chair, Side With Arms | 2 | VV | Upholstered side chair, 32" high X 21" wide X 23" deep with arms, padded seats and padded backs. Seat height is a minimum of 17". Available with or without sled base.
F0275 | Chair, Swivel, High Back | 1 | VV | Highback contemporary swivel chair, 41" high X 23" wide X 23" deep with five (5) caster swivel base and arms. Chair may be used at desks or in conference rooms. Back and seat are foam padded and upholstered with either woven textile fabric or vinyl.
F0420 | Cabinet, Filing, Lateral, Half Height | 1 | VV | Half height two (2) or three (3) drawer lateral filing cabinet, 28" high X 42" wide X 18" deep with recessed handles, locking device and drawer label holders. Drawers are adaptable to either letter or legal size materials.
F2000 | Basket, Wastepaper, Fire Resistant | 1 | VV | Wastepaper basket, fire resistant, approximately 40 quart capacity. This unit is used to collect and temporarily store small quantities of paper refuse in patient rooms, administrative areas and nursing stations. Size and shape varies depending on the application and manufacturer selected.
F3200 | Clock, Battery, 12" Diameter | 1 | VV | Clock, 12" diameter. Round surface, easy to read numbers with sweep second hand. Wall mounted unit for use when impractical to install a fully synchronized clock system. Battery operated, (batteries not included).
M1801 | Computer, Microprocessing, w/Flat Panel Monitor | 1 | VV | Desk top microprocessing computer. The unit shall consist of a central processing mini tower, flat panel monitor, keyboard, mouse and speakers. The system shall have the following minimum characteristics: a 2.8 GHz Pentium processor; 512 MB memory; 80GB hard drive; 32/48x CD-ROMDVD combo; 1.44MB network interface card; video 32 MB NVIDIA; a 18 inch flat panel monitor. The computer is used throughout the facility to input, manipulate and retrieve information.
2 - SS203 - Polytrauma Psychiatrist Office, Stff Sprt | 2 - SS203 - Polytrauma Psychiatrist Office, Stff Sprt | 2 - SS203 - Polytrauma Psychiatrist Office, Stff Sprt | 2 - SS203 - Polytrauma Psychiatrist Office, Stff Sprt | 2 - SS203 - Polytrauma Psychiatrist Office, Stff Sprt
JSN | NAME | QTY | ACQ/INS | DESCRIPTION
A1010 | Telecommunication Outlet | 2 | VV | Telecommunication outlet location.
A1015 | Telephone, Desk, Multiple Line | 1 | VV | Telephone, desk, multiple line.
A5145 | Hook, Garment, Double, SS, Surface Mounted | 2 | CC | A surface mounted, satin finish stainless steel, double garment hook. Equipped with a concealed mounting bracket that is secured to a concealed wall plate. For general purpose use throughout the facility to hang various items of apparel.
E0078 | Workstation, L-Shaped w/Peninsula, Free Std, 78x72 | 1 | VV | This section will provide a whole work station typical to quickly plan work areas in clinical or administrative spaces. There will be a price decrease if typical work stations are used with vertical hanging strips instead of panels. THIS TYPICAL INCLUDES: 4 standard solid panels; 2 panel connectors, 2-way corner; 1 panel-to-panel connector; 2 finished end hardware; 1 cantilevered work surface; 1 peninsula work surface; 2 lockable flipper units; 2 shelf, storage/display; 2 lights; 1 tack board, 48"W; 1 tool rail, 30"W; 1 paper tray; 1 diagonal tray; 1 adjustable keyboard tray; 1 mobile pedestal, box/file.
F0110 | Bookcase, 3 Shelf | 1 | VV | Freestanding open metal shelf book case, approximately 60" high X 36" wide X 18" deep with three (3) adjustable shelves and four (4) non-marking floor glides.
F0205 | Chair, Side With Arms | 2 | VV | Upholstered side chair, 32" high X 21" wide X 23" deep with arms, padded seats and padded backs. Seat height is a minimum of 17". Available with or without sled base.
F0275 | Chair, Swivel, High Back | 1 | VV | Highback contemporary swivel chair, 41" high X 23" wide X 23" deep with five (5) caster swivel base and arms. Chair may be used at desks or in conference rooms. Back and seat are foam padded and upholstered with either woven textile fabric or vinyl.
F0420 | Cabinet, Filing, Lateral, Half Height | 1 | VV | Half height two (2) or three (3) drawer lateral filing cabinet, 28" high X 42" wide X 18" deep with recessed handles, locking device and drawer label holders. Drawers are adaptable to either letter or legal size materials.
F2000 | Basket, Wastepaper, Fire Resistant | 1 | VV | Wastepaper basket, fire resistant, approximately 40 quart capacity. This unit is used to collect and temporarily store small quantities of paper refuse in patient rooms, administrative areas and nursing stations. Size and shape varies depending on the application and manufacturer selected.
F3200 | Clock, Battery, 12" Diameter | 1 | VV | Clock, 12" diameter. Round surface, easy to read numbers with sweep second hand. Wall mounted unit for use when impractical to install a fully synchronized clock system. Battery operated, (batteries not included).
M1801 | Computer, Microprocessing, w/Flat Panel Monitor | 1 | VV | Desk top microprocessing computer. The unit shall consist of a central processing mini tower, flat panel monitor, keyboard, mouse and speakers. The system shall have the following minimum characteristics: a 2.8 GHz Pentium processor; 512 MB memory; 80GB hard drive; 32/48x CD-ROMDVD combo; 1.44MB network interface card; video 32 MB NVIDIA; a 18 inch flat panel monitor. The computer is used throughout the facility to input, manipulate and retrieve information.
3 - SS204 - Polytrauma Provider Office, Stff Sprt | 3 - SS204 - Polytrauma Provider Office, Stff Sprt | 3 - SS204 - Polytrauma Provider Office, Stff Sprt | 3 - SS204 - Polytrauma Provider Office, Stff Sprt | 3 - SS204 - Polytrauma Provider Office, Stff Sprt
JSN | NAME | QTY | ACQ/INS | DESCRIPTION
A1010 | Telecommunication Outlet | 2 | VV | Telecommunication outlet location.
A1015 | Telephone, Desk, Multiple Line | 1 | VV | Telephone, desk, multiple line.
A5145 | Hook, Garment, Double, SS, Surface Mounted | 1 | CC | A surface mounted, satin finish stainless steel, double garment hook. Equipped with a concealed mounting bracket that is secured to a concealed wall plate. For general purpose use throughout the facility to hang various items of apparel.
E0078 | Workstation, L-Shaped w/Peninsula, Free Std, 78x72 | 1 | VV | This section will provide a whole work station typical to quickly plan work areas in clinical or administrative spaces. There will be a price decrease if typical work stations are used with vertical hanging strips instead of panels. THIS TYPICAL INCLUDES: 4 standard solid panels; 2 panel connectors, 2-way corner; 1 panel-to-panel connector; 2 finished end hardware; 1 cantilevered work surface; 1 peninsula work surface; 2 lockable flipper units; 2 shelf, storage/display; 2 lights; 1 tack board, 48"W; 1 tool rail, 30"W; 1 paper tray; 1 diagonal tray; 1 adjustable keyboard tray; 1 mobile pedestal, box/file.
F0110 | Bookcase, 3 Shelf | 1 | VV | Freestanding open metal shelf book case, approximately 60" high X 36" wide X 18" deep with three (3) adjustable shelves and four (4) non-marking floor glides.
F0205 | Chair, Side With Arms | 2 | VV | Upholstered side chair, 32" high X 21" wide X 23" deep with arms, padded seats and padded backs. Seat height is a minimum of 17". Available with or without sled base.
F0275 | Chair, Swivel, High Back | 1 | VV | Highback contemporary swivel chair, 41" high X 23" wide X 23" deep with five (5) caster swivel base and arms. Chair may be used at desks or in conference rooms. Back and seat are foam padded and upholstered with either woven textile fabric or vinyl.
F0420 | Cabinet, Filing, Lateral, Half Height | 1 | VV | Half height two (2) or three (3) drawer lateral filing cabinet, 28" high X 42" wide X 18" deep with recessed handles, locking device and drawer label holders. Drawers are adaptable to either letter or legal size materials.
F2000 | Basket, Wastepaper, Fire Resistant | 1 | VV | Wastepaper basket, fire resistant, approximately 40 quart capacity. This unit is used to collect and temporarily store small quantities of paper refuse in patient rooms, administrative areas and nursing stations. Size and shape varies depending on the application and manufacturer selected.
F3200 | Clock, Battery, 12" Diameter | 1 | VV | Clock, 12" diameter. Round surface, easy to read numbers with sweep second hand. Wall mounted unit for use when impractical to install a fully synchronized clock system. Battery operated, (batteries not included).
M1801 | Computer, Microprocessing, w/Flat Panel Monitor | 1 | VV | Desk top microprocessing computer. The unit shall consist of a central processing mini tower, flat panel monitor, keyboard, mouse and speakers. The system shall have the following minimum characteristics: a 2.8 GHz Pentium processor; 512 MB memory; 80GB hard drive; 32/48x CD-ROMDVD combo; 1.44MB network interface card; video 32 MB NVIDIA; a 18 inch flat panel monitor. The computer is used throughout the facility to input, manipulate and retrieve information.
4 - SS204 - Polytrauma Speech-Language Pathologist Office, Stff Sprt | 4 - SS204 - Polytrauma Speech-Language Pathologist Office, Stff Sprt | 4 - SS204 - Polytrauma Speech-Language Pathologist Office, Stff Sprt | 4 - SS204 - Polytrauma Speech-Language Pathologist Office, Stff Sprt | 4 - SS204 - Polytrauma Speech-Language Pathologist Office, Stff Sprt
JSN | NAME | QTY | ACQ/INS | DESCRIPTION
A1010 | Telecommunication Outlet | 2 | VV | Telecommunication outlet location.
A1015 | Telephone, Desk, Multiple Line | 1 | VV | Telephone, desk, multiple line.
A5145 | Hook, Garment, Double, SS, Surface Mounted | 1 | CC | A surface mounted, satin finish stainless steel, double garment hook. Equipped with a concealed mounting bracket that is secured to a concealed wall plate. For general purpose use throughout the facility to hang various items of apparel.
E0078 | Workstation, L-Shaped w/Peninsula, Free Std, 78x72 | 1 | VV | This section will provide a whole work station typical to quickly plan work areas in clinical or administrative spaces. There will be a price decrease if typical work stations are used with vertical hanging strips instead of panels. THIS TYPICAL INCLUDES: 4 standard solid panels; 2 panel connectors, 2-way corner; 1 panel-to-panel connector; 2 finished end hardware; 1 cantilevered work surface; 1 peninsula work surface; 2 lockable flipper units; 2 shelf, storage/display; 2 lights; 1 tack board, 48"W; 1 tool rail, 30"W; 1 paper tray; 1 diagonal tray; 1 adjustable keyboard tray; 1 mobile pedestal, box/file.
F0110 | Bookcase, 3 Shelf | 1 | VV | Freestanding open metal shelf book case, approximately 60" high X 36" wide X 18" deep with three (3) adjustable shelves and four (4) non-marking floor glides.
F0205 | Chair, Side With Arms | 2 | VV | Upholstered side chair, 32" high X 21" wide X 23" deep with arms, padded seats and padded backs. Seat height is a minimum of 17". Available with or without sled base.
F0275 | Chair, Swivel, High Back | 1 | VV | Highback contemporary swivel chair, 41" high X 23" wide X 23" deep with five (5) caster swivel base and arms. Chair may be used at desks or in conference rooms. Back and seat are foam padded and upholstered with either woven textile fabric or vinyl.
F0420 | Cabinet, Filing, Lateral, Half Height | 1 | VV | Half height two (2) or three (3) drawer lateral filing cabinet, 28" high X 42" wide X 18" deep with recessed handles, locking device and drawer label holders. Drawers are adaptable to either letter or legal size materials.
F2000 | Basket, Wastepaper, Fire Resistant | 1 | VV | Wastepaper basket, fire resistant, approximately 40 quart capacity. This unit is used to collect and temporarily store small quantities of paper refuse in patient rooms, administrative areas and nursing stations. Size and shape varies depending on the application and manufacturer selected.
F3200 | Clock, Battery, 12" Diameter | 1 | VV | Clock, 12" diameter. Round surface, easy to read numbers with sweep second hand. Wall mounted unit for use when impractical to install a fully synchronized clock system. Battery operated, (batteries not included).
M1801 | Computer, Microprocessing, w/Flat Panel Monitor | 1 | VV | Desk top microprocessing computer. The unit shall consist of a central processing mini tower, flat panel monitor, keyboard, mouse and speakers. The system shall have the following minimum characteristics: a 2.8 GHz Pentium processor; 512 MB memory; 80GB hard drive; 32/48x CD-ROMDVD combo; 1.44MB network interface card; video 32 MB NVIDIA; a 18 inch flat panel monitor. The computer is used throughout the facility to input, manipulate and retrieve information.
5 - SS101 - Polytrauma Staff Conference Room, Educ Svc | 5 - SS101 - Polytrauma Staff Conference Room, Educ Svc | 5 - SS101 - Polytrauma Staff Conference Room, Educ Svc | 5 - SS101 - Polytrauma Staff Conference Room, Educ Svc | 5 - SS101 - Polytrauma Staff Conference Room, Educ Svc
JSN | NAME | QTY | ACQ/INS | DESCRIPTION
A1010 | Telecommunication Outlet | 1 | VV | Telecommunication outlet location.
A5212 | Bracket, Television, Wall-Mounted, Tilt/Angle | 1 | VV | A wall mounted, tilt/angled TV bracket for 37" to 80" TVs. Mount will be a universal and VESA compliant unit with a load capacity of up to 130 lbs.
A5220 | Bracket, Television, Wall Backing | 1 | CC | Wall mounted television bracket backing which provides additional support and strength for the installation of the television bracket. Option available for interior or exterior plate and sized for 12” 16” or 24” stud spacing.
A6046 | Artwork, Decorative, With Frame | 1 | VV | This JSN is to be used for determining and defining location of decorative artwork.
F0220 | Chair, Conference | 10 | VV | Conference chair designed to complement the executive furniture package selected. Foam rubber cushioned seats and backs covered with either woven fabric or vinyl. Base with 5 (five) swivel casters.
F0765 | Table, Folding / Nesting | 2 | VV | Folding table intended for a variety of uses. Designed with a flip top that allows tables to store nested to minimize needed storage space. Available in multiple laminate finish colors/patterns, bases, surface shapes (description and pricing based on a rectangle shape) and edge finish, . Available with leveling glides or casters (2 locking, 2 non-locking).
F2000 | Basket, Wastepaper, Fire Resistant | 1 | VV | Wastepaper basket, fire resistant, approximately 40 quart capacity. This unit is used to collect and temporarily store small quantities of paper refuse in patient rooms, administrative areas and nursing stations. Size and shape varies depending on the application and manufacturer selected.
F3200 | Clock, Battery, 12" Diameter | 1 | VV | Clock, 12" diameter. Round surface, easy to read numbers with sweep second hand. Wall mounted unit for use when impractical to install a fully synchronized clock system. Battery operated, (batteries not included).
M0512 | Television, HDTV, Large Screen, 60" | 1 | VV | A high definition (HDTV) multimedia, slim design, 60"W to 65"W color television. The TV will have a 16.9 wide screen aspect ratio with full HD 1080p resolution and HDMI connections. TV may be LED, Plasma or LCD. TV will include a stand.
6 - SS262 - Polytrauma Staff Breakroom, Stff Sprt | 6 - SS262 - Polytrauma Staff Breakroom, Stff Sprt | 6 - SS262 - Polytrauma Staff Breakroom, Stff Sprt | 6 - SS262 - Polytrauma Staff Breakroom, Stff Sprt | 6 - SS262 - Polytrauma Staff Breakroom, Stff Sprt
JSN | NAME | QTY | ACQ/INS | DESCRIPTION
A1010 | Telecommunication Outlet | 1 | VV | Telecommunication outlet location.
A1012 | Telephone, Wall Mounted, 1 Line | 1 | VV | Telephone, wall mounted, 1 line.
A1080 | Mirror, Posture, Wall Mounted | 1 | CC | Wall mounted posture mirror. Consists of a 1/4" plate glass in a sturdy corrosion resistant frame with water proof back. For educational and therapy programs.
A5075 | Dispenser, Soap, Disposable | 1 | VV | Disposable soap dispenser. One-handed dispensing operation. Designed to accommodate disposable soap cartridge and valve.
A5080 | Dispenser, Paper Towel, SS, Surface Mounted | 1 | CC | A surface mounted, satin finish stainless steel, single-fold, paper towel dispenser. Dispenser features: tumbler lock; front hinged at bottom; and refill indicator slot. Minimum capacity 400 single-fold paper towels. For general purpose use throughout the facility.
A5145 | Hook, Garment, Double, SS, Surface Mounted | 1 | CC | A surface mounted, satin finish stainless steel, double garment hook. Equipped with a concealed mounting bracket that is secured to a concealed wall plate. For general purpose use throughout the facility to hang various items of apparel.
A5210 | Bracket, Television, Wall Mounted, w/Adjust Arm | 1 | VV | Wall mounted television bracket with adjustable arm. Consists of movable arm with minimum 120 degree swivel. Designed for holding wall mounted, flat panel television units in patient rooms.
A5220 | Bracket, Television, Wall Backing | 1 | CC | Wall mounted television bracket backing which provides additional support and strength for the installation of the television bracket. Option available for interior or exterior plate and sized for 12” 16” or 24” stud spacing.
C02C0 | Cabinet, U/C/B, 1 Shelf, 1 Drawer, 1 DO, 36x24x22 | 1 | CC | Standing height under counter base cabinet with an adjustable shelf and a full width drawer above a solid right or left-hinged door (appropriate door hinge configuration to be indicated on equipment elevation drawings). Also referred to as a combination cabinet or a drawer and cupboard cabinet. For general purpose use throughout the facility.
C02D0 | Cabinet, U/C/B, 4 Drawer, 36x24x22 | 1 | CC | Standing height under counter base cabinet with four full width drawers of equal height. Also referred to as a drawer cabinet. For general purpose use throughout the facility.
C04P0 | Cabinet, Sink, U/C/B, 2 Door, 36x36x22 | 1 | CC | Standing height under counter base sink cabinet with solid hinged doors. Also referred to as a double-door sink cabinet. For general purpose use throughout the facility where a sink is to be used. Coordinate actual clear cabinet dimension with the actual outside dimension of sink that is specified to ensure that they are compatible.
CB020 | Cabinet, W/H, 2 Shelf, 1 DO, Sloping Top, 38x24x13 | 2 | CC | Wall hung cabinet with two adjustable shelves, solid right or left-hinged door (appropriate door hinge configuration to be indicated on equipment elevation drawings), and sloping top. Also referred to as a solid hinged single door case. For general purpose use throughout the facility.
CS010 | Sink, SS, Single Compartment, 7.5x12x12 ID | 1 | CC | Single compartment stainless steel sink, drop-in, self-rimming, ledge-type, connected with a drain and provided with a mixing faucet. It shall also be provided with pre-punched fixture holes on 4" center, integral back ledge to accommodate deck-mounted fixtures, brushed/polished interior and top surfaces, and sound deadened. Recommended for use in suspended or U/C/B sink cabinets having a high plastic laminate or Chemsurf laminate countertop/work surface. For general purpose use throughout the facility.
CT020 | Countertop, Solid Surface | 7 | CC | A solid, nonporous countertop with a smooth seamless appearance. Easy to clean and maintain and with proper cleaning does not support the growth of mold. An acrylic-based solid surface product. Standard thickness of 1", and a 4" butt backsplash/curb. Also referred to as a work surface or work top. Available in a choice of colors and depths. Used in lab and other hospital areas requiring optimum physical and chemical resisting properties.
F0225 | Chair, Dining Room | 4 | VV | Dining room chair with glides. Chair has straight legs with cushioned cloth or vinyl seat.
F0795 | Table, Dining | 1 | VV | Dining table. Round 42" diameter or square 42" X 42". Used in dining facilities and can comfortably seat up to four (4) persons.
F2015 | Basket, Wastepaper, Metal/Plastic,2 Swinging Doors | 1 | VV | Metal receptacle for soiled / used towels or waste. Equipped with a removable tapered top with two independently operating self-closing, spring hinged doors. Used in public facilities for the collection and temporary storage of refuse.
F3065 | Whiteboard/Bulletin Board, Combination | 1 | VV | A combination whiteboard and bulletin board, half LCS and half cork. Available with either aluminum or wood frame. It can be used in patient rooms or in any appropriate space in the facility.
F3200 | Clock, Battery, 12" Diameter | 1 | VV | Clock, 12" diameter. Round surface, easy to read numbers with sweep second hand. Wall mounted unit for use when impractical to install a fully synchronized clock system. Battery operated, (batteries not included).
K1552 | Brewer, Coffee, Auto, Elect, 3 Burner, Front/Back | 1 | VV | Space saving front to back automatic coffee maker. This unit includes a heating tank, connection for a cold water supply, decanter service with three burners, funnel and a water flow controller. The unit is used for semi-automatic coffee brewing in cafeterias and commercial institutions. The unit automatically shuts off the water flow when enough has passed through to fill the pot. The unit is normally provided plumbed with a hot water faucet to the side for making other hot drinks (tea, cider, cocoa, etc.). The database height dimension does not include the clearance for coffee decanters warming on the upper burners.
K4665 | Oven, Microwave, Consumer | 1 | VV | Counter mounted microwave oven for average duty use. The exterior cabinet can be metal or heavy duty impact resistant plastic. The oven delivers instant energy for rapid heating, defrosting or prime cooking. The oven has touch pad controls, digital timer, power level selector and preprogrammed selectors for commonly cooked items. This oven is commonly found in staff lounges.
M0515 | Television, HD, 40" Class | 1 | VV | High definition (HDTV) multimedia flat panel LED 40" class display television. The TV will have a 16:9 wide screen aspect ratio, minimum of 1920 x 1080 display resolution, digital tuner, minimum refresh rate of 60Hz, minimum of two HDMI ports and 1 USB port ENERGY STAR certified.
R7250 | Refrigerator/Freezer, 20 Cubic Feet | 1 | VV | Refrigerator/freezer unit. This type unit includes a food saver system that helps keep food fresher. It also includes roll out wheels and is equipped for an optional automatic icemaker. This unit is of commercial or residential design and use.
7 - SS282 - Polytrauma Staff Locker Room, Stff Sprt | 7 - SS282 - Polytrauma Staff Locker Room, Stff Sprt | 7 - SS282 - Polytrauma Staff Locker Room, Stff Sprt | 7 - SS282 - Polytrauma Staff Locker Room, Stff Sprt | 7 - SS282 - Polytrauma Staff Locker Room, Stff Sprt
JSN | NAME | QTY | ACQ/INS | DESCRIPTION
A1010 | Telecommunication Outlet | 1 | VV | Telecommunication outlet location.
A1012 | Telephone, Wall Mounted, 1 Line | 1 | VV | Telephone, wall mounted, 1 line.
A1030 | Locker, 2 Person, Over/Under | 8 | VV | Two person locker, double tier, 72Hx12Wx18D. This unit includes hooks for coats and hats. Door equipped with safety guard handles. Designed for storage of coats, hats, and other personal belongings. Other width and depths are available.
A1080 | Mirror, Posture, Wall Mounted | 1 | CC | Wall mounted posture mirror. Consists of a 1/4" plate glass in a sturdy corrosion resistant frame with water proof back. For educational and therapy programs.
A5020 | Bench, Locker Room, Floor Mounted | 1 | CC | Locker room bench. Floor mounting -1-1/4" thick. Benches are sanded smooth with two coats of moisture-resistant sealer to ensure a protective, satin gloss surface, and mounted on strong steel pedestal anchored to the floor. Over all height of 18" includes pedestal. Size as required.
F2000 | Basket, Wastepaper, Fire Resistant | 1 | VV | Wastepaper basket, fire resistant, approximately 40 quart capacity. This unit is used to collect and temporarily store small quantities of paper refuse in patient rooms, administrative areas and nursing stations. Size and shape varies depending on the application and manufacturer selected.
F3200 | Clock, Battery, 12" Diameter | 1 | VV | Clock, 12" diameter. Round surface, easy to read numbers with sweep second hand. Wall mounted unit for use when impractical to install a fully synchronized clock system. Battery operated, (batteries not included).
8 - SB202 - Polytrauma Female Staff Toilet, Bldg Sprt | 8 - SB202 - Polytrauma Female Staff Toilet, Bldg Sprt | 8 - SB202 - Polytrauma Female Staff Toilet, Bldg Sprt | 8 - SB202 - Polytrauma Female Staff Toilet, Bldg Sprt | 8 - SB202 - Polytrauma Female Staff Toilet, Bldg Sprt
JSN | NAME | QTY | ACQ/INS | DESCRIPTION
A1067 | Mirror, Float Glass, ADA Accessible | 1 | CC | A high quality 1/4" polished float glass mirror with a stainless steel frame. Frame holds mirror in a tilted position for accessibility and compliance with ADA requirements. Mirror has a galvanized steel back secured to frame with concealed screws with integral horizontal hanging brackets. Mirror shall be approximately 18" wide and 36" high. Other sizes are available.
A4995 | Table, Diaper Changing, Wall Mounted | 1 | CC | Wall mounted diaper changing table for use in public restrooms. Unit is a fold down system that folds upward when not in use for minimal intrusion into the room. Changing surface is contoured and has safety belt to insure that an infant will not fall from the table. Table is designed to hold no less than 250 pounds static weight. Closed dimensions are approximately 21" H x 36" W x 5" D. Open dimensions vary according to style. One system's open dimensions are 15 " high, 32" wide and 19" deep.
A5075 | Dispenser, Soap, Disposable | 1 | VV | Disposable soap dispenser. One-handed dispensing operation. Designed to accommodate disposable soap cartridge and valve.
A5082 | Dispenser, Paper Towel, Sensor, Hands Free | 1 | CC | A surface mounted, sensor activated, automatic, roll paper towel dispenser. The unit dispenses a paper towel automatically only when hands are place in position below the dispenser for maximum sanitation and hygiene. May include adjustable settings for sheet length, time delay, and sensor range. Unit is battery operated or with optional AC power adapter.
A5090 | Disposal, Sanitary Napkin, SS, Surface Mounted | 1 | CC | A surface mounted, satin finish stainless steel, sanitary napkin disposal. Disposal features a flip-up cover, secured to the container by a heavy duty stainless steel piano-hinge. Disposal may be secured to wall or toilet partition. For general purpose use in female toilet stalls or rooms and uni-sex toilet rooms.
A5109 | Grab Bar, 1-1/4" Dia., SS, 2 Wall, W/C Accessible | 1 | CC | A 1-1/4" diameter, satin finish stainless steel, peened gripping surface, 2 wall toilet stall/ room, grab bar with concealed mounting flanges. Snap over flanges are provided to conceal mounting screws. A selection of mounting kits and concealed anchor devices are available from the manufacturers for different types of installations. Grab bar shall comply with barrier-free accessibility guidelines for structural strength. For typical water closet applications in toilet stalls and rooms where ADA (American's With Disabilities Act) requirements must be met.
A5145 | Hook, Garment, Double, SS, Surface Mounted | 1 | CC | A surface mounted, satin finish stainless steel, double garment hook. Equipped with a concealed mounting bracket that is secured to a concealed wall plate. For general purpose use throughout the facility to hang various items of apparel.
A5200 | Dispenser, Toilet Tissue, SS, 2-Roll, Surface Mntd | 1 | CC | A concealed surface mounted, double roll, satin finish stainless steel, toilet tissue dispenser. Unit accommodates two standard-core toilet tissue rolls through 5" in diameter. Spindles are chrome plated plastic with a heavy-duty internal spring and turn freely for non-controlled delivery. For general purpose use in restrooms.
CT025 | Countertop, Solid Surface with Sink Combination | 1 | CC | A solid, nonporous countertop approximately 36"W x 22"D with a undercounter sink combination. The countertop is an acrylic-based solid surface product with a standard thickness of 1", and a 4" butt backsplash/curb. Surfaces will be easy to clean and maintain. Also referred to as a work surface or work top with sink. Available in a choice of colors, depths and sink shapes. Used for various applications in patient rooms, restrooms and throughout the facility. Usually a part of a casework interior design program. Unit does not include the drain and faucet.
F2015 | Basket, Wastepaper, Metal/Plastic,2 Swinging Doors | 1 | VV | Metal receptacle for soiled / used towels or waste. Equipped with a removable tapered top with two independently operating self-closing, spring hinged doors. Used in public facilities for the collection and temporary storage of refuse.
P9050 | Toilet, Wall Hung, Siphon Jet | 1 | CC | Siphon jet water closet/ toilet. This unit is wall hung with an elongated bowl, top spud flushometer, seat with open front and check hinge, and carrier. Used in restrooms throughout the health care facility.
9 - SB203 - Polytrauma Male Staff Toilet, Bldg Sprt | 9 - SB203 - Polytrauma Male Staff Toilet, Bldg Sprt | 9 - SB203 - Polytrauma Male Staff Toilet, Bldg Sprt | 9 - SB203 - Polytrauma Male Staff Toilet, Bldg Sprt | 9 - SB203 - Polytrauma Male Staff Toilet, Bldg Sprt
JSN | NAME | QTY | ACQ/INS | DESCRIPTION
A1067 | Mirror, Float Glass, ADA Accessible | 1 | CC | A high quality 1/4" polished float glass mirror with a stainless steel frame. Frame holds mirror in a tilted position for accessibility and compliance with ADA requirements. Mirror has a galvanized steel back secured to frame with concealed screws with integral horizontal hanging brackets. Mirror shall be approximately 18" wide and 36" high. Other sizes are available.
A4995 | Table, Diaper Changing, Wall Mounted | 1 | CC | Wall mounted diaper changing table for use in public restrooms. Unit is a fold down system that folds upward when not in use for minimal intrusion into the room. Changing surface is contoured and has safety belt to insure that an infant will not fall from the table. Table is designed to hold no less than 250 pounds static weight. Closed dimensions are approximately 21" H x 36" W x 5" D. Open dimensions vary according to style. One system's open dimensions are 15 " high, 32" wide and 19" deep.
A5075 | Dispenser, Soap, Disposable | 1 | VV | Disposable soap dispenser. One-handed dispensing operation. Designed to accommodate disposable soap cartridge and valve.
A5082 | Dispenser, Paper Towel, Sensor, Hands Free | 1 | CC | A surface mounted, sensor activated, automatic, roll paper towel dispenser. The unit dispenses a paper towel automatically only when hands are place in position below the dispenser for maximum sanitation and hygiene. May include adjustable settings for sheet length, time delay, and sensor range. Unit is battery operated or with optional AC power adapter.
A5109 | Grab Bar, 1-1/4" Dia., SS, 2 Wall, W/C Accessible | 1 | CC | A 1-1/4" diameter, satin finish stainless steel, peened gripping surface, 2 wall toilet stall/ room, grab bar with concealed mounting flanges. Snap over flanges are provided to conceal mounting screws. A selection of mounting kits and concealed anchor devices are available from the manufacturers for different types of installations. Grab bar shall comply with barrier-free accessibility guidelines for structural strength. For typical water closet applications in toilet stalls and rooms where ADA (American's With Disabilities Act) requirements must be met.
A5145 | Hook, Garment, Double, SS, Surface Mounted | 1 | CC | A surface mounted, satin finish stainless steel, double garment hook. Equipped with a concealed mounting bracket that is secured to a concealed wall plate. For general purpose use throughout the facility to hang various items of apparel.
A5200 | Dispenser, Toilet Tissue, SS, 2-Roll, Surface Mntd | 1 | CC | A concealed surface mounted, double roll, satin finish stainless steel, toilet tissue dispenser. Unit accommodates two standard-core toilet tissue rolls through 5" in diameter. Spindles are chrome plated plastic with a heavy-duty internal spring and turn freely for non-controlled delivery. For general purpose use in restrooms.
CT025 | Countertop, Solid Surface with Sink Combination | 1 | CC | A solid, nonporous countertop approximately 36"W x 22"D with a undercounter sink combination. The countertop is an acrylic-based solid surface product with a standard thickness of 1", and a 4" butt backsplash/curb. Surfaces will be easy to clean and maintain. Also referred to as a work surface or work top with sink. Available in a choice of colors, depths and sink shapes. Used for various applications in patient rooms, restrooms and throughout the facility. Usually a part of a casework interior design program. Unit does not include the drain and faucet.
F2015 | Basket, Wastepaper, Metal/Plastic,2 Swinging Doors | 1 | VV | Metal receptacle for soiled / used towels or waste. Equipped with a removable tapered top with two independently operating self-closing, spring hinged doors. Used in public facilities for the collection and temporary storage of refuse.
P9050 | Toilet, Wall Hung, Siphon Jet | 1 | CC | Siphon jet water closet/ toilet. This unit is wall hung with an elongated bowl, top spud flushometer, seat with open front and check hinge, and carrier. Used in restrooms throughout the health care facility.
13 - OUTPATIENT UNIT RECEPTION AREA | 13 - OUTPATIENT UNIT RECEPTION AREA | 13 - OUTPATIENT UNIT RECEPTION AREA | 13 - OUTPATIENT UNIT RECEPTION AREA | 13 - OUTPATIENT UNIT RECEPTION AREA
1 - SC183 - Polytrauma OP Reception, Clncl Sprt | 1 - SC183 - Polytrauma OP Reception, Clncl Sprt | 1 - SC183 - Polytrauma OP Reception, Clncl Sprt | 1 - SC183 - Polytrauma OP Reception, Clncl Sprt | 1 - SC183 - Polytrauma OP Reception, Clncl Sprt
JSN | NAME | QTY | ACQ/INS | DESCRIPTION
A1015 | Telephone, Desk, Multiple Line | 1 | VV | Telephone, desk, multiple line.
A6105 | Counter, Reception Control, Built-In | 1 | CC | Counter, control, inpatient, built-in. Consists of two 18” wide base cabinets with two drawers and file drawer, two 30” wide pencil drawers and two 18” wide base cabinet with four drawers. The countertop shall be a composition of wood particle core with plastic laminate surface having a hard smooth surface finish, standard thickness of 1” and a 4” butt backsplash/curb. Pricing based on a 30" depth.
F0275 | Chair, Swivel, High Back | 1 | VV | Highback contemporary swivel chair, 41" high X 23" wide X 23" deep with five (5) caster swivel base and arms. Chair may be used at desks or in conference rooms. Back and seat are foam padded and upholstered with either woven textile fabric or vinyl.
F2000 | Basket, Wastepaper, Fire Resistant | 1 | VV | Wastepaper basket, fire resistant, approximately 40 quart capacity. This unit is used to collect and temporarily store small quantities of paper refuse in patient rooms, administrative areas and nursing stations. Size and shape varies depending on the application and manufacturer selected.
M1801 | Computer, Microprocessing, w/Flat Panel Monitor | 1 | VV | Desk top microprocessing computer. The unit shall consist of a central processing mini tower, flat panel monitor, keyboard, mouse and speakers. The system shall have the following minimum characteristics: a 2.8 GHz Pentium processor; 512 MB memory; 80GB hard drive; 32/48x CD-ROMDVD combo; 1.44MB network interface card; video 32 MB NVIDIA; a 18 inch flat panel monitor. The computer is used throughout the facility to input, manipulate and retrieve information.
2 - SC165 - Polytrauma OP Patient Check-in Kiosk, Clncl Sprt | 2 - SC165 - Polytrauma OP Patient Check-in Kiosk, Clncl Sprt | 2 - SC165 - Polytrauma OP Patient Check-in Kiosk, Clncl Sprt | 2 - SC165 - Polytrauma OP Patient Check-in Kiosk, Clncl Sprt | 2 - SC165 - Polytrauma OP Patient Check-in Kiosk, Clncl Sprt
JSN | NAME | QTY | ACQ/INS | DESCRIPTION
M1890 | Kiosk, Educational, Stand-Up | 1 | VV | A free standing Kiosk providing educational information for patients. The kiosk will, as a minimum, include a computer, an LCD display of approximately 19" with a touch screen, keyboard with track ball, speakers, printer, card reader, bar code scanner and housed in a durable steel enclosure. The unit will contain all necessary software packages to satisfy a wide spectrum of information distribution. Final configuration of kiosk will be determined at time of purchase.
3 - SB003 - Polytrauma OP Waiting, Bldg Sprt | 3 - SB003 - Polytrauma OP Waiting, Bldg Sprt | 3 - SB003 - Polytrauma OP Waiting, Bldg Sprt | 3 - SB003 - Polytrauma OP Waiting, Bldg Sprt | 3 - SB003 - Polytrauma OP Waiting, Bldg Sprt
JSN | NAME | QTY | ACQ/INS | DESCRIPTION
A5077 | Dispenser, Hand Sanitizer, Hands-Free | 1 | VV | A touch free wall-mounted hand sanitizer dispenser. For use throughout a healthcare facility. Unit does not include the sanitizing liquid. Units are battery operated.
A6046 | Artwork, Decorative, With Frame | 1 | VV | This JSN is to be used for determining and defining location of decorative artwork.
F0206 | Chair, Side, Bariatric, With Arms | 1 | VV | A bariatric side chair with arms for use in a waiting room, lobby or other patient area. Chair will have a padded seat and back and have a capacity of 800 pounds.
F0305 | Chair, Waiting Room, Single | 1 | VV | Single seat waiting room chair with foam padded seat and back. Upholstered with either woven fabric textile or vinyl. Arms and floor glides included.
F2000 | Basket, Wastepaper, Fire Resistant | 1 | VV | Wastepaper basket, fire resistant, approximately 40 quart capacity. This unit is used to collect and temporarily store small quantities of paper refuse in patient rooms, administrative areas and nursing stations. Size and shape varies depending on the application and manufacturer selected.
F2300 | Rack, Magazine, Wall Mounted | 1 | VV | Wall mounted magazine rack with nine (9) magazine holding compartments.
F3200 | Clock, Battery, 12" Diameter | 1 | VV | Clock, 12" diameter. Round surface, easy to read numbers with sweep second hand. Wall mounted unit for use when impractical to install a fully synchronized clock system. Battery operated, (batteries not included).
4 - SB051 - Polytrauma OP Family Waiting, Bldg Sprt | 4 - SB051 - Polytrauma OP Family Waiting, Bldg Sprt | 4 - SB051 - Polytrauma OP Family Waiting, Bldg Sprt | 4 - SB051 - Polytrauma OP Family Waiting, Bldg Sprt | 4 - SB051 - Polytrauma OP Family Waiting, Bldg Sprt
JSN | NAME | QTY | ACQ/INS | DESCRIPTION
A5077 | Dispenser, Hand Sanitizer, Hands-Free | 1 | VV | A touch free wall-mounted hand sanitizer dispenser. For use throughout a healthcare facility. Unit does not include the sanitizing liquid. Units are battery operated.
F0250 | Chair, Arm, Lounge Type | 1 | VV | Lounge chair approximately 33" high X 28" wide X 29" deep, with arms and floor glides. Chair completely padded and upholstered in either woven textile fabric or vinyl.
F0375 | Sofa, Upholstered | 1 | VV | Executive sofa with woven fabric textile or vinyl upholstery, foam padded arms, steel spring and foam rubber backs and seats, and floor glides.
F2000 | Basket, Wastepaper, Fire Resistant | 2 | VV | Wastepaper basket, fire resistant, approximately 40 quart capacity. This unit is used to collect and temporarily store small quantities of paper refuse in patient rooms, administrative areas and nursing stations. Size and shape varies depending on the application and manufacturer selected.
F3200 | Clock, Battery, 12" Diameter | 1 | VV | Clock, 12" diameter. Round surface, easy to read numbers with sweep second hand. Wall mounted unit for use when impractical to install a fully synchronized clock system. Battery operated, (batteries not included).
5 - OPT01 - OP Dayroom, Polytrauma | 5 - OPT01 - OP Dayroom, Polytrauma | 5 - OPT01 - OP Dayroom, Polytrauma | 5 - OPT01 - OP Dayroom, Polytrauma | 5 - OPT01 - OP Dayroom, Polytrauma
JSN | NAME | QTY | ACQ/INS | DESCRIPTION
A1010 | Telecommunication Outlet | 2 | VV | Telecommunication outlet location.
A1012 | Telephone, Wall Mounted, 1 Line | 1 | VV | Telephone, wall mounted, 1 line.
A5185 | Track, Drapery, Ceil/Wall Mntd, Sngl Channel Cord | 1 | VV | Ceiling or wall mounted single channel cord drapery track. Adjustable with mounted brackets and slides. Dimensions and shape as required. Unit consists of a thick extruded aluminum track. Equipped with self-lubricating carriers, beaded drop chain, hooks, removable end caps, and curtain. Designed to be suspended around patient areas where privacy is needed. Price listed is per foot of the track, curtains to be priced per quote.
A5210 | Bracket, Television, Wall Mounted, w/Adjust Arm | 1 | VV | Wall mounted television bracket with adjustable arm. Consists of movable arm with minimum 120 degree swivel. Designed for holding wall mounted, flat panel television units in patient rooms.
A5220 | Bracket, Television, Wall Backing | 1 | CC | Wall mounted television bracket backing which provides additional support and strength for the installation of the television bracket. Option available for interior or exterior plate and sized for 12” 16” or 24” stud spacing.
A6046 | Artwork, Decorative, With Frame | 2 | VV | This JSN is to be used for determining and defining location of decorative artwork.
A6305 | Drapes, Pair | 1 | VV | This JSN is to be used for determining and defining the location of drapes. Fabric to be flame retardant, variable colors and patterns with backing. Price based on a pair of drapes for a window approximately 36" W X 60" H.
F0115 | Bookcase, Open, 5 Shelf | 1 | VV | Freestanding open shelf bookcase, approximately 82" high X 37" wide X 18" deep with 5 (five) adjustable shelves. Unit can be separate or part of a system with available add-on shelving.
F0205 | Chair, Side With Arms | 1 | VV | Upholstered side chair, 32" high X 21" wide X 23" deep with arms, padded seats and padded backs. Seat height is a minimum of 17". Available with or without sled base.
F0210 | Chair, Side, Without Arms | 1 | VV | Upholstered side chair approximately 32" high X 19" wide X 23" deep with floor glides. Seat is non-tilting and without arms.
F0225 | Chair, Dining Room | 4 | VV | Dining room chair with glides. Chair has straight legs with cushioned cloth or vinyl seat.
F0255 | Chair, Easy | 4 | VV | Easy chair approximately 35" high X 28" wide X 32" deep with arms and floor glides. Arms, back and seat are foam padded and upholstered in woven textile fabric or vinyl.
F0280 | Chair, Swivel, Low Back | 1 | VV | Low back contemporary swivel chair, 37" high X 25" wide X 31" deep with a five (5) caster swivel base, arms and foam padded seat and back upholstered with either woven textile fabric or vinyl.
F0375 | Sofa, Upholstered | 1 | VV | Executive sofa with woven fabric textile or vinyl upholstery, foam padded arms, steel spring and foam rubber backs and seats, and floor glides.
F0735 | Table, Coffee | 1 | VV | Coffee table, approximately 18" high X 52" wide X 24" deep.
F0740 | Table, Occasional, Lamp | 2 | VV | Occasional lamp table (end table) approximately 20" high X 27" wide X 27" deep with choice of finishes (wood, oak veneer, or high pressure laminate).
F0795 | Table, Dining | 1 | VV | Dining table. Round 42" diameter or square 42" X 42". Used in dining facilities and can comfortably seat up to four (4) persons.
F0820 | Table, Office, Round | 1 | VV | Round office table, approximately 29" high X 42" diameter.
F2000 | Basket, Wastepaper, Fire Resistant | 1 | VV | Wastepaper basket, fire resistant, approximately 40 quart capacity. This unit is used to collect and temporarily store small quantities of paper refuse in patient rooms, administrative areas and nursing stations. Size and shape varies depending on the application and manufacturer selected.
F2305 | Rack, Magazine, F/S | 1 | VV | Free standing magazine rack. Used to display publications in offices, lobbies, and waiting areas.
F2420 | Lamp, Table, With Shade | 2 | VV | Table lamp, 27-34" high X 6" wide X 6" deep with linen shade. Convenience outlet required at point of use.
F3010 | Board, Bulletin, 48 x 48 | 1 | VV | Open face bulletin board. Cork posting panel with moisture proof backing. Variety of frames to choose from. Used for posting notes and messages.
F3200 | Clock, Battery, 12" Diameter | 1 | VV | Clock, 12" diameter. Round surface, easy to read numbers with sweep second hand. Wall mounted unit for use when impractical to install a fully synchronized clock system. Battery operated, (batteries not included).
M0510 | TV/DVD Combination | 1 | VV | TV/DVD Combination with Remote Control, The unit shall have the following minimum features: Front end audio/video/earphone inputs jacks, on screen menu display, HDTV and digital tuning capability, and video tracking adjustment capability.
M0515 | Television, HD, 40" Class | 1 | VV | High definition (HDTV) multimedia flat panel LED 40" class display television. The TV will have a 16:9 wide screen aspect ratio, minimum of 1920 x 1080 display resolution, digital tuner, minimum refresh rate of 60Hz, minimum of two HDMI ports and 1 USB port ENERGY STAR certified.
6 - SB163 - Polytrauma OP Bariatric Patient Toilet, Bldg Sprt | 6 - SB163 - Polytrauma OP Bariatric Patient Toilet, Bldg Sprt | 6 - SB163 - Polytrauma OP Bariatric Patient Toilet, Bldg Sprt | 6 - SB163 - Polytrauma OP Bariatric Patient Toilet, Bldg Sprt | 6 - SB163 - Polytrauma OP Bariatric Patient Toilet, Bldg Sprt
JSN | NAME | QTY | ACQ/INS | DESCRIPTION
A1067 | Mirror, Float Glass, ADA Accessible | 1 | CC | A high quality 1/4" polished float glass mirror with a stainless steel frame. Frame holds mirror in a tilted position for accessibility and compliance with ADA requirements. Mirror has a galvanized steel back secured to frame with concealed screws with integral horizontal hanging brackets. Mirror shall be approximately 18" wide and 36" high. Other sizes are available.
A5075 | Dispenser, Soap, Disposable | 1 | VV | Disposable soap dispenser. One-handed dispensing operation. Designed to accommodate disposable soap cartridge and valve.
A5082 | Dispenser, Paper Towel, Sensor, Hands Free | 1 | CC | A surface mounted, sensor activated, automatic, roll paper towel dispenser. The unit dispenses a paper towel automatically only when hands are place in position below the dispenser for maximum sanitation and hygiene. May include adjustable settings for sheet length, time delay, and sensor range. Unit is battery operated or with optional AC power adapter.
A5090 | Disposal, Sanitary Napkin, SS, Surface Mounted | 1 | CC | A surface mounted, satin finish stainless steel, sanitary napkin disposal. Disposal features a flip-up cover, secured to the container by a heavy duty stainless steel piano-hinge. Disposal may be secured to wall or toilet partition. For general purpose use in female toilet stalls or rooms and uni-sex toilet rooms.
A5109 | Grab Bar, 1-1/4" Dia., SS, 2 Wall, W/C Accessible | 2 | CC | A 1-1/4" diameter, satin finish stainless steel, peened gripping surface, 2 wall toilet stall/ room, grab bar with concealed mounting flanges. Snap over flanges are provided to conceal mounting screws. A selection of mounting kits and concealed anchor devices are available from the manufacturers for different types of installations. Grab bar shall comply with barrier-free accessibility guidelines for structural strength. For typical water closet applications in toilet stalls and rooms where ADA (American's With Disabilities Act) requirements must be met.
A5145 | Hook, Garment, Double, SS, Surface Mounted | 1 | CC | A surface mounted, satin finish stainless steel, double garment hook. Equipped with a concealed mounting bracket that is secured to a concealed wall plate. For general purpose use throughout the facility to hang various items of apparel.
A5200 | Dispenser, Toilet Tissue, SS, 2-Roll, Surface Mntd | 1 | CC | A concealed surface mounted, double roll, satin finish stainless steel, toilet tissue dispenser. Unit accommodates two standard-core toilet tissue rolls through 5" in diameter. Spindles are chrome plated plastic with a heavy-duty internal spring and turn freely for non-controlled delivery. For general purpose use in restrooms.
F2010 | Basket, Wastepaper, Step-On | 1 | VV | "Step-on" wastepaper basket with inner liner and foot petal activated flip top.
P3005 | Lavatory, Vitreous China, Bariatric | 1 | CC | A floor mounted bariatric lavatory with a capability to withstand a static downward pressure of 1,000 lbs. at the front of the sink. Lavatory will have a gooseneck faucet with wrist blade handles. Lavatory will be ADA compliant.
P9056 | Toilet, Floor Mounted, Bariatric | 1 | CC | A floor mounted, flush valve toilet with an elongated front and a load capacity of 1,000 pounds. The toilet with be vitreous china with a 1.28 or 1.6 Gpf low water consumption rate with a rear outlet. See manufacturer's literature for recommended flush valves and toilet seats.
14 - OUTPATIENT UNIT PATIENT AREA | 14 - OUTPATIENT UNIT PATIENT AREA | 14 - OUTPATIENT UNIT PATIENT AREA | 14 - OUTPATIENT UNIT PATIENT AREA | 14 - OUTPATIENT UNIT PATIENT AREA
1 - OPT11 - OP Exam Room, Polytrauma | 1 - OPT11 - OP Exam Room, Polytrauma | 1 - OPT11 - OP Exam Room, Polytrauma | 1 - OPT11 - OP Exam Room, Polytrauma | 1 - OPT11 - OP Exam Room, Polytrauma
JSN | NAME | QTY | ACQ/INS | DESCRIPTION
A1010 | Telecommunication Outlet | 2 | VV | Telecommunication outlet location.
A1066 | Mirror, Float Glass, With SS Frame | 1 | CC | A high quality 1/4" polished float glass mirror 36X18, framed in a one-piece, bright polished, stainless steel channel frame with 90° mitered corners. All edges of the mirror are protected by absorbing filler strips. Mirror has a galvanized steel back with integral horizontal hanging brackets and wall hanger for concealed mounting. For mounting above single wall mounted lavatories located in toilet areas, Doctors examination offices, etc. May also be used above double lavatories, either wall or countertop mounted, found in restroom areas.
A1132 | Rail, Accessory Mounting, Length As Required | 1 | VC | Horizontal equipment mounting rail with lock mounting devices capable of; supporting up to 75 pounds each, being repositioned, and mounting and dismounting of equipment without the use of tools (special tools may be required to unlock adapter that was previously locked to the rail). The rail must be capable of supporting medical equipment and accessories normally found in exam or patient rooms. The rail system must be capable of mounting and dismounting equipment without leaving or creating new holes in the finished surface of the wall. The rail system utilizes a series of mounting plates and adapters specific to the device being mounted to the rail. The plate and adapter rail mounting kit must be specified to match the equipment being mounted to the equipment rail.
A5075 | Dispenser, Soap, Disposable | 1 | VV | Disposable soap dispenser. One-handed dispensing operation. Designed to accommodate disposable soap cartridge and valve.
A5077 | Dispenser, Hand Sanitizer, Hands-Free | 1 | VV | A touch free wall-mounted hand sanitizer dispenser. For use throughout a healthcare facility. Unit does not include the sanitizing liquid. Units are battery operated.
A5080 | Dispenser, Paper Towel, SS, Surface Mounted | 1 | CC | A surface mounted, satin finish stainless steel, single-fold, paper towel dispenser. Dispenser features: tumbler lock; front hinged at bottom; and refill indicator slot. Minimum capacity 400 single-fold paper towels. For general purpose use throughout the facility.
A5107 | Dispenser, Glove, Surgical/Examination, Wall Mntd | 1 | VV | Examination three (Small Medium, Large) glove dispenser box for wall mounting. Fabricated of either cold rolled steel with a white baked enamel finish, plastic or acrylic. Hardware not included, Option 3 powder coated steel.
A5108 | Waste Disposal Unit, Sharps | 1 | VV | A container for collecting and transporting syringes and other sharps for decontamination and disposal. Available in 2 gallon and 8 gallon with locking rotor. Complies with OSHA regulations for handling sharps.
A5145 | Hook, Garment, Double, SS, Surface Mounted | 2 | CC | A surface mounted, satin finish stainless steel, double garment hook. Equipped with a concealed mounting bracket that is secured to a concealed wall plate. For general purpose use throughout the facility to hang various items of apparel.
A5180 | Track, Cubicle, Surface Mounted, With Curtain | 10 | VV | Surface mounted cubicle track, with curtain. Track constructed of thick extruded aluminum. Equipped with self lubricating carriers, beaded drop chain hooks, and flame resistant curtain. To include removable end caps. Designed to be suspended around patient areas where privacy is needed. Price listed is per foot of the track, curtains to be priced per quote.
CT025 | Countertop, Solid Surface with Sink Combination | 1 | CC | A solid, nonporous countertop approximately 36"W x 22"D with a undercounter sink combination. The countertop is an acrylic-based solid surface product with a standard thickness of 1", and a 4" butt backsplash/curb. Surfaces will be easy to clean and maintain. Also referred to as a work surface or work top with sink. Available in a choice of colors, depths and sink shapes. Used for various applications in patient rooms, restrooms and throughout the facility. Usually a part of a casework interior design program. Unit does not include the drain and faucet.
E0948 | Cart, General Storage, Mobile, 42"H x 32"W x 22"D | 1 | VV | THIS TYPICAL INCLUDES: 1 Cart Body, Style-A Narrow, w/Raised Edge Top 2 Drawers, 3" H 4 Drawers, 6" H 1 Accessory Rail, Side Drawer Organizer Bins
F0205 | Chair, Side With Arms | 1 | VV | Upholstered side chair, 32" high X 21" wide X 23" deep with arms, padded seats and padded backs. Seat height is a minimum of 17". Available with or without sled base.
F0340 | Stool, Self Adjusting | 1 | VV | Self adjusting stool. Consists of a foam padded upholstered seat with attached foot rest for added comfort. Mounted on swivel casters. Designed for doctor's use during examinations.
F0355 | Footstool, Straight | 1 | VV | Step stool. Used to assist patients getting on and off exam or surgical tables. Fitted with electrically conductive rubber tips.
F2000 | Basket, Wastepaper, Fire Resistant | 1 | VV | Wastepaper basket, fire resistant, approximately 40 quart capacity. This unit is used to collect and temporarily store small quantities of paper refuse in patient rooms, administrative areas and nursing stations. Size and shape varies depending on the application and manufacturer selected.
F3050 | Whiteboard, Dry Erase | 1 | VV | Whiteboard unit, approximately 36" H x 48" W consisting of a white porcelain enamel writing surface with an attached chalk tray. Magnetic surface available. Image can be easily removed with a standard chalkboard eraser. For use with water color pens. Unit is ready to hang.
F3200 | Clock, Battery, 12" Diameter | 1 | VV | Clock, 12" diameter. Round surface, easy to read numbers with sweep second hand. Wall mounted unit for use when impractical to install a fully synchronized clock system. Battery operated, (batteries not included).
M1620 | Holder, Chart, Patient, Wall or Door Mounted | 1 | VV | Wall or door mounted patient chart holder. Constructed of durable plastic or metal. Used for holding patient records. Size as required.
M1801 | Computer, Microprocessing, w/Flat Panel Monitor | 1 | VV | Desk top microprocessing computer. The unit shall consist of a central processing mini tower, flat panel monitor, keyboard, mouse and speakers. The system shall have the following minimum characteristics: a 2.8 GHz Pentium processor; 512 MB memory; 80GB hard drive; 32/48x CD-ROMDVD combo; 1.44MB network interface card; video 32 MB NVIDIA; a 18 inch flat panel monitor. The computer is used throughout the facility to input, manipulate and retrieve information.
M1802 | Work Station, Computer, Retractable, Wall Mounted | 1 | VV | A wall mounted retractable work station. Work station is used as a computer station in treatment rooms, exam rooms and areas where physical space in limited.
M3072 | Frame, Infectious Waste Bag w/Lid | 1 | VV | Frame for an infectious waste collection bag. Made of heavy tubular stainless steel with heavy gauge welded steel platform. Adjust to hold 18" or 25" trash bags. Mounted on ball bearing casters and includes permanently mounted hinged lid. Provides means of bagging infectious waste at point of waste generation.
M4100 | Sphygmomanometer, Aneroid, Wall Mounted | 1 | VV | Aneroid sphygmomanometer. Unit is wall mounted and has large graphic dial display for easy reading from all angles. It has a 90 degree (angle) swivel and 10 degree (angle) forward tilt to reduce glare. Unit accuracy is within 1% of reading. Sturdy impact-resistant construction.
M4200 | Otoscope/Ophthalmoscope, Wall Mounted | 1 | VV | Wall mounted otoscope and ophthalmoscope. Includes 6 foot line cord and plug and accepts and includes two handles. Contains head turn-on/turn-off, built-in speculum tray and 8 foot coiled cords. Unit is designed for use in patient exam rooms.
M7401 | Light, Exam, Mobile, Spotlight, Mobile Stand | 1 | VV | The exam light shall be a mobile floor unit. The light will be a halogen bulb or LED that can produce a continuous and homogeneous spot of light adjustable from 5 to 9 inches in diameter from a set distance. The light intensity shall be a minimum of 750 foot-candles at a distance of 16 inches and have a color temperature of 3,200 degrees Kelvin. The unit will consist of an arm or sleeve of approximately 45 inches in length to allow for easy arm rotation and arm movement up and down. The unit shall be mounted on a caster base for easy movement.,
M9066 | Table, Examination, Treatment, Electro/Hydraulic | 1 | VV | Electro-hydraulic examination treatment table. Unit consists of a stainless steel base with an Electro-hydraulic system with foot controls. It includes vacuum formed vinyl contoured top, padded arm rest, adjustable knee rest, stainless steel drainage pan and built-in paper roll retainer/cutter. Designed for general use in treatment rooms for minor surgical procedures.
3 - OPT14 - OP Chiropractic Exam Room, Polytrauma | 3 - OPT14 - OP Chiropractic Exam Room, Polytrauma | 3 - OPT14 - OP Chiropractic Exam Room, Polytrauma | 3 - OPT14 - OP Chiropractic Exam Room, Polytrauma | 3 - OPT14 - OP Chiropractic Exam Room, Polytrauma
JSN | NAME | QTY | ACQ/INS | DESCRIPTION
A1010 | Telecommunication Outlet | 1 | VV | Telecommunication outlet location.
A1014 | Telephone, Wall Mounted, 1 Line, With Speaker | 1 | VV | Telephone, wall mounted, 1 line, with speaker.
A1066 | Mirror, Float Glass, With SS Frame | 1 | CC | A high quality 1/4" polished float glass mirror 36X18, framed in a one-piece, bright polished, stainless steel channel frame with 90° mitered corners. All edges of the mirror are protected by absorbing filler strips. Mirror has a galvanized steel back with integral horizontal hanging brackets and wall hanger for concealed mounting. For mounting above single wall mounted lavatories located in toilet areas, Doctors examination offices, etc. May also be used above double lavatories, either wall or countertop mounted, found in restroom areas.
A1132 | Rail, Accessory Mounting, Length As Required | 1 | VC | Horizontal equipment mounting rail with lock mounting devices capable of; supporting up to 75 pounds each, being repositioned, and mounting and dismounting of equipment without the use of tools (special tools may be required to unlock adapter that was previously locked to the rail). The rail must be capable of supporting medical equipment and accessories normally found in exam or patient rooms. The rail system must be capable of mounting and dismounting equipment without leaving or creating new holes in the finished surface of the wall. The rail system utilizes a series of mounting plates and adapters specific to the device being mounted to the rail. The plate and adapter rail mounting kit must be specified to match the equipment being mounted to the equipment rail.
A5075 | Dispenser, Soap, Disposable | 1 | VV | Disposable soap dispenser. One-handed dispensing operation. Designed to accommodate disposable soap cartridge and valve.
A5077 | Dispenser, Hand Sanitizer, Hands-Free | 1 | VV | A touch free wall-mounted hand sanitizer dispenser. For use throughout a healthcare facility. Unit does not include the sanitizing liquid. Units are battery operated.
A5080 | Dispenser, Paper Towel, SS, Surface Mounted | 1 | CC | A surface mounted, satin finish stainless steel, single-fold, paper towel dispenser. Dispenser features: tumbler lock; front hinged at bottom; and refill indicator slot. Minimum capacity 400 single-fold paper towels. For general purpose use throughout the facility.
A5107 | Dispenser, Glove, Surgical/Examination, Wall Mntd | 1 | VV | Examination three (Small Medium, Large) glove dispenser box for wall mounting. Fabricated of either cold rolled steel with a white baked enamel finish, plastic or acrylic. Hardware not included, Option 3 powder coated steel.
A5108 | Waste Disposal Unit, Sharps | 1 | VV | A container for collecting and transporting syringes and other sharps for decontamination and disposal. Available in 2 gallon and 8 gallon with locking rotor. Complies with OSHA regulations for handling sharps.
A5145 | Hook, Garment, Double, SS, Surface Mounted | 2 | CC | A surface mounted, satin finish stainless steel, double garment hook. Equipped with a concealed mounting bracket that is secured to a concealed wall plate. For general purpose use throughout the facility to hang various items of apparel.
A5180 | Track, Cubicle, Surface Mounted, With Curtain | 10 | VV | Surface mounted cubicle track, with curtain. Track constructed of thick extruded aluminum. Equipped with self lubricating carriers, beaded drop chain hooks, and flame resistant curtain. To include removable end caps. Designed to be suspended around patient areas where privacy is needed. Price listed is per foot of the track, curtains to be priced per quote.
CD030 | Cabinet, W/H, 2 Shelf, 2 DO, Sloping Top, 38x30x13 | 1 | CC | Wall hung steel cabinet with two adjustable shelves, solid hinged doors, and sloping top. Also referred to as a solid hinged double door wall case. For general purpose use throughout the facility.
CT020 | Countertop, Solid Surface | 1 | CC | A solid, nonporous countertop with a smooth seamless appearance. Easy to clean and maintain and with proper cleaning does not support the growth of mold. An acrylic-based solid surface product. Standard thickness of 1", and a 4" butt backsplash/curb. Also referred to as a work surface or work top. Available in a choice of colors and depths. Used in lab and other hospital areas requiring optimum physical and chemical resisting properties.
E0117 | Workstation, Straight, Free Standing, 48" W | 1 | VV | This JSN provides a typical work station to quickly plan work areas in clinical or administrative spaces. THIS TYPICAL INCLUDES: 2 standard solid panels; 1 panel connector, 2-way corner; 2 finished end hardware kits; 1 cantilevered work surface; 1 lockable flipper unit; 1 light; 1 tack board; 1 tool rail; 1 diagonal tray; 1 adjustable keyboard tray; 1 mobile pedestal, box/file; 1 support panel.
E0948 | Cart, General Storage, Mobile, 42"H x 32"W x 22"D | 1 | VV | THIS TYPICAL INCLUDES: 1 Cart Body, Style-A Narrow, w/Raised Edge Top 2 Drawers, 3" H 4 Drawers, 6" H 1 Accessory Rail, Side Drawer Organizer Bins
F0205 | Chair, Side With Arms | 1 | VV | Upholstered side chair, 32" high X 21" wide X 23" deep with arms, padded seats and padded backs. Seat height is a minimum of 17". Available with or without sled base.
F0340 | Stool, Self Adjusting | 1 | VV | Self adjusting stool. Consists of a foam padded upholstered seat with attached foot rest for added comfort. Mounted on swivel casters. Designed for doctor's use during examinations.
F0355 | Footstool, Straight | 1 | VV | Step stool. Used to assist patients getting on and off exam or surgical tables. Fitted with electrically conductive rubber tips.
F2000 | Basket, Wastepaper, Fire Resistant | 1 | VV | Wastepaper basket, fire resistant, approximately 40 quart capacity. This unit is used to collect and temporarily store small quantities of paper refuse in patient rooms, administrative areas and nursing stations. Size and shape varies depending on the application and manufacturer selected.
F3050 | Whiteboard, Dry Erase | 1 | VV | Whiteboard unit, approximately 36" H x 48" W consisting of a white porcelain enamel writing surface with an attached chalk tray. Magnetic surface available. Image can be easily removed with a standard chalkboard eraser. For use with water color pens. Unit is ready to hang.
M1620 | Holder, Chart, Patient, Wall or Door Mounted | 1 | VV | Wall or door mounted patient chart holder. Constructed of durable plastic or metal. Used for holding patient records. Size as required.
M1801 | Computer, Microprocessing, w/Flat Panel Monitor | 1 | VV | Desk top microprocessing computer. The unit shall consist of a central processing mini tower, flat panel monitor, keyboard, mouse and speakers. The system shall have the following minimum characteristics: a 2.8 GHz Pentium processor; 512 MB memory; 80GB hard drive; 32/48x CD-ROMDVD combo; 1.44MB network interface card; video 32 MB NVIDIA; a 18 inch flat panel monitor. The computer is used throughout the facility to input, manipulate and retrieve information.
M3070 | Hamper, Linen, Mobile, w/Lid | 1 | VV | Mobile linen hamper with hand or foot operated lid. Made of heavy tubular stainless steel with heavy gauge welded steel platform. Holds 25" hamper bags. Mounted on ball bearing casters. For linen transport in hospitals and clinics.
M3072 | Frame, Infectious Waste Bag w/Lid | 1 | VV | Frame for an infectious waste collection bag. Made of heavy tubular stainless steel with heavy gauge welded steel platform. Adjust to hold 18" or 25" trash bags. Mounted on ball bearing casters and includes permanently mounted hinged lid. Provides means of bagging infectious waste at point of waste generation.
M8174 | Ultrasound/Neuromuscular Stimulation Combo Unit | 1 | VV | Ultrasound unit in combination with a neuromuscular stimulator; unit can deliver both types of treatments simultaneously or individually. The ultrasound unit operates at one or more frequencies. The electrotherapy portion of the instrument can operate at set voltages or continuously variable across a range. Depending on the ultrasound frequency and electrotherapy voltage, the clinician selects one of several treatment unit heads. Some models feature microprocessor controls, data collection, data correlation and data downloading for analysis over time.
M8315 | Table, Traction, Physical Therapy | 1 | VV | Physical therapy traction table. Upholstered table top with a removable non-friction rolling lumbar section for smooth efficient traction. Mounting board is height adjustable. Some tables include traction units. Used in physical therapy during traction treatments.
5 - OPT15 - OP Procedure Room, Polytrauma | 5 - OPT15 - OP Procedure Room, Polytrauma | 5 - OPT15 - OP Procedure Room, Polytrauma | 5 - OPT15 - OP Procedure Room, Polytrauma | 5 - OPT15 - OP Procedure Room, Polytrauma
JSN | NAME | QTY | ACQ/INS | DESCRIPTION
A5075 | Dispenser, Soap, Disposable | 1 | VV | Disposable soap dispenser. One-handed dispensing operation. Designed to accommodate disposable soap cartridge and valve.
A5077 | Dispenser, Hand Sanitizer, Hands-Free | 1 | VV | A touch free wall-mounted hand sanitizer dispenser. For use throughout a healthcare facility. Unit does not include the sanitizing liquid. Units are battery operated.
A5080 | Dispenser, Paper Towel, SS, Surface Mounted | 1 | CC | A surface mounted, satin finish stainless steel, single-fold, paper towel dispenser. Dispenser features: tumbler lock; front hinged at bottom; and refill indicator slot. Minimum capacity 400 single-fold paper towels. For general purpose use throughout the facility.
A5107 | Dispenser, Glove, Surgical/Examination, Wall Mntd | 1 | VV | Examination three (Small Medium, Large) glove dispenser box for wall mounting. Fabricated of either cold rolled steel with a white baked enamel finish, plastic or acrylic. Hardware not included, Option 3 powder coated steel.
A5108 | Waste Disposal Unit, Sharps | 1 | VV | A container for collecting and transporting syringes and other sharps for decontamination and disposal. Available in 2 gallon and 8 gallon with locking rotor. Complies with OSHA regulations for handling sharps.
A5180 | Track, Cubicle, Surface Mounted, With Curtain | 1 | VV | Surface mounted cubicle track, with curtain. Track constructed of thick extruded aluminum. Equipped with self lubricating carriers, beaded drop chain hooks, and flame resistant curtain. To include removable end caps. Designed to be suspended around patient areas where privacy is needed. Price listed is per foot of the track, curtains to be priced per quote.
E0945 | Cart, Computer, Mobile | 1 | VV | A mobile computer cart for use throughout the facility. The cart dimensions will be approximately 45" H x 30" W x 22" D with casters. May include drawers and miscellaneous other accessories that will be determined at time of purchase. This Typical may include: 1 Cart Body, w/Computer Support, Style-A Narrow, w/Raised Edge Top 1 Flip-Up Shelf 1 Sharps Container Holder 1 Wastebasket 1 Chart Holder 2 Drawers, 3"H 2 Drawers, 6"H 3 Accessory Rail, Side Drawer Organizer Bins
E0957 | Cart, Medication, Mobile, 42"H x 32"W x 22"D | 1 | VV | THIS TYPICAL INCLUDES: 1 cart body, style-A narrow, w/raised edge top; 1 lock bar; 2 accessory rails, side; 1 wastebasket; 1 sharps container holder; 1 flip-up shelf; 1 flashlight holder; 1 wall lock; 2 drawers, 3"H; 1 locked drawer, 6"H w/locked lid; 3 8-bin cassette assembly and drawer organizer bins.
E0963 | Cart, General Storage, Mobile | 1 | VV | Mobile General Storage Cart, approximately 72"H x 23"W x 22"D. THIS TYPICAL INCLUDES: 1 Locker Storage Container on Wheels, w/Solid Door 3 Tray/Shelves 2 Drawers, 3"H 4 Drawers, 6"H 1 Tray/Shelf Divider Drawer Organizer Bins
F0340 | Stool, Self Adjusting | 1 | VV | Self adjusting stool. Consists of a foam padded upholstered seat with attached foot rest for added comfort. Mounted on swivel casters. Designed for doctor's use during examinations.
F2017 | Waste Receptacle, 24 GAL | 1 | VV | Rectangular steel waste receptacle with step-on lid and 24 gallon capacity. The receptacle is used to collect and temporarily store small quantities of paper refuse. Can be used in restrooms, patient areas, laboratories, pharmacies, etc.
F3200 | Clock, Battery, 12" Diameter | 1 | VV | Clock, 12" diameter. Round surface, easy to read numbers with sweep second hand. Wall mounted unit for use when impractical to install a fully synchronized clock system. Battery operated, (batteries not included).
M3070 | Hamper, Linen, Mobile, w/Lid | 1 | VV | Mobile linen hamper with hand or foot operated lid. Made of heavy tubular stainless steel with heavy gauge welded steel platform. Holds 25" hamper bags. Mounted on ball bearing casters. For linen transport in hospitals and clinics.
M3072 | Frame, Infectious Waste Bag w/Lid | 1 | VV | Frame for an infectious waste collection bag. Made of heavy tubular stainless steel with heavy gauge welded steel platform. Adjust to hold 18" or 25" trash bags. Mounted on ball bearing casters and includes permanently mounted hinged lid. Provides means of bagging infectious waste at point of waste generation.
M3190 | Generator, RF Cardiac Ablation | 1 | VV | An electrosurgical radiofrequency (RF) generator supplying RF energy for the partial or complete coagulation and ablation of soft tissue. Uses a variety of RF ablation catheters and electrosurgical devices. Intuitive display panel facilitates ease-of-use.
M4116 | Monitor, Vital Signs | 1 | VV | Electronic sphygmomanometer. LCD displays non-invasive blood pressure, pulse rate and temperature. Used in hospitals and clinics. Includes an optional mobile stand.
M4255 | Stand, IV, Adjustable | 1 | VV | Adjustable IV stand with 4-hook arrangement. Stand has stainless steel construction with heavy weight base. It adjusts from 66 inches to 100 inches and is mounted on conductive rubber, ball bearing, swivel casters. Stand is used for administering intravenous solutions.
M7401 | Light, Exam, Mobile, Spotlight, Mobile Stand | 1 | VV | The exam light shall be a mobile floor unit. The light will be a halogen bulb or LED that can produce a continuous and homogeneous spot of light adjustable from 5 to 9 inches in diameter from a set distance. The light intensity shall be a minimum of 750 foot-candles at a distance of 16 inches and have a color temperature of 3,200 degrees Kelvin. The unit will consist of an arm or sleeve of approximately 45 inches in length to allow for easy arm rotation and arm movement up and down. The unit shall be mounted on a caster base for easy movement.,
M8810 | Stand, Mayo | 1 | VV | Adjustable instrument table. Table is corrosion resistant stainless steel construction and is mounted on two casters with two skid rails. It has telescopic upright adjusts from 39 inches to 60 inches with automatic locking device, and removable 13"x19" instrument tray. Designed for use in operating and procedure rooms.
P3100 | Lavatory, Vitreous China, Slab Type | 1 | CC | Wall mounted, slab type, vitreous china, lavatory (approximate bowl size 7"x15"x10") with: faucet holes on 4" centers; gooseneck spout; wrist blade handles; and grid strainer. It shall be suitable for use in clinics, offices, washrooms or patient care area.
X2100 | Scanner, Ultrasound, General Purpose | 1 | VV | High definition, diagnostic ultrasound system for Radiology, Cardiology, Vascular, ob-gyn, Perinatology, and Surgical imaging applications. The unit employs curved, phased and linear array imaging technology. The system supports colorflow, pulse and continuous wave imaging modalities. On board software measurement packages available for all imaging applications. The system is DICOM 3.0 compatible, for easy linkage to filmless image management systems and review stations. In addition, a full line of probes and conventional recording devices are available.
X3145 | Screen, X-Ray, Protective, Mobile | 1 | VV | Mobile X-ray protective screen/barrier. The X-ray barrier provides optically-clear visibility while shielding medical personnel from scatter radiation. Its large clear Pb lead-plastic or acrylic window offers 0.5 mm lead-equivalent protection to the user's head and upper body. The unit is used for effective radiation protection of department personnel during vascular or other procedures. This unit can fit any application with its mobility. Adjustable screens are also available.
X3150 | Rack, Apron/Gloves, Wall Mounted | 1 | CC | Apron and gloves rack. This is a wall unit which holds aprons and gloves. The body is heavy gauge steel finish in gray or green baked enamel, glove and apron holding arms are aluminum. The unit's convenient on wall storage will prolong the useful life of your protection aprons by helping prevent damage to internal components.
X4890 | Rad/Fluoro Unit, Digital, Mobile, C-Arm | 1 | VV | This system is a high quality radiographic/fluoroscopic mobile digital C-arm for use in orthopedics, general surgery, urology, vascular, neurosurgery, neurovascular and cardiovascular procedures. This units characteristics and components include a high frequency x-ray generator with single or dual focus x-ray tube unit, 9” or 12” multi-field image intensifier, dual 16” monitors, real time digital imaging and last image hold capabilities. The system shall be DICOM 3.0 or latest version, compatible, for easy linkage to filmless image management systems and review stations.
6 - OPT16 - OP Group Room, Polytrauma | 6 - OPT16 - OP Group Room, Polytrauma | 6 - OPT16 - OP Group Room, Polytrauma | 6 - OPT16 - OP Group Room, Polytrauma | 6 - OPT16 - OP Group Room, Polytrauma
JSN | NAME | QTY | ACQ/INS | DESCRIPTION
A1010 | Telecommunication Outlet | 4 | VV | Telecommunication outlet location.
A1011 | Telephone, Desk, 1 Line | 1 | VV | Telephone, desk, 1 line.
A5145 | Hook, Garment, Double, SS, Surface Mounted | 2 | CC | A surface mounted, satin finish stainless steel, double garment hook. Equipped with a concealed mounting bracket that is secured to a concealed wall plate. For general purpose use throughout the facility to hang various items of apparel.
A5212 | Bracket, Television, Wall-Mounted, Tilt/Angle | 2 | VV | A wall mounted, tilt/angled TV bracket for 37" to 80" TVs. Mount will be a universal and VESA compliant unit with a load capacity of up to 130 lbs.
A6046 | Artwork, Decorative, With Frame | 2 | VV | This JSN is to be used for determining and defining location of decorative artwork.
F0220 | Chair, Conference | 10 | VV | Conference chair designed to complement the executive furniture package selected. Foam rubber cushioned seats and backs covered with either woven fabric or vinyl. Base with 5 (five) swivel casters.
F0295 | Chair, Stacking | 8 | VV | Stacking chair, approximately 34" H X 21" W X 24" D. May be stacked up to 20 high depending upon the model selected. These chairs are intended primarily as overflow capacity for conference rooms.
F0600 | Credenza, Executive, Wood | 1 | VV | Executive credenza with two (2) box drawers, two (2) file drawers, a center closed storage area with adjustable shelf and floor glides.
F0690 | Workstation, Computer, Enclosed, With Lock | 1 | VV | Computer operator workstation ,approximately 58" high X 36" wide X 25" deep. A fully enclosed workstation for a computer, monitor, printer and supplies. Cabinet has two lockable doors.
F0755 | Table, Conference, Wood | 2 | VV | Executive conference table. Dimensions are approximately 30" high, 48" wide with lengths varying from 74" to 96". These tables add traditional elegance to any conference room.
F2005 | Basket, Wastepaper, Executive, Wood | 1 | VV | Executive wastepaper basket, approximately 15" high X 13" wide X 13" deep.
F3200 | Clock, Battery, 12" Diameter | 1 | VV | Clock, 12" diameter. Round surface, easy to read numbers with sweep second hand. Wall mounted unit for use when impractical to install a fully synchronized clock system. Battery operated, (batteries not included).
M0507 | Video Teleconferencing System | 1 | VV | Shall be a video conferencing unit consisting of a camera, microphone, video/audio compression components, a component cart and a 32 inch monitor. It shall provide live audio-visual conferencing capabilities to dispersed geographic sites.
M0512 | Television, HDTV, Large Screen, 60" | 2 | VV | A high definition (HDTV) multimedia, slim design, 60"W to 65"W color television. The TV will have a 16.9 wide screen aspect ratio with full HD 1080p resolution and HDMI connections. TV may be LED, Plasma or LCD. TV will include a stand.
M1801 | Computer, Microprocessing, w/Flat Panel Monitor | 1 | VV | Desk top microprocessing computer. The unit shall consist of a central processing mini tower, flat panel monitor, keyboard, mouse and speakers. The system shall have the following minimum characteristics: a 2.8 GHz Pentium processor; 512 MB memory; 80GB hard drive; 32/48x CD-ROMDVD combo; 1.44MB network interface card; video 32 MB NVIDIA; a 18 inch flat panel monitor. The computer is used throughout the facility to input, manipulate and retrieve information.
M1875 | Board, Copy, Electronic Facsimile | 1 | VV | Electronic facsimile copy board for use in conference rooms and classrooms. Available in a variety of sizes. Unit scans writing surface and makes a paper copy of the board's contents. The user can make multiple copies of a single scanning. Single sided version, single copy version, and office size boards are options. May have a PC interface option. Database pricing reflects a mobile two-panel copy-board with a minimum 33" x 66" writing surface. Depth dimension refers to depth at the caster level of the supporting frame.
7 - OPT17 - OP Telehealth Room, Polytrauma | 7 - OPT17 - OP Telehealth Room, Polytrauma | 7 - OPT17 - OP Telehealth Room, Polytrauma | 7 - OPT17 - OP Telehealth Room, Polytrauma | 7 - OPT17 - OP Telehealth Room, Polytrauma
JSN | NAME | QTY | ACQ/INS | DESCRIPTION
A1010 | Telecommunication Outlet | 1 | VV | Telecommunication outlet location.
A1012 | Telephone, Wall Mounted, 1 Line | 1 | VV | Telephone, wall mounted, 1 line.
A1132 | Rail, Accessory Mounting, Length As Required | 1 | VC | Horizontal equipment mounting rail with lock mounting devices capable of; supporting up to 75 pounds each, being repositioned, and mounting and dismounting of equipment without the use of tools (special tools may be required to unlock adapter that was previously locked to the rail). The rail must be capable of supporting medical equipment and accessories normally found in exam or patient rooms. The rail system must be capable of mounting and dismounting equipment without leaving or creating new holes in the finished surface of the wall. The rail system utilizes a series of mounting plates and adapters specific to the device being mounted to the rail. The plate and adapter rail mounting kit must be specified to match the equipment being mounted to the equipment rail.
A5075 | Dispenser, Soap, Disposable | 1 | VV | Disposable soap dispenser. One-handed dispensing operation. Designed to accommodate disposable soap cartridge and valve.
A5077 | Dispenser, Hand Sanitizer, Hands-Free | 1 | VV | A touch free wall-mounted hand sanitizer dispenser. For use throughout a healthcare facility. Unit does not include the sanitizing liquid. Units are battery operated.
A5080 | Dispenser, Paper Towel, SS, Surface Mounted | 1 | CC | A surface mounted, satin finish stainless steel, single-fold, paper towel dispenser. Dispenser features: tumbler lock; front hinged at bottom; and refill indicator slot. Minimum capacity 400 single-fold paper towels. For general purpose use throughout the facility.
A5107 | Dispenser, Glove, Surgical/Examination, Wall Mntd | 1 | VV | Examination three (Small Medium, Large) glove dispenser box for wall mounting. Fabricated of either cold rolled steel with a white baked enamel finish, plastic or acrylic. Hardware not included, Option 3 powder coated steel.
A5108 | Waste Disposal Unit, Sharps | 1 | VV | A container for collecting and transporting syringes and other sharps for decontamination and disposal. Available in 2 gallon and 8 gallon with locking rotor. Complies with OSHA regulations for handling sharps.
A5145 | Hook, Garment, Double, SS, Surface Mounted | 1 | CC | A surface mounted, satin finish stainless steel, double garment hook. Equipped with a concealed mounting bracket that is secured to a concealed wall plate. For general purpose use throughout the facility to hang various items of apparel.
A5180 | Track, Cubicle, Surface Mounted, With Curtain | 9 | VV | Surface mounted cubicle track, with curtain. Track constructed of thick extruded aluminum. Equipped with self lubricating carriers, beaded drop chain hooks, and flame resistant curtain. To include removable end caps. Designed to be suspended around patient areas where privacy is needed. Price listed is per foot of the track, curtains to be priced per quote.
C02Q0 | Cabinet, Sink, U/C/B, 1 Door, 36x24x22 | 1 | CC | Standing height under counter base sink cabinet with a solid right or left-hinged door (appropriate door configuration to be indicated on equipment elevation drawings). Also referred to as a single-door sink cabinet. For general purpose use throughout the facility where a sink is to be used. Coordinate actual clear cabinet dimension with the actual outside dimension of sink that is specified to ensure that they are compatible.
CD040 | Cabinet, W/H, 2 Shelf, 2 DO, Sloping Top, 38x36x13 | 1 | CC | Wall hung cabinet with two adjustable shelves, solid hinged doors, and sloping top. Also referred to as a solid hinged double door wall case. For general purpose use throughout the facility.
CS010 | Sink, SS, Single Compartment, 7.5x12x12 ID | 1 | CC | Single compartment stainless steel sink, drop-in, self-rimming, ledge-type, connected with a drain and provided with a mixing faucet. It shall also be provided with pre-punched fixture holes on 4" center, integral back ledge to accommodate deck-mounted fixtures, brushed/polished interior and top surfaces, and sound deadened. Recommended for use in suspended or U/C/B sink cabinets having a high plastic laminate or Chemsurf laminate countertop/work surface. For general purpose use throughout the facility.
CT020 | Countertop, Solid Surface | 1 | CC | A solid, nonporous countertop with a smooth seamless appearance. Easy to clean and maintain and with proper cleaning does not support the growth of mold. An acrylic-based solid surface product. Standard thickness of 1", and a 4" butt backsplash/curb. Also referred to as a work surface or work top. Available in a choice of colors and depths. Used in lab and other hospital areas requiring optimum physical and chemical resisting properties.
E0948 | Cart, General Storage, Mobile, 42"H x 32"W x 22"D | 1 | VV | THIS TYPICAL INCLUDES: 1 Cart Body, Style-A Narrow, w/Raised Edge Top 2 Drawers, 3" H 4 Drawers, 6" H 1 Accessory Rail, Side Drawer Organizer Bins
F0205 | Chair, Side With Arms | 1 | VV | Upholstered side chair, 32" high X 21" wide X 23" deep with arms, padded seats and padded backs. Seat height is a minimum of 17". Available with or without sled base.
F0340 | Stool, Self Adjusting | 1 | VV | Self adjusting stool. Consists of a foam padded upholstered seat with attached foot rest for added comfort. Mounted on swivel casters. Designed for doctor's use during examinations.
F2000 | Basket, Wastepaper, Fire Resistant | 1 | VV | Wastepaper basket, fire resistant, approximately 40 quart capacity. This unit is used to collect and temporarily store small quantities of paper refuse in patient rooms, administrative areas and nursing stations. Size and shape varies depending on the application and manufacturer selected.
F3025 | Board, Bulletin, Wood Framed | 1 | VV | Bulletin board approximately 36"W x 24"H. Wood framed 1/2" cork posting panel with moisture proof backing. Units are factory assembled and have keyhole hangers for easy installation.
F3200 | Clock, Battery, 12" Diameter | 1 | VV | Clock, 12" diameter. Round surface, easy to read numbers with sweep second hand. Wall mounted unit for use when impractical to install a fully synchronized clock system. Battery operated, (batteries not included).
M0506 | Television, Flat Screen | 1 | VV | Flat screen television with approximately 32'" to 40' diagonal screen size. The TV will have built-in speakers, NTSC tuner, a 16:9 wide screen aspect ratio, a minimum of 1280 x 768 resolution and a remote control.
M0508 | Telemedicine Station, Mobile Cart | 1 | VV | Mobile telemedicine station configured with one or two monitors, camera, speakers, microphone and computer. Items are mounted on a five caster cart.
M1801 | Computer, Microprocessing, w/Flat Panel Monitor | 1 | VV | Desk top microprocessing computer. The unit shall consist of a central processing mini tower, flat panel monitor, keyboard, mouse and speakers. The system shall have the following minimum characteristics: a 2.8 GHz Pentium processor; 512 MB memory; 80GB hard drive; 32/48x CD-ROMDVD combo; 1.44MB network interface card; video 32 MB NVIDIA; a 18 inch flat panel monitor. The computer is used throughout the facility to input, manipulate and retrieve information.
M1803 | Workstation, Computer, Wall Mounted, Adjustable | 1 | VV | A wall mounted computer workstation with height adjustable monitor and keyboard arms. Keyboard and monitor can be stored within 8" to 10" of wall. Fingertip adjustability for keyboard and monitor enable frequent position changes. Unit contains an integrated cable management system to hide wires. A separate wall-mounted CPU holder is included.
M4100 | Sphygmomanometer, Aneroid, Wall Mounted | 1 | VV | Aneroid sphygmomanometer. Unit is wall mounted and has large graphic dial display for easy reading from all angles. It has a 90 degree (angle) swivel and 10 degree (angle) forward tilt to reduce glare. Unit accuracy is within 1% of reading. Sturdy impact-resistant construction.
M4200 | Otoscope/Ophthalmoscope, Wall Mounted | 1 | VV | Wall mounted otoscope and ophthalmoscope. Includes 6 foot line cord and plug and accepts and includes two handles. Contains head turn-on/turn-off, built-in speculum tray and 8 foot coiled cords. Unit is designed for use in patient exam rooms.
M7401 | Light, Exam, Mobile, Spotlight, Mobile Stand | 1 | VV | The exam light shall be a mobile floor unit. The light will be a halogen bulb or LED that can produce a continuous and homogeneous spot of light adjustable from 5 to 9 inches in diameter from a set distance. The light intensity shall be a minimum of 750 foot-candles at a distance of 16 inches and have a color temperature of 3,200 degrees Kelvin. The unit will consist of an arm or sleeve of approximately 45 inches in length to allow for easy arm rotation and arm movement up and down. The unit shall be mounted on a caster base for easy movement.,
M9025 | Table, Examination/Treatment, With Cabinet | 1 | VV | Table, examination/treatment with cabinet. Cabinet type exam table with three section upholstered top adjustable to a full chair position. Concealed heel stirrups, dual outlets, drawers, and storage space with optional armboard. Unit is designed for general use in examination/treatment rooms.
15 - OUTPATIENT UNIT SUPPORT AREA | 15 - OUTPATIENT UNIT SUPPORT AREA | 15 - OUTPATIENT UNIT SUPPORT AREA | 15 - OUTPATIENT UNIT SUPPORT AREA | 15 - OUTPATIENT UNIT SUPPORT AREA
1 - SC152 - Polytrauma OP Nurse Station, Clncl Sprt | 1 - SC152 - Polytrauma OP Nurse Station, Clncl Sprt | 1 - SC152 - Polytrauma OP Nurse Station, Clncl Sprt | 1 - SC152 - Polytrauma OP Nurse Station, Clncl Sprt | 1 - SC152 - Polytrauma OP Nurse Station, Clncl Sprt
JSN | NAME | QTY | ACQ/INS | DESCRIPTION
A1010 | Telecommunication Outlet | 4 | VV | Telecommunication outlet location.
A1015 | Telephone, Desk, Multiple Line | 2 | VV | Telephone, desk, multiple line.
E0418 | Nurse Station, Medium, Free Standing | 1 | VV | Nurse station typicals have non-powered steel frames with a pre-installed metal junction box for user defined electrical solutions. Data modules and low voltage cabling can be routed freely within the frame. Electrical and/or data devices are not provided with the nurse station. Panel inserts are available in fabric, painted metal, tackable, acoustical, paper management, rail, glass, open and electrical/data accessible styles. Typicals include panel inserts for both sides of the steel frame. All electrical connections must be made by an electrical contractor. THIS TYPICAL INCLUDES: 5 steel frames, 70"H x 24"W; 1 steel frame, 70"H x 48"W; 2 steel frames, 38"W x 48"W; 4 steel frames, 38"H x 24"W; 1 steel frame w/low access, 38"H x 48"W; 2 frame connectors, 3-way corner, 70"H; 1 frame connector, 2-way corner, 38"H; 2 frame connectors, 135 degree, 2-way, 38"H; 9 finished end hardware; 6 frame-to-frame connectors; 3 cantilevered work surface, 48"W; 2 cantilevered, work surface, 72"W; 1 cantilevered low access work surface, 135 degree, 48"W; 2 pedestal box/box/files; 2 panel inserts, painted metal, 8"H x 24"W; 50 panel inserts, painted metal, 16"H x 24"W; 10 panel inserts, painted metal, 16"H x 48"W; 2 panel inserts, painted metal, 20"H x 48"W : 2 panel inserts, tackable, 16"H x 24"W; 2 panel inserts, paper mgmt., 8"H x 48"W; 1 countertop w/light support assembly, 16"D x 14'-0"L; 18 paper tray, 10"W; 2 chart shelf, pass-thru, 24"W; 2 chart shelf, pass-thru, 48"W.
F0280 | Chair, Swivel, Low Back | 4 | VV | Low back contemporary swivel chair, 37" high X 25" wide X 31" deep with a five (5) caster swivel base, arms and foam padded seat and back upholstered with either woven textile fabric or vinyl.
F2000 | Basket, Wastepaper, Fire Resistant | 2 | VV | Wastepaper basket, fire resistant, approximately 40 quart capacity. This unit is used to collect and temporarily store small quantities of paper refuse in patient rooms, administrative areas and nursing stations. Size and shape varies depending on the application and manufacturer selected.
F3050 | Whiteboard, Dry Erase | 1 | VV | Whiteboard unit, approximately 36" H x 48" W consisting of a white porcelain enamel writing surface with an attached chalk tray. Magnetic surface available. Image can be easily removed with a standard chalkboard eraser. For use with water color pens. Unit is ready to hang.
F3200 | Clock, Battery, 12" Diameter | 1 | VV | Clock, 12" diameter. Round surface, easy to read numbers with sweep second hand. Wall mounted unit for use when impractical to install a fully synchronized clock system. Battery operated, (batteries not included).
M1605 | Holder, Chart, 20 Each | 1 | VV | Clinical chart holder cart. 20 chart capacity. 2 side-by-side tiers. May be ordered in various chart capacities. Constructed of heavy metal frames with vinyl laminated surfaces or painted panels. 3" casters with locks. Used to hold patient spring loaded charts.
M1801 | Computer, Microprocessing, w/Flat Panel Monitor | 4 | VV | Desk top microprocessing computer. The unit shall consist of a central processing mini tower, flat panel monitor, keyboard, mouse and speakers. The system shall have the following minimum characteristics: a 2.8 GHz Pentium processor; 512 MB memory; 80GB hard drive; 32/48x CD-ROMDVD combo; 1.44MB network interface card; video 32 MB NVIDIA; a 18 inch flat panel monitor. The computer is used throughout the facility to input, manipulate and retrieve information.
M1820 | Imprinter, Data Record, Electric | 1 | VV | Electric data record imprinter. The device accepts embossed plastic patient cards in either the 50 column or the 80 column format and adjusts automatically for card size and form thickness. Device will provide clear readable impressions with a cycle that is less than 1 second in length. Electro-mechanical design provides for a consistent impression that is independent of operator knowledge or technique. Unit may include a date/time stamp as an accessory.
M1840 | Printer/Copier/Fax Combination | 1 | VV | Multifunctional printer, fax, scanner and copier (PFC) all-in-one machine.
M1855 | Facsimile Machine | 1 | VV | Plain paper facsimile unit used to transmit printed matter or images over standard telephone lines. The unit operates at a modem speed of 33.6 Kbps and automatically recognizes and communicates with a variety of standard facsimile machines. Commonly referred to as "fax" unit.
2 - SV583 - Polytrauma OP Medication Room, Phrm Svc | 2 - SV583 - Polytrauma OP Medication Room, Phrm Svc | 2 - SV583 - Polytrauma OP Medication Room, Phrm Svc | 2 - SV583 - Polytrauma OP Medication Room, Phrm Svc | 2 - SV583 - Polytrauma OP Medication Room, Phrm Svc
JSN | NAME | QTY | ACQ/INS | DESCRIPTION
A1010 | Telecommunication Outlet | 2 | VV | Telecommunication outlet location.
A1014 | Telephone, Wall Mounted, 1 Line, With Speaker | 1 | VV | Telephone, wall mounted, 1 line, with speaker.
A5075 | Dispenser, Soap, Disposable | 1 | VV | Disposable soap dispenser. One-handed dispensing operation. Designed to accommodate disposable soap cartridge and valve.
A5077 | Dispenser, Hand Sanitizer, Hands-Free | 1 | VV | A touch free wall-mounted hand sanitizer dispenser. For use throughout a healthcare facility. Unit does not include the sanitizing liquid. Units are battery operated.
A5082 | Dispenser, Paper Towel, Sensor, Hands Free | 1 | CC | A surface mounted, sensor activated, automatic, roll paper towel dispenser. The unit dispenses a paper towel automatically only when hands are place in position below the dispenser for maximum sanitation and hygiene. May include adjustable settings for sheet length, time delay, and sensor range. Unit is battery operated or with optional AC power adapter.
A5107 | Dispenser, Glove, Surgical/Examination, Wall Mntd | 1 | VV | Examination three (Small Medium, Large) glove dispenser box for wall mounting. Fabricated of either cold rolled steel with a white baked enamel finish, plastic or acrylic. Hardware not included, Option 3 powder coated steel.
A5108 | Waste Disposal Unit, Sharps | 1 | VV | A container for collecting and transporting syringes and other sharps for decontamination and disposal. Available in 2 gallon and 8 gallon with locking rotor. Complies with OSHA regulations for handling sharps.
A5145 | Hook, Garment, Double, SS, Surface Mounted | 1 | CC | A surface mounted, satin finish stainless steel, double garment hook. Equipped with a concealed mounting bracket that is secured to a concealed wall plate. For general purpose use throughout the facility to hang various items of apparel.
C03G0 | Cabinet, U/C/B, 2 Shelf, 2 Door, 36x30x22 | 1 | CC | Standing height under counter base cabinet with two adjustable shelves and two solid hinged doors. Also referred to as a cupboard cabinet. For general purpose use throughout the facility.
C04Q0 | Cabinet, ADA Sink, Wall-Mounted | 1 | CC | Wall mounted sink support cabinet for drop-in sink with vertical fascia and angled ADA profile, also referred to as ADA sink cabinet. Removable front panel to permit access to plumbing. Medium density M-3 particle board core construction faced with high pressure vertical grade decorative plastic laminate on exposed surfaces and melamine on semi-exposed and concealed surfaces; plastic laminate edge banding. Includes all attaching hardware including support rail.
CD030 | Cabinet, W/H, 2 Shelf, 2 DO, Sloping Top, 38x30x13 | 2 | CC | Wall hung steel cabinet with two adjustable shelves, solid hinged doors, and sloping top. Also referred to as a solid hinged double door wall case. For general purpose use throughout the facility.
CS070 | Sink, SS, Single Compartment, 7.5x16x16 ID | 1 | CC | Single compartment stainless steel sink, drop-in, self-rimming, ledge-type, connected with a drain and provided with a mixing faucet. It shall also be provided with pre-punched fixture holes on 4" center, integral back ledge to accommodate deck-mounted fixtures, brushed/polished interior and top surfaces, and sound deadened. Recommended for use in suspended or U/C/B sink cabinets having a high plastic laminate or Chemsurf laminate countertop/work surface. Coordinate actual outside sink dimensions with the actual clear dimension of cabinet specified to ensure that they are compatible. For general purpose use throughout the facility.
CT020 | Countertop, Solid Surface | 1 | CC | A solid, nonporous countertop with a smooth seamless appearance. Easy to clean and maintain and with proper cleaning does not support the growth of mold. An acrylic-based solid surface product. Standard thickness of 1", and a 4" butt backsplash/curb. Also referred to as a work surface or work top. Available in a choice of colors and depths. Used in lab and other hospital areas requiring optimum physical and chemical resisting properties.
E0945 | Cart, Computer, Mobile | 1 | VV | A mobile computer cart for use throughout the facility. The cart dimensions will be approximately 45" H x 30" W x 22" D with casters. May include drawers and miscellaneous other accessories that will be determined at time of purchase. This Typical may include: 1 Cart Body, w/Computer Support, Style-A Narrow, w/Raised Edge Top 1 Flip-Up Shelf 1 Sharps Container Holder 1 Wastebasket 1 Chart Holder 2 Drawers, 3"H 2 Drawers, 6"H 3 Accessory Rail, Side Drawer Organizer Bins
F2010 | Basket, Wastepaper, Step-On | 1 | VV | "Step-on" wastepaper basket with inner liner and foot petal activated flip top.
F3050 | Whiteboard, Dry Erase | 1 | VV | Whiteboard unit, approximately 36" H x 48" W consisting of a white porcelain enamel writing surface with an attached chalk tray. Magnetic surface available. Image can be easily removed with a standard chalkboard eraser. For use with water color pens. Unit is ready to hang.
F3200 | Clock, Battery, 12" Diameter | 1 | VV | Clock, 12" diameter. Round surface, easy to read numbers with sweep second hand. Wall mounted unit for use when impractical to install a fully synchronized clock system. Battery operated, (batteries not included).
M1801 | Computer, Microprocessing, w/Flat Panel Monitor | 1 | VV | Desk top microprocessing computer. The unit shall consist of a central processing mini tower, flat panel monitor, keyboard, mouse and speakers. The system shall have the following minimum characteristics: a 2.8 GHz Pentium processor; 512 MB memory; 80GB hard drive; 32/48x CD-ROMDVD combo; 1.44MB network interface card; video 32 MB NVIDIA; a 18 inch flat panel monitor. The computer is used throughout the facility to input, manipulate and retrieve information.
M3150 | Distribution System, Medication, Automatic | 1 | VV | An automated dispensing system that provides controlled dispensing, inventory and security. Size and cost will vary dependent on number of modules selected.
P1965 | Eyewash, Eye/Face, Sink Mounted, Hands-free | 1 | CC | A sink mounted eyewash station. The unit is designed for emergency eye and face rinsing from soft flow dual spray-heads. The Flow must be activated by the single momentary action and remain on until terminated.
R6200 | Refrigerator, U/C or F/S, 5 Cu Ft | 1 | VV | Utility refrigerator approximately 35" H x 24" W x 26" D. The unit has a two tray ice cube cooling system. The refrigerator fits standard architectural dimensions for undercounter installation. The unit is perfect for use in nurses' station, wards, and laboratories, pharmacies or wherever space is limited.
3 - SC471 - Polytrauma OP Clean Linen Room, EMS | 3 - SC471 - Polytrauma OP Clean Linen Room, EMS | 3 - SC471 - Polytrauma OP Clean Linen Room, EMS | 3 - SC471 - Polytrauma OP Clean Linen Room, EMS | 3 - SC471 - Polytrauma OP Clean Linen Room, EMS
JSN | NAME | QTY | ACQ/INS | DESCRIPTION
M2055 | Shelving, Storage, Wire, CRS, w/Adjustable Shelves | 1 | VV | Stationary, wire, shelving unit. Unit has fully adjustable shelves constructed of stainless steel. For use in general purpose storage areas. Shelving is provided in various sizes and configurations. Price provided is for a unit approximately 74"H x 18"D x 48"W with four shelves.
4 - SB737 - Polytrauma OP Clean Utility Room, Lgstcs Svc | 4 - SB737 - Polytrauma OP Clean Utility Room, Lgstcs Svc | 4 - SB737 - Polytrauma OP Clean Utility Room, Lgstcs Svc | 4 - SB737 - Polytrauma OP Clean Utility Room, Lgstcs Svc | 4 - SB737 - Polytrauma OP Clean Utility Room, Lgstcs Svc
JSN | NAME | QTY | ACQ/INS | DESCRIPTION
E0906 | Locker, Supply, General, Wall Mtd, 23"W x 20"D | 1 | VV | THIS TYPICAL INCLUDES: 1 Wall Mounted Rail 1 Locked Storage Container 2 Tray/Shelves 1 Drawer, 3"H 3 Drawers, 6"H 2 Drawers, 9"H 1 Tray/Shelf Divider Drawer Organizer Bins Consider the need for an E0921 to transport the locker from place to place.
E0912 | Locker, Supply, Med Surg, Wall Mtd | 1 | VV | Medical/Surgical Supply locker, Wall Mounted, approximately 23"W x 20"D. THIS TYPICAL INCLUDES: 1 Wall Mounted Rail 1 Locked Storage Container 4 Tray/Shelves 5 Drawers, 3"H 2 Drawers, 6"H 2 Tray/Shelf Dividers Drawer Organizer Bins Consider the need for an E0921 to transport the locker from place to place.
E1500 | Rail, MOD, W/MNTD, HX144XD | 1 | VV | Wall mounted rail used for hanging (mounting) lockers, shelves and drawers on a wall.
F2000 | Basket, Wastepaper, Fire Resistant | 1 | VV | Wastepaper basket, fire resistant, approximately 40 quart capacity. This unit is used to collect and temporarily store small quantities of paper refuse in patient rooms, administrative areas and nursing stations. Size and shape varies depending on the application and manufacturer selected.
5 - SB743 - Polytrauma OP Soiled Utility Room, Lgstcs Svc | 5 - SB743 - Polytrauma OP Soiled Utility Room, Lgstcs Svc | 5 - SB743 - Polytrauma OP Soiled Utility Room, Lgstcs Svc | 5 - SB743 - Polytrauma OP Soiled Utility Room, Lgstcs Svc | 5 - SB743 - Polytrauma OP Soiled Utility Room, Lgstcs Svc
JSN | NAME | QTY | ACQ/INS | DESCRIPTION
A1012 | Telephone, Wall Mounted, 1 Line | 1 | VV | Telephone, wall mounted, 1 line.
A5075 | Dispenser, Soap, Disposable | 1 | VV | Disposable soap dispenser. One-handed dispensing operation. Designed to accommodate disposable soap cartridge and valve.
A5077 | Dispenser, Hand Sanitizer, Hands-Free | 1 | VV | A touch free wall-mounted hand sanitizer dispenser. For use throughout a healthcare facility. Unit does not include the sanitizing liquid. Units are battery operated.
A5080 | Dispenser, Paper Towel, SS, Surface Mounted | 1 | CC | A surface mounted, satin finish stainless steel, single-fold, paper towel dispenser. Dispenser features: tumbler lock; front hinged at bottom; and refill indicator slot. Minimum capacity 400 single-fold paper towels. For general purpose use throughout the facility.
A5106 | Waste Disposal Unit, Sharps w/Glove Dispenser | 1 | VV | The unit is designed for the disposal of sharps and complies with OSHA guidelines for the handling of sharps. It shall house a 5 quart container and be capable of being mounted on a wall. It shall have a glove dispenser attached. The unit shall be secured by a locked enclosure.
C04F0 | Cabinet, U/C/B, 1 Shelf, 2 Half DR, 2 DO, 36x36x22 | 1 | CC | Standing height under counter base cabinet with an adjustable shelf and two half width drawers above solid hinged doors. Also referred to as a combination cabinet or a drawer and cupboard cabinet. For general purpose use throughout the facility.
C05P0 | Cabinet, Sink, U/C/B, 2 Door, 36x48x22 | 1 | CC | Standing height under counter base sink cabinet with solid hinged doors. Also referred to as a double-door sink cabinet. For general purpose use throughout the facility where a sink is to be used. Coordinate actual clear cabinet dimension with the actual outside dimension of sink that is specified to ensure that they are compatible.
CS200 | Sink, SS, Single Compartment, 12x28x16 ID | 1 | CC | Single compartment stainless steel sink, drop-in, self-rimming, ledge-type, connected with a drain and provided with a mixing faucet. It shall also be provided with pre-punched fixture holes on 4" center, integral back ledge to accommodate deck-mounted fixtures, brushed/polished interior and top surfaces, and sound deadened. Recommended for use in suspended or U/C/B sink cabinets having a high plastic laminate or Chemsurf laminate countertop/work surface. Coordinate actual outside sink dimensions with the actual clear dimension of cabinet specified to ensure that they are compatible. For general purpose use throughout the facility.
CT050 | Countertop, Stainless Steel | 1 | CC | Stainless steel countertop (composition of heavy-gauge Type No. 304 stainless steel) having a smooth satin finish and integral 4" backsplash/curb. Also referred to as a corrosion-resistant steel work surface or work top. Available in various depths. Used in areas where excellent ease of cleaning, abrasion resistance, bacteria resistance, impact resistance, load capacity and moisture resistance, are of concern. Pricing based upon a 24" depth.
F2020 | Can, Trash, 44 Gallon | 1 | VV | Forty four (44) gallon trash can, 32" high X 24" diameter, with lid. Used to collect and transport refuse from a point of origin to point of disposal (example: from soiled utility or a nursing unit to the trash compactor at housekeeping).
P2000 | Eyewash, Wall Mounted, Hands-Free | 1 | CC | Wall mounted emergency eye wash station. The flow of water from the unit is activated by hand. Upon initiation of water flow the unit will operate hands free to provide streams of water to clear foreign particles or dilute caustic liquids from the eyes in emergency situations. Used in laboratories and areas of the hospital where employees are subject to foreign bodies or liquid material to the eyes.
P2450 | Valve, Mixing, Thermostatic | 1 | CC | Thermostatic mixing valve with washout hose. Used with portable whirlpool equipment. Thermostatic valve is used to maintain temperature between 70 and 110 degree Fahrenheit, with a flow rate of 20 gallons a minute. The washout hose assembly is used to wash out tanks after treatment. Used in physical therapy department to provide comfortable water temperature for patient treatments.
P3100 | Lavatory, Vitreous China, Slab Type | 1 | CC | Wall mounted, slab type, vitreous china, lavatory (approximate bowl size 7"x15"x10") with: faucet holes on 4" centers; gooseneck spout; wrist blade handles; and grid strainer. It shall be suitable for use in clinics, offices, washrooms or patient care area.
6 - OPT22 - OP Equipment Storage Room, Polytrauma | 6 - OPT22 - OP Equipment Storage Room, Polytrauma | 6 - OPT22 - OP Equipment Storage Room, Polytrauma | 6 - OPT22 - OP Equipment Storage Room, Polytrauma | 6 - OPT22 - OP Equipment Storage Room, Polytrauma
JSN | NAME | QTY | ACQ/INS | DESCRIPTION
M2055 | Shelving, Storage, Wire, CRS, w/Adjustable Shelves | 1 | VV | Stationary, wire, shelving unit. Unit has fully adjustable shelves constructed of stainless steel. For use in general purpose storage areas. Shelving is provided in various sizes and configurations. Price provided is for a unit approximately 74"H x 18"D x 48"W with four shelves.
7 - SC052 - Polytrauma OP Crash Cart Alcove, Clncl Sprt | 7 - SC052 - Polytrauma OP Crash Cart Alcove, Clncl Sprt | 7 - SC052 - Polytrauma OP Crash Cart Alcove, Clncl Sprt | 7 - SC052 - Polytrauma OP Crash Cart Alcove, Clncl Sprt | 7 - SC052 - Polytrauma OP Crash Cart Alcove, Clncl Sprt
JSN | NAME | QTY | ACQ/INS | DESCRIPTION
E0954 | Cart, Emergency, Mobile, 66"H x 32"W x 22"D | 1 | VV | THIS TYPICAL INCLUDES: 1 Cart body, style-A narrow, w/raised edge top 1 Accessory rail, side 1 Accessory rail, back 1 Defibrillator tray 1 IV pole 1 Breakaway bar 1 Flip-up shelf 1 Wastebasket 1 Oxygen tank holder 1 Electrical box-4 outlet 1 Cord wrap 4 Drawer, 3"H 3 Drawer, 6"H Drawer organizer bins.
M1100 | Resuscitator, Bag-Mask, Hand Operated | 1 | VV | Hand operated bag-mask resuscitator. Consists of face mask, non-rebreathing valve, compression bag and tidal bag. Used for resuscitation in life saving situations.
M7660 | Defibrillator/Monitor/Recorder, Portable | 1 | VV | Portable defibrillator-monitor-recorder. Integral unit system operable from self-contained rechargeable batteries. ECG may be viewed through paddles or patient cable. Options include external pacing and 12-Lead.
M8769 | Aspirator, Resuscitation, Portable w/ Battery | 1 | VV | High-vacuum and high-flow AC/DC powered suction unit for use on emergency resuscitation carts and for general suction use. Light weight, compact design, fully enclosed water resistant unit with an average run time of 60 minutes. Includes variable suction range up to 580 mmHg and 1200 CC collection canister.
8 - SB244 - Polytrauma OP Housekeeping Aides Closet (HAC), Bldg Sprt | 8 - SB244 - Polytrauma OP Housekeeping Aides Closet (HAC), Bldg Sprt | 8 - SB244 - Polytrauma OP Housekeeping Aides Closet (HAC), Bldg Sprt | 8 - SB244 - Polytrauma OP Housekeeping Aides Closet (HAC), Bldg Sprt | 8 - SB244 - Polytrauma OP Housekeeping Aides Closet (HAC), Bldg Sprt
JSN | NAME | QTY | ACQ/INS | DESCRIPTION
A5075 | Dispenser, Soap, Disposable | 1 | VV | Disposable soap dispenser. One-handed dispensing operation. Designed to accommodate disposable soap cartridge and valve.
A5080 | Dispenser, Paper Towel, SS, Surface Mounted | 1 | CC | A surface mounted, satin finish stainless steel, single-fold, paper towel dispenser. Dispenser features: tumbler lock; front hinged at bottom; and refill indicator slot. Minimum capacity 400 single-fold paper towels. For general purpose use throughout the facility.
A5107 | Dispenser, Glove, Surgical/Examination, Wall Mntd | 1 | VV | Examination three (Small Medium, Large) glove dispenser box for wall mounting. Fabricated of either cold rolled steel with a white baked enamel finish, plastic or acrylic. Hardware not included, Option 3 powder coated steel.
A5135 | Shelf, Utility W/ Mop/Broom Holders, SS, Surf Mntd | 1 | CC | A surface mounted, satin finish stainless steel, utility shelf with a maximum of 6 mop/broom holders and 5 rag hooks. Utility shelf features: 8" deep shelf; mounting brackets welded to shelf; spring activated rubber cam holders; and drying rod. Unit is available in various widths 30" (minimum, 3 holders and 2 hooks) to 48" (maximum, 6 holders and 5 hooks). For use in janitor closets. Pricing based on a 36" width.
F0500 | Cart, Janitor's | 1 | VV | Janitors cart, 38" high X 66" wide X 20" deep with 25 gallon heavy duty collection bag. Accommodations for locking vault and janitorial support items (broom, dust pan, chemicals, mop and mop bucket; not included).
F0505 | Bucket, Mop, With Wringer, 26 Quart | 1 | VV | Mobile mop bucket / wringer combination, approximately 35" H x 17" W x 22" D with four 2" casters. Total capacity is 26 quarts. Unit used for general hard surface floor maintenance.
P2000 | Eyewash, Wall Mounted, Hands-Free | 1 | CC | Wall mounted emergency eye wash station. The flow of water from the unit is activated by hand. Upon initiation of water flow the unit will operate hands free to provide streams of water to clear foreign particles or dilute caustic liquids from the eyes in emergency situations. Used in laboratories and areas of the hospital where employees are subject to foreign bodies or liquid material to the eyes.
P2451 | Valve, Mixing, Thermostatic, Eyewash | 1 | CC | Emergency tempering valve thermostatically mixes hot and cold water to provide a safe fluid supply for a single emergency eye/face wash with a flow rate of 10 gpm (38.8L)
P4700 | Sink, Mop, Molded Stone | 1 | CC | Mop service sink approximately 10"H x 36"W x 24"D. Also called a mop service basin and a mop receptor. Unit is made of molded stone and is a one piece item. It shall include a service faucet hose, hose bracket and mop hanger. Used in utility rooms for cleaning mops and floor cleaning equipment.
16 - OUTPATIENT UNIT THERAPY AREA | 16 - OUTPATIENT UNIT THERAPY AREA | 16 - OUTPATIENT UNIT THERAPY AREA | 16 - OUTPATIENT UNIT THERAPY AREA | 16 - OUTPATIENT UNIT THERAPY AREA
1 - OPT31 - OP Driver Training Room, Polytrauma | 1 - OPT31 - OP Driver Training Room, Polytrauma | 1 - OPT31 - OP Driver Training Room, Polytrauma | 1 - OPT31 - OP Driver Training Room, Polytrauma | 1 - OPT31 - OP Driver Training Room, Polytrauma
JSN | NAME | QTY | ACQ/INS | DESCRIPTION
A5077 | Dispenser, Hand Sanitizer, Hands-Free | 1 | VV | A touch free wall-mounted hand sanitizer dispenser. For use throughout a healthcare facility. Unit does not include the sanitizing liquid. Units are battery operated.
A5107 | Dispenser, Glove, Surgical/Examination, Wall Mntd | 1 | VV | Examination three (Small Medium, Large) glove dispenser box for wall mounting. Fabricated of either cold rolled steel with a white baked enamel finish, plastic or acrylic. Hardware not included, Option 3 powder coated steel.
E0063 | Workstation, L-Shaped w/Peninsula, Wall Mtd, 72x72 | 1 | VV | THIS TYPICAL INCLUDES: 3 Vertical Hanging Strips 2 Lockable Flipper Units 2 Shelves, Storage/Display 2 Lights 1 Tackboard 2 Tool Rails 2 Paper Trays 1 Diagonal Tray 1 Cantilevered Work Surface 1 Peninsula Work Surface 1 Adjustable Keyboard Tray 1 Mobile Pedestal, Box/File 1 Pencil Drawer 1 Cpu Holder
F0205 | Chair, Side With Arms | 2 | VV | Upholstered side chair, 32" high X 21" wide X 23" deep with arms, padded seats and padded backs. Seat height is a minimum of 17". Available with or without sled base.
F0275 | Chair, Swivel, High Back | 1 | VV | Highback contemporary swivel chair, 41" high X 23" wide X 23" deep with five (5) caster swivel base and arms. Chair may be used at desks or in conference rooms. Back and seat are foam padded and upholstered with either woven textile fabric or vinyl.
F0300 | Chair, Task, Swivel, With Arms | 1 | VV | Task chair, approximately 34" H X 26" W X 22" D with adjustable arms and a five caster adjustable swivel base. Seat and back are foam padded and upholstered in woven fabric or vinyl.
F0415 | Cabinet, Filing, Lateral, Full Height, 5 Drawer | 2 | VV | Full height five (5) drawer lateral filing cabinet, 65" high X 42" wide X 18" deep with floor levelers (front), locking device and drawer label holders. Drawers are adaptable to either letter or legal size materials.
F2000 | Basket, Wastepaper, Fire Resistant | 1 | VV | Wastepaper basket, fire resistant, approximately 40 quart capacity. This unit is used to collect and temporarily store small quantities of paper refuse in patient rooms, administrative areas and nursing stations. Size and shape varies depending on the application and manufacturer selected.
F3200 | Clock, Battery, 12" Diameter | 1 | VV | Clock, 12" diameter. Round surface, easy to read numbers with sweep second hand. Wall mounted unit for use when impractical to install a fully synchronized clock system. Battery operated, (batteries not included).
M1801 | Computer, Microprocessing, w/Flat Panel Monitor | 1 | VV | Desk top microprocessing computer. The unit shall consist of a central processing mini tower, flat panel monitor, keyboard, mouse and speakers. The system shall have the following minimum characteristics: a 2.8 GHz Pentium processor; 512 MB memory; 80GB hard drive; 32/48x CD-ROMDVD combo; 1.44MB network interface card; video 32 MB NVIDIA; a 18 inch flat panel monitor. The computer is used throughout the facility to input, manipulate and retrieve information.
M1825 | Printer, Computer | 1 | VV | High resolution computer printer with a variety of type styles and sheet/envelope feeder trays. Database information reflects network ready, medium duty office style laser printers. Other types of printers (bubble jet, dot matrix, line or plotter) as well as light or heavy use capabilities are available.
M8285 | Simulator, Driving, Work Therapy | 1 | VV | Driving simulator used for work hardening programs in occupational and physical therapy. Device includes driver's seat which may be adjusted to simulate a variety of seat configurations and an adjustable steering wheel/control console to permit a variety of vehicles to be simulated. Entire system is mounted on retractable castors for mobility within the clinic. Simulator includes vibration generator in the seat section to accurately reproduce driving stresses.
2 - OPT32 - OP Living Skills Training Room, Polytrauma | 2 - OPT32 - OP Living Skills Training Room, Polytrauma | 2 - OPT32 - OP Living Skills Training Room, Polytrauma | 2 - OPT32 - OP Living Skills Training Room, Polytrauma | 2 - OPT32 - OP Living Skills Training Room, Polytrauma
JSN | NAME | QTY | ACQ/INS | DESCRIPTION
A1010 | Telecommunication Outlet | 1 | VV | Telecommunication outlet location.
A1016 | Telephone, Desk, With Speaker | 1 | VV | Telephone, desk, with speaker.
A5075 | Dispenser, Soap, Disposable | 1 | VV | Disposable soap dispenser. One-handed dispensing operation. Designed to accommodate disposable soap cartridge and valve.
A5080 | Dispenser, Paper Towel, SS, Surface Mounted | 1 | CC | A surface mounted, satin finish stainless steel, single-fold, paper towel dispenser. Dispenser features: tumbler lock; front hinged at bottom; and refill indicator slot. Minimum capacity 400 single-fold paper towels. For general purpose use throughout the facility.
A5106 | Waste Disposal Unit, Sharps w/Glove Dispenser | 1 | VV | The unit is designed for the disposal of sharps and complies with OSHA guidelines for the handling of sharps. It shall house a 5 quart container and be capable of being mounted on a wall. It shall have a glove dispenser attached. The unit shall be secured by a locked enclosure.
A5145 | Hook, Garment, Double, SS, Surface Mounted | 1 | CC | A surface mounted, satin finish stainless steel, double garment hook. Equipped with a concealed mounting bracket that is secured to a concealed wall plate. For general purpose use throughout the facility to hang various items of apparel.
A5180 | Track, Cubicle, Surface Mounted, With Curtain | 1 | VV | Surface mounted cubicle track, with curtain. Track constructed of thick extruded aluminum. Equipped with self lubricating carriers, beaded drop chain hooks, and flame resistant curtain. To include removable end caps. Designed to be suspended around patient areas where privacy is needed. Price listed is per foot of the track, curtains to be priced per quote.
A5195 | Dispenser, Toilet Tissue, SS, 1-Roll, Surface MNTD | 1 | CC | A concealed surface mounted, single roll, satin finish stainless steel, toilet tissue dispenser. Unit accommodates one standard-core toilet tissue roll through 5" in diameter. Spindle is chrome plated plastic with a heavy-duty internal spring and turns freely for non-controlled delivery. For general purpose use in restrooms.
A5205 | Bar, Towel, 1" Diameter, SS, Surface Mounted | 1 | CC | A surface mounted, satin finish stainless steel, 1" diameter, towel bar. Support posts and flanges are one piece, chrome-plated, cast heavy brass with satin finish. Towel bar shall not rotate within support posts. Available in 18", 24" and 30" widths. For general purpose use in shower or bathtub rooms. Pricing based upon a suggested standard width of 18".
C04E0 | Cabinet, U/C/B, 1 Shelf, 1 Drawer, 2 DO, 36x36x22 | 1 | CC | Standing height under counter base cabinet with an adjustable shelf and a full width drawer above solid hinged doors. Also referred to as a combination cabinet or a drawer and cupboard cabinet. For general purpose use throughout the facility.
C05P0 | Cabinet, Sink, U/C/B, 2 Door, 36x48x22 | 1 | CC | Standing height under counter base sink cabinet with solid hinged doors. Also referred to as a double-door sink cabinet. For general purpose use throughout the facility where a sink is to be used. Coordinate actual clear cabinet dimension with the actual outside dimension of sink that is specified to ensure that they are compatible.
CE090 | Cabinet, W/H, 2 SH, 2 GDO, Sloping Top, 41x36x16 | 1 | CC | Wall hung cabinet with two adjustable shelves, framed-glass hinged doors, and sloping top. Also referred to as a framed-glass hinged double door wall case. For general purpose use throughout the facility.
CS070 | Sink, SS, Single Compartment, 7.5x16x16 ID | 1 | CC | Single compartment stainless steel sink, drop-in, self-rimming, ledge-type, connected with a drain and provided with a mixing faucet. It shall also be provided with pre-punched fixture holes on 4" center, integral back ledge to accommodate deck-mounted fixtures, brushed/polished interior and top surfaces, and sound deadened. Recommended for use in suspended or U/C/B sink cabinets having a high plastic laminate or Chemsurf laminate countertop/work surface. Coordinate actual outside sink dimensions with the actual clear dimension of cabinet specified to ensure that they are compatible. For general purpose use throughout the facility.
CS180 | Sink, SS, Single Compartment, 12x22x16 ID | 1 | CC | Single compartment stainless steel sink, drop-in, self-rimming, ledge-type, connected with a drain and provided with a mixing faucet. It shall also be provided with pre-punched fixture holes on 4" center, integral back ledge to accommodate deck-mounted fixtures, brushed/polished interior and top surfaces, and sound deadened. Recommended for use in suspended or U/C/B sink cabinets having a high plastic laminate or Chemsurf laminate countertop/work surface. Coordinate actual outside sink dimensions with the actual clear dimension of cabinet specified to ensure that they are compatible. For general purpose use throughout the facility.
CT030 | Countertop, High Pressure Laminate | 25 | CC | High pressure laminate countertop (composition of wood particle core with plastic laminate surface) having a hard smooth surface finish, standard thickness of 1", and a 4" butt backsplash/curb. Also referred to as a work surface or work top. Available in a wide choice of colors, patterns, and depths. Used in general purpose areas requiring a basic work surface arrangement with limited heat resistance and poor chemical resistance. Pricing based upon a 24" depth.
E0903 | Locker, Supply, w/Shelves, Wall Mtd, 23"W x 20"D | 1 | VV | THIS TYPICAL INCLUDES: 1 Wall Mounted Rail 1 Supply Locker 1 Drawer, 9"H 4 Tray/Shelves Drawer Organizers Consider the need for an E0921 to transport the locker from place to place.
E0906 | Locker, Supply, General, Wall Mtd, 23"W x 20"D | 1 | VV | THIS TYPICAL INCLUDES: 1 Wall Mounted Rail 1 Locked Storage Container 2 Tray/Shelves 1 Drawer, 3"H 3 Drawers, 6"H 2 Drawers, 9"H 1 Tray/Shelf Divider Drawer Organizer Bins Consider the need for an E0921 to transport the locker from place to place.
E0915 | Locker, Supply, Medication, Wall Mtd, 23"W x 20"D | 1 | VV | THIS TYPICAL INCLUDES: 1 Wall Mounted Rail 1 Locked Storage Container 2 Tray/Shelves 1 Locked Drawer w/Locked Lid, 6"H 5 Drawers, 3"H 3 Drawers, 6"H 2 Tray/Shelves Divider Drawer Organizer Bins Consider the need for an E0921 to transport the locker from place to place.
E0942 | Cart, Cast, Mobile, 36"H x 46"W x 22"D | 1 | VV | THIS TYPICAL INCLUDES: 1 Cart Body, Style-A Narrow, w/Raised Edge Top 2 Accessory Rail, Side 1 Wastebasket 1 Flip-up Shelf 2 Drawers, 3"H 1 Drawer, 6"H Drawer Organizer Bins
E0945 | Cart, Computer, Mobile | 1 | VV | A mobile computer cart for use throughout the facility. The cart dimensions will be approximately 45" H x 30" W x 22" D with casters. May include drawers and miscellaneous other accessories that will be determined at time of purchase. This Typical may include: 1 Cart Body, w/Computer Support, Style-A Narrow, w/Raised Edge Top 1 Flip-Up Shelf 1 Sharps Container Holder 1 Wastebasket 1 Chart Holder 2 Drawers, 3"H 2 Drawers, 6"H 3 Accessory Rail, Side Drawer Organizer Bins
E1500 | Rail, MOD, W/MNTD, HX144XD | 1 | VV | Wall mounted rail used for hanging (mounting) lockers, shelves and drawers on a wall.
F0230 | Chair, Drafting, Rotary | 1 | VV | Drafting chair approximately 47" high X 20" wide X 20" deep with rotary stool and a 5 (five) star base with casters. Padded seat and back. Foot ring adjusts with chair.
F0340 | Stool, Self Adjusting | 1 | VV | Self adjusting stool. Consists of a foam padded upholstered seat with attached foot rest for added comfort. Mounted on swivel casters. Designed for doctor's use during examinations.
F2000 | Basket, Wastepaper, Fire Resistant | 2 | VV | Wastepaper basket, fire resistant, approximately 40 quart capacity. This unit is used to collect and temporarily store small quantities of paper refuse in patient rooms, administrative areas and nursing stations. Size and shape varies depending on the application and manufacturer selected.
F2020 | Can, Trash, 44 Gallon | 1 | VV | Forty four (44) gallon trash can, 32" high X 24" diameter, with lid. Used to collect and transport refuse from a point of origin to point of disposal (example: from soiled utility or a nursing unit to the trash compactor at housekeeping).
F3200 | Clock, Battery, 12" Diameter | 1 | VV | Clock, 12" diameter. Round surface, easy to read numbers with sweep second hand. Wall mounted unit for use when impractical to install a fully synchronized clock system. Battery operated, (batteries not included).
M0750 | Flowmeter, Air, Connect w/50 PSI Supply | 1 | VV | Air flowmeter. Unit has a stainless steel needle valve with clear flowtube for connection to 50 PSI air outlet from central pipeline system. Requires the appropriate adapter for connection to the wall outlet and fitting to connect to tubing. Database prices reflect fittings with an attached DISS power outlet. Other outlet and adapter configurations are available.
M0755 | Flowmeter, Oxygen, Low Flow | 1 | VV | Oxygen flowmeter. Consists of a clear crystal flowtube calibrated to 3.5 or 8 LPM depending on manufacturer. For oxygen regulation in hospital settings. Database pricing includes DISS fitting and DISS power outlet and wall adapter. Other fitting and adapter configurations are available.
M0765 | Regulator, Vacuum | 1 | VV | Vacuum pressure regulator for connection to central piped vacuum system. Standard display scale is graduated at least from 0 to 200 mm Hg of vacuum. Displays on specialized regulators may cover other vacuum ranges. Regulator type (continuous, intermittent, continuous/intermittent, surgical, pediatric, thoracic, etc.) as required. To be used in delivery, neonatal, pediatrics or any area where suction is required. Database pricing reflects continuous regulators graduated to 200 mm Hg with a full line vacuum selection switch and DISS configured inlets and outlets.
M1620 | Holder, Chart, Patient, Wall or Door Mounted | 1 | VV | Wall or door mounted patient chart holder. Constructed of durable plastic or metal. Used for holding patient records. Size as required.
M3070 | Hamper, Linen, Mobile, w/Lid | 1 | VV | Mobile linen hamper with hand or foot operated lid. Made of heavy tubular stainless steel with heavy gauge welded steel platform. Holds 25" hamper bags. Mounted on ball bearing casters. For linen transport in hospitals and clinics.
M3072 | Frame, Infectious Waste Bag w/Lid | 1 | VV | Frame for an infectious waste collection bag. Made of heavy tubular stainless steel with heavy gauge welded steel platform. Adjust to hold 18" or 25" trash bags. Mounted on ball bearing casters and includes permanently mounted hinged lid. Provides means of bagging infectious waste at point of waste generation.
M4255 | Stand, IV, Adjustable | 1 | VV | Adjustable IV stand with 4-hook arrangement. Stand has stainless steel construction with heavy weight base. It adjusts from 66 inches to 100 inches and is mounted on conductive rubber, ball bearing, swivel casters. Stand is used for administering intravenous solutions.
M7420 | Light, Exam, Mobile | 1 | VV | Mobile examination light mounted on a floor stand with casters. Unit features colored corrected light, an air-cooled shade and a balanced floating arm. Unit may also have a center mount detachable and sterilizable control handle. Designed for examination, treatment, and emergency areas where cool, color-corrected light is needed.
M8810 | Stand, Mayo | 1 | VV | Adjustable instrument table. Table is corrosion resistant stainless steel construction and is mounted on two casters with two skid rails. It has telescopic upright adjusts from 39 inches to 60 inches with automatic locking device, and removable 13"x19" instrument tray. Designed for use in operating and procedure rooms.
M9025 | Table, Examination/Treatment, With Cabinet | 1 | VV | Table, examination/treatment with cabinet. Cabinet type exam table with three section upholstered top adjustable to a full chair position. Concealed heel stirrups, dual outlets, drawers, and storage space with optional armboard. Unit is designed for general use in examination/treatment rooms.
3 - OPT33 - OP Gait Observation Laboratory, Polytrauma | 3 - OPT33 - OP Gait Observation Laboratory, Polytrauma | 3 - OPT33 - OP Gait Observation Laboratory, Polytrauma | 3 - OPT33 - OP Gait Observation Laboratory, Polytrauma | 3 - OPT33 - OP Gait Observation Laboratory, Polytrauma
JSN | NAME | QTY | ACQ/INS | DESCRIPTION
A5145 | Hook, Garment, Double, SS, Surface Mounted | 1 | CC | A surface mounted, satin finish stainless steel, double garment hook. Equipped with a concealed mounting bracket that is secured to a concealed wall plate. For general purpose use throughout the facility to hang various items of apparel.
F0280 | Chair, Swivel, Low Back | 1 | VV | Low back contemporary swivel chair, 37" high X 25" wide X 31" deep with a five (5) caster swivel base, arms and foam padded seat and back upholstered with either woven textile fabric or vinyl.
F2000 | Basket, Wastepaper, Fire Resistant | 1 | VV | Wastepaper basket, fire resistant, approximately 40 quart capacity. This unit is used to collect and temporarily store small quantities of paper refuse in patient rooms, administrative areas and nursing stations. Size and shape varies depending on the application and manufacturer selected.
F3200 | Clock, Battery, 12" Diameter | 1 | VV | Clock, 12" diameter. Round surface, easy to read numbers with sweep second hand. Wall mounted unit for use when impractical to install a fully synchronized clock system. Battery operated, (batteries not included).
4 - OPT34 - OP Gait Observation Storage Room, Polytrauma | 4 - OPT34 - OP Gait Observation Storage Room, Polytrauma | 4 - OPT34 - OP Gait Observation Storage Room, Polytrauma | 4 - OPT34 - OP Gait Observation Storage Room, Polytrauma | 4 - OPT34 - OP Gait Observation Storage Room, Polytrauma
JSN | NAME | QTY | ACQ/INS | DESCRIPTION
A1010 | Telecommunication Outlet | 1 | VV | Telecommunication outlet location.
A1014 | Telephone, Wall Mounted, 1 Line, With Speaker | 1 | VV | Telephone, wall mounted, 1 line, with speaker.
M2055 | Shelving, Storage, Wire, CRS, w/Adjustable Shelves | 4 | VV | Stationary, wire, shelving unit. Unit has fully adjustable shelves constructed of stainless steel. For use in general purpose storage areas. Shelving is provided in various sizes and configurations. Price provided is for a unit approximately 74"H x 18"D x 48"W with four shelves.
5 - OPT35 - OP Gait Laboratory Exam Room, Polytrauma | 5 - OPT35 - OP Gait Laboratory Exam Room, Polytrauma | 5 - OPT35 - OP Gait Laboratory Exam Room, Polytrauma | 5 - OPT35 - OP Gait Laboratory Exam Room, Polytrauma | 5 - OPT35 - OP Gait Laboratory Exam Room, Polytrauma
JSN | NAME | QTY | ACQ/INS | DESCRIPTION
A1030 | Locker, 2 Person, Over/Under | 2 | VV | Two person locker, double tier, 72Hx12Wx18D. This unit includes hooks for coats and hats. Door equipped with safety guard handles. Designed for storage of coats, hats, and other personal belongings. Other width and depths are available.
A1066 | Mirror, Float Glass, With SS Frame | 1 | CC | A high quality 1/4" polished float glass mirror 36X18, framed in a one-piece, bright polished, stainless steel channel frame with 90° mitered corners. All edges of the mirror are protected by absorbing filler strips. Mirror has a galvanized steel back with integral horizontal hanging brackets and wall hanger for concealed mounting. For mounting above single wall mounted lavatories located in toilet areas, Doctors examination offices, etc. May also be used above double lavatories, either wall or countertop mounted, found in restroom areas.
A1132 | Rail, Accessory Mounting, Length As Required | 1 | VC | Horizontal equipment mounting rail with lock mounting devices capable of; supporting up to 75 pounds each, being repositioned, and mounting and dismounting of equipment without the use of tools (special tools may be required to unlock adapter that was previously locked to the rail). The rail must be capable of supporting medical equipment and accessories normally found in exam or patient rooms. The rail system must be capable of mounting and dismounting equipment without leaving or creating new holes in the finished surface of the wall. The rail system utilizes a series of mounting plates and adapters specific to the device being mounted to the rail. The plate and adapter rail mounting kit must be specified to match the equipment being mounted to the equipment rail.
A5075 | Dispenser, Soap, Disposable | 1 | VV | Disposable soap dispenser. One-handed dispensing operation. Designed to accommodate disposable soap cartridge and valve.
A5077 | Dispenser, Hand Sanitizer, Hands-Free | 1 | VV | A touch free wall-mounted hand sanitizer dispenser. For use throughout a healthcare facility. Unit does not include the sanitizing liquid. Units are battery operated.
A5080 | Dispenser, Paper Towel, SS, Surface Mounted | 1 | CC | A surface mounted, satin finish stainless steel, single-fold, paper towel dispenser. Dispenser features: tumbler lock; front hinged at bottom; and refill indicator slot. Minimum capacity 400 single-fold paper towels. For general purpose use throughout the facility.
A5107 | Dispenser, Glove, Surgical/Examination, Wall Mntd | 1 | VV | Examination three (Small Medium, Large) glove dispenser box for wall mounting. Fabricated of either cold rolled steel with a white baked enamel finish, plastic or acrylic. Hardware not included, Option 3 powder coated steel.
A5145 | Hook, Garment, Double, SS, Surface Mounted | 1 | CC | A surface mounted, satin finish stainless steel, double garment hook. Equipped with a concealed mounting bracket that is secured to a concealed wall plate. For general purpose use throughout the facility to hang various items of apparel.
A5180 | Track, Cubicle, Surface Mounted, With Curtain | 1 | VV | Surface mounted cubicle track, with curtain. Track constructed of thick extruded aluminum. Equipped with self lubricating carriers, beaded drop chain hooks, and flame resistant curtain. To include removable end caps. Designed to be suspended around patient areas where privacy is needed. Price listed is per foot of the track, curtains to be priced per quote.
A6046 | Artwork, Decorative, With Frame | 1 | VV | This JSN is to be used for determining and defining location of decorative artwork.
A6311 | Blinds, Window, Mini w/Brackets | 1 | CC | Mini blinds for interior windows. Shall consist of 1-inch mini aluminum blinds with mounting bracket and child proof tassels.
E0948 | Cart, General Storage, Mobile, 42"H x 32"W x 22"D | 1 | VV | THIS TYPICAL INCLUDES: 1 Cart Body, Style-A Narrow, w/Raised Edge Top 2 Drawers, 3" H 4 Drawers, 6" H 1 Accessory Rail, Side Drawer Organizer Bins
F0205 | Chair, Side With Arms | 2 | VV | Upholstered side chair, 32" high X 21" wide X 23" deep with arms, padded seats and padded backs. Seat height is a minimum of 17". Available with or without sled base.
F0340 | Stool, Self Adjusting | 1 | VV | Self adjusting stool. Consists of a foam padded upholstered seat with attached foot rest for added comfort. Mounted on swivel casters. Designed for doctor's use during examinations.
F0355 | Footstool, Straight | 1 | VV | Step stool. Used to assist patients getting on and off exam or surgical tables. Fitted with electrically conductive rubber tips.
F2010 | Basket, Wastepaper, Step-On | 1 | VV | "Step-on" wastepaper basket with inner liner and foot petal activated flip top.
F3200 | Clock, Battery, 12" Diameter | 1 | VV | Clock, 12" diameter. Round surface, easy to read numbers with sweep second hand. Wall mounted unit for use when impractical to install a fully synchronized clock system. Battery operated, (batteries not included).
M1801 | Computer, Microprocessing, w/Flat Panel Monitor | 1 | VV | Desk top microprocessing computer. The unit shall consist of a central processing mini tower, flat panel monitor, keyboard, mouse and speakers. The system shall have the following minimum characteristics: a 2.8 GHz Pentium processor; 512 MB memory; 80GB hard drive; 32/48x CD-ROMDVD combo; 1.44MB network interface card; video 32 MB NVIDIA; a 18 inch flat panel monitor. The computer is used throughout the facility to input, manipulate and retrieve information.
M1802 | Work Station, Computer, Retractable, Wall Mounted | 1 | VV | A wall mounted retractable work station. Work station is used as a computer station in treatment rooms, exam rooms and areas where physical space in limited.
M4100 | Sphygmomanometer, Aneroid, Wall Mounted | 1 | VV | Aneroid sphygmomanometer. Unit is wall mounted and has large graphic dial display for easy reading from all angles. It has a 90 degree (angle) swivel and 10 degree (angle) forward tilt to reduce glare. Unit accuracy is within 1% of reading. Sturdy impact-resistant construction.
M4200 | Otoscope/Ophthalmoscope, Wall Mounted | 1 | VV | Wall mounted otoscope and ophthalmoscope. Includes 6 foot line cord and plug and accepts and includes two handles. Contains head turn-on/turn-off, built-in speculum tray and 8 foot coiled cords. Unit is designed for use in patient exam rooms.
M8320 | Table, Treatment, Hi/Lo | 1 | VV | Hi/lo metal treatment table. Unit consists of a hydraulic electromechanical power system operated with a hand or foot control. Includes a foam pad, upholstered top with back section adjustable to a full chair position. Adjustable height from 24" to 39". Provides easy access for patients in wheelchair or stretcher. Designed for general examinations as well as orthopedic and Ob-Gyn.
P3100 | Lavatory, Vitreous China, Slab Type | 1 | CC | Wall mounted, slab type, vitreous china, lavatory (approximate bowl size 7"x15"x10") with: faucet holes on 4" centers; gooseneck spout; wrist blade handles; and grid strainer. It shall be suitable for use in clinics, offices, washrooms or patient care area.
6 - OPT36 - OP Rehabilitation Therapy Room, Polytrauma | 6 - OPT36 - OP Rehabilitation Therapy Room, Polytrauma | 6 - OPT36 - OP Rehabilitation Therapy Room, Polytrauma | 6 - OPT36 - OP Rehabilitation Therapy Room, Polytrauma | 6 - OPT36 - OP Rehabilitation Therapy Room, Polytrauma
JSN | NAME | QTY | ACQ/INS | DESCRIPTION
A1080 | Mirror, Posture, Wall Mounted | 1 | CC | Wall mounted posture mirror. Consists of a 1/4" plate glass in a sturdy corrosion resistant frame with water proof back. For educational and therapy programs.
A5077 | Dispenser, Hand Sanitizer, Hands-Free | 1 | VV | A touch free wall-mounted hand sanitizer dispenser. For use throughout a healthcare facility. Unit does not include the sanitizing liquid. Units are battery operated.
A5080 | Dispenser, Paper Towel, SS, Surface Mounted | 1 | CC | A surface mounted, satin finish stainless steel, single-fold, paper towel dispenser. Dispenser features: tumbler lock; front hinged at bottom; and refill indicator slot. Minimum capacity 400 single-fold paper towels. For general purpose use throughout the facility.
A5107 | Dispenser, Glove, Surgical/Examination, Wall Mntd | 1 | VV | Examination three (Small Medium, Large) glove dispenser box for wall mounting. Fabricated of either cold rolled steel with a white baked enamel finish, plastic or acrylic. Hardware not included, Option 3 powder coated steel.
A5215 | Bracket, Television, Ceiling Mounted | 1 | CC | Ceiling mounted television bracket for flat panel LCD and Plasma screens. The bracket shall be a universal style mount with a load capacity of 200 pounds with adjustments of 0-15 degree tilt and 360 degree swivel. Shall be capable of accommodating various size units.
C0025 | Cabinet, Wardrobe, 1 Door, 84x24x22 | 1 | CC | Wardrobe cabinet with a fixed shelf, clothing rod, and a solid or louvered right or left-hinged door (appropriate door hinge configuration to be indicated on the equipment elevation drawings), an optional locking door is available. Also referred to as a wardrobe case, unit or storage unit. Used for storage of clothing and personal items.
C0039 | Rail, Apron, 4x48x1 | 1 | CC | Apron rail. Also referred to as an apron front, apron panel, or knee space rail. Used to close in front knee space area and/or provide work surface support between two base cabinets or a base cabinet and wall. Apron rails should be ordered in pairs to provide both front and rear work surface support.
C02C0 | Cabinet, U/C/B, 1 Shelf, 1 Drawer, 1 DO, 36x24x22 | 1 | CC | Standing height under counter base cabinet with an adjustable shelf and a full width drawer above a solid right or left-hinged door (appropriate door hinge configuration to be indicated on equipment elevation drawings). Also referred to as a combination cabinet or a drawer and cupboard cabinet. For general purpose use throughout the facility.
C03E0 | Cabinet, U/C/B, 1 Shelf, 1 Drawer, 2 DO, 36x30x22 | 1 | CC | Standing height under counter base cabinet with an adjustable shelf and a full width drawer above solid hinged doors. Also referred to as a combination cabinet or a drawer and cupboard cabinet. For general purpose use throughout the facility.
C04A0 | Cabinet, U/C/B, Open, 2 Shelf, 36x36x22 | 1 | CC | Standing height under counter base cabinet, open, with two adjustable shelves. Also referred to as an open cabinet. For general purpose use throughout the facility.
C04E0 | Cabinet, U/C/B, 1 Shelf, 1 Drawer, 2 DO, 36x36x22 | 1 | CC | Standing height under counter base cabinet with an adjustable shelf and a full width drawer above solid hinged doors. Also referred to as a combination cabinet or a drawer and cupboard cabinet. For general purpose use throughout the facility.
CS250 | Sink, SS, Single Compartment, 6x12x9 ID | 1 | CC | Single compartment stainless steel sink, drop-in, self-rimming, ledge-type, connected with a drain and provided with a mixing faucet. It shall also be provided with pre-punched fixture holes on 4" center, integral back ledge to accommodate deck-mounted fixtures, brushed/polished interior and top surfaces, and sound deadened. Recommended for use in suspended or U/C/B sink cabinets having a high plastic laminate or Chemsurf laminate countertop/work surface. For general purpose use throughout the facility.
CT020 | Countertop, Solid Surface | 1 | CC | A solid, nonporous countertop with a smooth seamless appearance. Easy to clean and maintain and with proper cleaning does not support the growth of mold. An acrylic-based solid surface product. Standard thickness of 1", and a 4" butt backsplash/curb. Also referred to as a work surface or work top. Available in a choice of colors and depths. Used in lab and other hospital areas requiring optimum physical and chemical resisting properties.
F0205 | Chair, Side With Arms | 1 | VV | Upholstered side chair, 32" high X 21" wide X 23" deep with arms, padded seats and padded backs. Seat height is a minimum of 17". Available with or without sled base.
F0340 | Stool, Self Adjusting | 1 | VV | Self adjusting stool. Consists of a foam padded upholstered seat with attached foot rest for added comfort. Mounted on swivel casters. Designed for doctor's use during examinations.
F2017 | Waste Receptacle, 24 GAL | 1 | VV | Rectangular steel waste receptacle with step-on lid and 24 gallon capacity. The receptacle is used to collect and temporarily store small quantities of paper refuse. Can be used in restrooms, patient areas, laboratories, pharmacies, etc.
F3200 | Clock, Battery, 12" Diameter | 1 | VV | Clock, 12" diameter. Round surface, easy to read numbers with sweep second hand. Wall mounted unit for use when impractical to install a fully synchronized clock system. Battery operated, (batteries not included).
G0144 | Ergometer, Recumbent Stepper | 1 | VV | Seated stepping ergometer for total body, arms and/or legs low impact conditioning. The unit features a closed kinetic chain action which combines reciprocal stepping and arm action. The arm settings and seat are adjustable. A battery operated performance computer allows for adjusting workload level. The unit has a heavy duty steel frame construction with low-density plastic covers.
G1025 | Exercise Machine, Elliptical | 1 | VV | An elliptical training machine to simulate stair climbing, walking or running without causing excessive pressure to the joints and to decrease risk of impact injuries. Provides a non-impact cardiovascular workout in a gym or in rehabilitation exercise protocols in a physical therapy clinic. The unit includes upper body handlebars for a total workout. The elliptical can be self-powered by user generated motion or electric powered to adjust motion and for supplying electronic consoles and resistance systems. Some models have optional direct or telemetric pulse monitoring. Database electrical specifications are for those models which require power. Refer to the manufacturers' specifications to verify electrical requirements.
G1037 | Weight Set, Exercise, Dumbbell | 1 | VV | Set of weightlifting dumbbells for use in physical training or rehabilitation. Weights can be plain metal, rubber cushioned metal or chrome plated and are in matched pairs at each weight increment. Database information refers to a large set of matched weights increasing in 5-lb. increments from 5-lb. to 100- lb. (20 pairs of weights) stacked on the floor. Differing manufacturers may offer more or less extensive selections. The individual facility's requirement will determine the exact set configuration and cost. See JSN G1040 for the racks to hold these weights.
G1040 | Rack, Dumbbell | 1 | VV | Rack for holding dumbbells in a gym or rehabilitation facility. The manufacturers provide several different rack styles and capacities depending on the number and type of dumbbells the rack(s) will hold. The database information is for a double rail rack holding twenty (ten pairs) of full size metal plate dumbbells.
G1043 | Ergometer, Recumbent Bicycle, Computer Assisted | 1 | VV | Computer assisted recumbent bicycle aerobic trainer. The trainer provides aerobic workouts on a computer controlled and monitored recumbent bicycle ergometer. The ergometer has several training routines and intensities which either the exerciser or a therapist can select. The unit display provides a readout of work accomplished as well as graphics to motivate the exerciser. Many models offer optional heart rate monitoring and wheels for easy mobility. Depending on the manufacturer and model, the computer is powered by the exerciser or an external source. The database electrical requirements are for those units requiring electrical power. The trainer is used for cardio-respiratory development in a gym or the exercise area of Physical Therapy.
M0515 | Television, HD, 40" Class | 1 | VV | High definition (HDTV) multimedia flat panel LED 40" class display television. The TV will have a 16:9 wide screen aspect ratio, minimum of 1920 x 1080 display resolution, digital tuner, minimum refresh rate of 60Hz, minimum of two HDMI ports and 1 USB port ENERGY STAR certified.
M4045 | Scale, Wheelchair, Portable, 1000 lb Capacity | 1 | VV | A battery operated, portable, digital wheelchair scale. This item is designed to accommodate extra-wide wheelchairs for weighing bariatric patients and also can be used for walk-ons. The scale can store the weight of the chair. The digital display unit can be scale mounted or mounted on a wall. An optional AC adapter is available. Designed for a gross 1000 lbs. capacity.
M4116 | Monitor, Vital Signs | 1 | VV | Electronic sphygmomanometer. LCD displays non-invasive blood pressure, pulse rate and temperature. Used in hospitals and clinics. Includes an optional mobile stand.
M8100 | Bath, Warming, Splint | 1 | VV | A warming bath for softening splinting sheets of thermoplastic material. Unit will be stainless steel and accommodate 18' x 24' sheets. The unit will include factory-set thermostat of approximately 175 degrees F (high) and 160 degrees F (low), a hinged insulated cover and a rear drain. Thermostat may also be adjusted internally to change range.
M8105 | Bath, Paraffin, Hand/Foot | 1 | VV | Paraffin bath for heat treatment of injuries. Unit features a chrome plated, corrosion resistant, double walled Monel metal tank to prevent loss of heat, thermostatic control, drain, timer, thermometer and stand with casters. Smaller models are available.
M8111 | Fluidotherapy Unit, Single Extremity | 1 | VV | A single extremity fluidotherapy unit that heats and circulates CELLEX particles resulting in a warm massage for the hand, wrist, elbow, foot and ankle. Unit is electronically programmable for regulating temperature, airflow and pulse mode. Used to increase circulation and range of motion, and in the relief of local pain in extremities.
M8115 | Conditioner, Cold Treatment Pack | 1 | VV | Refrigeration unit for twelve cold therapy packs. Unit features thermostatic temperature control, automatic defrosting and refrigeration grade insulation. Interior chamber is designed to facilitate periodic cleaning. Smaller capacity models are available.
M8120 | Therapy Unit, Hydroculator | 1 | VV | Moist Heat Therapy Unit, also referred as a Hydrocollator Heating Unit, are used to apply effective heat to hot packs used in moist heat therapy. Unit is supplied ready for immediate use and requires no special plumbing. Unit features: stainless steel insulated wall, thermostatically controlled, casters ( mobile units only), and standard size Hot Packs. Other unit sizes and accessories (variety of hot packs, tongs, side table rack, etc.) are available.
M8125 | Ergometer, Bicycle, Stationary | 1 | VV | Bicycle ergometer. The unit includes an adjustable seat, pedals with toe clips, disc brakes, and tachometer/odometer. The display provides readouts of time, speed and distance. The unit features steel construction for durability and reliability. The ergometer is used in progressive rehabilitation or physical training programs.
M8133 | Ergometer, Upper Body | 1 | VV | Ergometer for measuring upper body exertion during an exercise regimen. The unit consists of a seat and a hand crank mechanism at shoulder height. The unit is used for physical rehabilitation protocols and stress testing. The unit quantifiably measures the effort exerted by the patient.
M8150 | Exerciser, Ramp and Curbs | 1 | VV | Heavily constructed ramp and curbs exerciser. Unit includes three wide, deep curbs which are 2", 4" and 6" high. The ramp section is also deep and wide and rises gradually from 1/2" to 8" high. The end portion of the ramp section is an 8" high platform which the curb sections meet. The curbs and ramp have a sure-grip, long wearing, non-slip surface. The exerciser is used for training in walking techniques as well as balance.
M8174 | Ultrasound/Neuromuscular Stimulation Combo Unit | 1 | VV | Ultrasound unit in combination with a neuromuscular stimulator; unit can deliver both types of treatments simultaneously or individually. The ultrasound unit operates at one or more frequencies. The electrotherapy portion of the instrument can operate at set voltages or continuously variable across a range. Depending on the ultrasound frequency and electrotherapy voltage, the clinician selects one of several treatment unit heads. Some models feature microprocessor controls, data collection, data correlation and data downloading for analysis over time.
M8210 | Cart, Weight, Physical Therapy, w/Weights | 1 | VV | Physical therapy weight cart equipped with weights, two storage shelves, and racks to store dumbbells. Unit is constructed of quality hardwood and mounted on 4 heavy-duty casters. Used for storage of weights.
M8240 | Parallel Bars, Physical Therapy | 1 | VV | Physical therapy parallel bars. Unit can have manual or electrically powered adjustments. Bar height is adjustable from 25" to 40" and the bar width is adjustable from 16" to 25". Hand rails are chrome plated 1-1/2" steel tubing. Walking aisle is a minimum of 24" wide and finished in natural wood or covered with vinyl matting. Database information reflects 10' or 12' bar length electrically powered units.
M8305 | Platform, Exercise, w/Mat, Powered | 1 | VV | Exercise platform with power height adjustment. The platform rests on one or two pedestal bases which contain the power mechanism for adjusting the table height. The platform top or removable mattress is covered with heavy duty, nylon-reinforced vinyl for durability. The adjustable height feature is designed to accommodate patients who have difficulty sitting or transferring from a wheelchair as well as providing an optimal working height for the physical therapist once the patient is on the table. Larger and smaller units as well as manual crank platform tables are available.
M8330 | Treadmill, Electric | 1 | VV | Electric treadmill. Unit consists of a strong steel frame with front and side handrails covered with foam rubber, a remote control unit and a moving belt with a speed range from 0 to 10 mph. The unit also has a patient-controlled start/stop switch and a resettable distance counter. The motor controls the belt speed and changes the elevation of one end of the treadmill up to a 20 degree incline. The unit can be used as an exercise/therapy apparatus or in the practice of preventive medicine. Because of their power requirements, treadmills are also available as 208V powered units. At 110V, a treadmill may require a dedicated circuit. Refer to the manufacturer's literature and the specific installation site for deciding which voltage to use. See JSN M8185 for treadmill/electrocardiography systems used in cardiology studies.
M8331 | Treadmill, Weight Bearing System | 1 | VV | Incremental weight bearing system. Unit is used to limit weight bearing while exercising on a treadmill. Includes frame, harness, sensor, controller and side pads. Does not include the treadmill.
P3520 | Sink, China, With Plaster Interceptor Trap | 1 | CC | Plaster sink approximately 10" x 28" x 18". Unit is made of vitreous china. Faucet is equipped with 2 inch spray, 6 inch handles with screwdriver stops, grid drain with 1-1/2 inch tailpiece, a 2 inch outside diameter drain connection to trap and wall and a plaster interceptor trap. Space must be left above trap for removal of screen for cleaning. Used in orthopedic clinic cast rooms, emergency rooms and other areas where plaster is soaked or rinsed in a sink.
R4650 | Ice Maker, Flaked, With Dispenser | 1 | CC | Ice maker dispenser approximately 71" H x 19"D x 24"W. This unit provides flaked ice and cooled water automatically. The unit has a daily capacity up to 650 pounds and a 100 pound capacity stainless steel storage compartment with water station. Unit may be free-standing or counter-mounted, automatic load ice dispenser for food service and healthcare use. The unit is used in healthcare institutions and various commercial food service operations for dispensing ice.
T0975 | Table, Hand Therapy | 1 | VV | A table for use with hand therapy treatment. The table will be height adjustable with an easy to operate crank hydraulic lift system. Table will have a laminated top and telescoping legs.
7 - OPT37 - OP PT / OT Evaluation Room, Polytrauma | 7 - OPT37 - OP PT / OT Evaluation Room, Polytrauma | 7 - OPT37 - OP PT / OT Evaluation Room, Polytrauma | 7 - OPT37 - OP PT / OT Evaluation Room, Polytrauma | 7 - OPT37 - OP PT / OT Evaluation Room, Polytrauma
JSN | NAME | QTY | ACQ/INS | DESCRIPTION
A1200 | Lift System, Overhead, Patient Room | 1 | VC | An overhead rail system specifically designed for patient lifting and movement for a single bed patient room. The system will consist of recessed or ceiling mounted primary and secondary rails, lift motor with rolling carriage, patient harness or seat, and a hand controller or control box with charger. System will facilitate lifting and movement of patient to and from bed to gurney, chair or other requirement. Minimum lift capability is 550 pounds. Custom design of track layout by manufacturer is essential to meet individual facility requirements.
A5077 | Dispenser, Hand Sanitizer, Hands-Free | 1 | VV | A touch free wall-mounted hand sanitizer dispenser. For use throughout a healthcare facility. Unit does not include the sanitizing liquid. Units are battery operated.
A5145 | Hook, Garment, Double, SS, Surface Mounted | 1 | CC | A surface mounted, satin finish stainless steel, double garment hook. Equipped with a concealed mounting bracket that is secured to a concealed wall plate. For general purpose use throughout the facility to hang various items of apparel.
A5180 | Track, Cubicle, Surface Mounted, With Curtain | 1 | VV | Surface mounted cubicle track, with curtain. Track constructed of thick extruded aluminum. Equipped with self lubricating carriers, beaded drop chain hooks, and flame resistant curtain. To include removable end caps. Designed to be suspended around patient areas where privacy is needed. Price listed is per foot of the track, curtains to be priced per quote.
E0948 | Cart, General Storage, Mobile, 42"H x 32"W x 22"D | 1 | VV | THIS TYPICAL INCLUDES: 1 Cart Body, Style-A Narrow, w/Raised Edge Top 2 Drawers, 3" H 4 Drawers, 6" H 1 Accessory Rail, Side Drawer Organizer Bins
F0205 | Chair, Side With Arms | 1 | VV | Upholstered side chair, 32" high X 21" wide X 23" deep with arms, padded seats and padded backs. Seat height is a minimum of 17". Available with or without sled base.
F0340 | Stool, Self Adjusting | 1 | VV | Self adjusting stool. Consists of a foam padded upholstered seat with attached foot rest for added comfort. Mounted on swivel casters. Designed for doctor's use during examinations.
F2000 | Basket, Wastepaper, Fire Resistant | 1 | VV | Wastepaper basket, fire resistant, approximately 40 quart capacity. This unit is used to collect and temporarily store small quantities of paper refuse in patient rooms, administrative areas and nursing stations. Size and shape varies depending on the application and manufacturer selected.
F3050 | Whiteboard, Dry Erase | 1 | VV | Whiteboard unit, approximately 36" H x 48" W consisting of a white porcelain enamel writing surface with an attached chalk tray. Magnetic surface available. Image can be easily removed with a standard chalkboard eraser. For use with water color pens. Unit is ready to hang.
F3200 | Clock, Battery, 12" Diameter | 1 | VV | Clock, 12" diameter. Round surface, easy to read numbers with sweep second hand. Wall mounted unit for use when impractical to install a fully synchronized clock system. Battery operated, (batteries not included).
M3070 | Hamper, Linen, Mobile, w/Lid | 1 | VV | Mobile linen hamper with hand or foot operated lid. Made of heavy tubular stainless steel with heavy gauge welded steel platform. Holds 25" hamper bags. Mounted on ball bearing casters. For linen transport in hospitals and clinics.
M3072 | Frame, Infectious Waste Bag w/Lid | 1 | VV | Frame for an infectious waste collection bag. Made of heavy tubular stainless steel with heavy gauge welded steel platform. Adjust to hold 18" or 25" trash bags. Mounted on ball bearing casters and includes permanently mounted hinged lid. Provides means of bagging infectious waste at point of waste generation.
M8200 | Ultrasonic Treatment Unit | 1 | VV | Ultrasonic treatment unit which operates at one or more frequencies. Unit features a treatment timer, variable interrupted outputs and a variable power range. Unit has one or more treatment heads depending on sound wave frequency. Used for physiologic stimulation.
M8305 | Platform, Exercise, w/Mat, Powered | 1 | VV | Exercise platform with power height adjustment. The platform rests on one or two pedestal bases which contain the power mechanism for adjusting the table height. The platform top or removable mattress is covered with heavy duty, nylon-reinforced vinyl for durability. The adjustable height feature is designed to accommodate patients who have difficulty sitting or transferring from a wheelchair as well as providing an optimal working height for the physical therapist once the patient is on the table. Larger and smaller units as well as manual crank platform tables are available.
8 - SC243 - Polytrauma OP PRC OP Team Room, Clncl Sprt | 8 - SC243 - Polytrauma OP PRC OP Team Room, Clncl Sprt | 8 - SC243 - Polytrauma OP PRC OP Team Room, Clncl Sprt | 8 - SC243 - Polytrauma OP PRC OP Team Room, Clncl Sprt | 8 - SC243 - Polytrauma OP PRC OP Team Room, Clncl Sprt
JSN | NAME | QTY | ACQ/INS | DESCRIPTION
A1010 | Telecommunication Outlet | 3 | VV | Telecommunication outlet location.
A1012 | Telephone, Wall Mounted, 1 Line | 1 | VV | Telephone, wall mounted, 1 line.
A5077 | Dispenser, Hand Sanitizer, Hands-Free | 1 | VV | A touch free wall-mounted hand sanitizer dispenser. For use throughout a healthcare facility. Unit does not include the sanitizing liquid. Units are battery operated.
A5145 | Hook, Garment, Double, SS, Surface Mounted | 1 | CC | A surface mounted, satin finish stainless steel, double garment hook. Equipped with a concealed mounting bracket that is secured to a concealed wall plate. For general purpose use throughout the facility to hang various items of apparel.
F0115 | Bookcase, Open, 5 Shelf | 1 | VV | Freestanding open shelf bookcase, approximately 82" high X 37" wide X 18" deep with 5 (five) adjustable shelves. Unit can be separate or part of a system with available add-on shelving.
F0220 | Chair, Conference | 4 | VV | Conference chair designed to complement the executive furniture package selected. Foam rubber cushioned seats and backs covered with either woven fabric or vinyl. Base with 5 (five) swivel casters.
F0405 | Cabinet, Filing, Full Height, 4-5 Drawer | 1 | VV | Four (4) or five (5) drawer letter size, vertical filing cabinet, 53" high X 15" wide X 29" deep with locking device. Each drawer has label holder, handle and roller cradle.
F0750 | Table, Office, (size as required) | 4 | VV | Office table, sized as required. May be used as either a four (4) to six (6) person conference table or as an extra work surface area.
F2000 | Basket, Wastepaper, Fire Resistant | 1 | VV | Wastepaper basket, fire resistant, approximately 40 quart capacity. This unit is used to collect and temporarily store small quantities of paper refuse in patient rooms, administrative areas and nursing stations. Size and shape varies depending on the application and manufacturer selected.
F3055 | Whiteboard, With Sliding Panels. | 1 | VV | Standard installations consist of sliding panels and a fixed back panel with the choice of chalkboard, markerboard, bulletin board, or a combination of these choices.
F3200 | Clock, Battery, 12" Diameter | 1 | VV | Clock, 12" diameter. Round surface, easy to read numbers with sweep second hand. Wall mounted unit for use when impractical to install a fully synchronized clock system. Battery operated, (batteries not included).
9 - SC271 - Polytrauma OP Therapy Consult Room, Clncl Sprt | 9 - SC271 - Polytrauma OP Therapy Consult Room, Clncl Sprt | 9 - SC271 - Polytrauma OP Therapy Consult Room, Clncl Sprt | 9 - SC271 - Polytrauma OP Therapy Consult Room, Clncl Sprt | 9 - SC271 - Polytrauma OP Therapy Consult Room, Clncl Sprt
JSN | NAME | QTY | ACQ/INS | DESCRIPTION
A1010 | Telecommunication Outlet | 2 | VV | Telecommunication outlet location.
A1012 | Telephone, Wall Mounted, 1 Line | 1 | VV | Telephone, wall mounted, 1 line.
A5145 | Hook, Garment, Double, SS, Surface Mounted | 1 | CC | A surface mounted, satin finish stainless steel, double garment hook. Equipped with a concealed mounting bracket that is secured to a concealed wall plate. For general purpose use throughout the facility to hang various items of apparel.
F0115 | Bookcase, Open, 5 Shelf | 1 | VV | Freestanding open shelf bookcase, approximately 82" high X 37" wide X 18" deep with 5 (five) adjustable shelves. Unit can be separate or part of a system with available add-on shelving.
F0205 | Chair, Side With Arms | 3 | VV | Upholstered side chair, 32" high X 21" wide X 23" deep with arms, padded seats and padded backs. Seat height is a minimum of 17". Available with or without sled base.
F0750 | Table, Office, (size as required) | 1 | VV | Office table, sized as required. May be used as either a four (4) to six (6) person conference table or as an extra work surface area.
F2000 | Basket, Wastepaper, Fire Resistant | 1 | VV | Wastepaper basket, fire resistant, approximately 40 quart capacity. This unit is used to collect and temporarily store small quantities of paper refuse in patient rooms, administrative areas and nursing stations. Size and shape varies depending on the application and manufacturer selected.
F3200 | Clock, Battery, 12" Diameter | 1 | VV | Clock, 12" diameter. Round surface, easy to read numbers with sweep second hand. Wall mounted unit for use when impractical to install a fully synchronized clock system. Battery operated, (batteries not included).
M0506 | Television, Flat Screen | 1 | VV | Flat screen television with approximately 32'" to 40' diagonal screen size. The TV will have built-in speakers, NTSC tuner, a 16:9 wide screen aspect ratio, a minimum of 1280 x 768 resolution and a remote control.
M1802 | Work Station, Computer, Retractable, Wall Mounted | 1 | VV | A wall mounted retractable work station. Work station is used as a computer station in treatment rooms, exam rooms and areas where physical space in limited.
10 - OPT42 - OP Speech Therapy Laboratory, Polytrauma | 10 - OPT42 - OP Speech Therapy Laboratory, Polytrauma | 10 - OPT42 - OP Speech Therapy Laboratory, Polytrauma | 10 - OPT42 - OP Speech Therapy Laboratory, Polytrauma | 10 - OPT42 - OP Speech Therapy Laboratory, Polytrauma
JSN | NAME | QTY | ACQ/INS | DESCRIPTION
A5075 | Dispenser, Soap, Disposable | 1 | VV | Disposable soap dispenser. One-handed dispensing operation. Designed to accommodate disposable soap cartridge and valve.
A5077 | Dispenser, Hand Sanitizer, Hands-Free | 1 | VV | A touch free wall-mounted hand sanitizer dispenser. For use throughout a healthcare facility. Unit does not include the sanitizing liquid. Units are battery operated.
A5080 | Dispenser, Paper Towel, SS, Surface Mounted | 1 | CC | A surface mounted, satin finish stainless steel, single-fold, paper towel dispenser. Dispenser features: tumbler lock; front hinged at bottom; and refill indicator slot. Minimum capacity 400 single-fold paper towels. For general purpose use throughout the facility.
A5107 | Dispenser, Glove, Surgical/Examination, Wall Mntd | 1 | VV | Examination three (Small Medium, Large) glove dispenser box for wall mounting. Fabricated of either cold rolled steel with a white baked enamel finish, plastic or acrylic. Hardware not included, Option 3 powder coated steel.
A5145 | Hook, Garment, Double, SS, Surface Mounted | 1 | CC | A surface mounted, satin finish stainless steel, double garment hook. Equipped with a concealed mounting bracket that is secured to a concealed wall plate. For general purpose use throughout the facility to hang various items of apparel.
A6046 | Artwork, Decorative, With Frame | 1 | VV | This JSN is to be used for determining and defining location of decorative artwork.
C03E0 | Cabinet, U/C/B, 1 Shelf, 1 Drawer, 2 DO, 36x30x22 | 1 | CC | Standing height under counter base cabinet with an adjustable shelf and a full width drawer above solid hinged doors. Also referred to as a combination cabinet or a drawer and cupboard cabinet. For general purpose use throughout the facility.
C06M0 | Cabinet, U/C/B, 1 PBD, 2 DR, 1 File DR, 30x18x22 | 1 | CC | Sitting height under counter base cabinet with a pullboard above two drawers and file drawer. Also referred to as a drawer cabinet. For general purpose use throughout the facility.
CT020 | Countertop, Solid Surface | 1 | CC | A solid, nonporous countertop with a smooth seamless appearance. Easy to clean and maintain and with proper cleaning does not support the growth of mold. An acrylic-based solid surface product. Standard thickness of 1", and a 4" butt backsplash/curb. Also referred to as a work surface or work top. Available in a choice of colors and depths. Used in lab and other hospital areas requiring optimum physical and chemical resisting properties.
E0123 | Workstation, Straight, Free Standing, 72" W | 1 | VV | This JSN will provide a whole work station typical to quickly plan work in areas in clinical or administrative spaces. There will be a price decrease if typical work stations are used with vertical hanging strips instead of panels. THIS TYPICAL INCLUDES: 4 Standard Solid Panels 2 Panel Connectors, 2-Way Corner 1 Panel-to-Panel Connector 2 Finished End Hardware 1 Cantilevered, Work Surface 2 Lockable Flipper Units 2 Shelf, Storage/Displays 2 Lights 1 Tack board 1 Tool Rail 1 Paper Tray 1 Diagonal Tray 1 Adjustable Keyboard Tray 1 Mobile Pedestal, Box/File
E0918 | Locker, Supply, Endoscopy, Wall Mtd, 24"W x 14"D | 1 | VV | THIS TYPICAL INCLUDES: 1 Scope Storage Cabinet w/Lock 1 Bracket, Endoscope 1 Bracket, Distal Tube 1 Cabinet Drip Pan. E1500 Wall Mounting Rail is required Consider the need for an E0921 to transport the locker from place to place.
E1500 | Rail, MOD, W/MNTD, HX144XD | 1 | VV | Wall mounted rail used for hanging (mounting) lockers, shelves and drawers on a wall.
F0205 | Chair, Side With Arms | 1 | VV | Upholstered side chair, 32" high X 21" wide X 23" deep with arms, padded seats and padded backs. Seat height is a minimum of 17". Available with or without sled base.
F0275 | Chair, Swivel, High Back | 1 | VV | Highback contemporary swivel chair, 41" high X 23" wide X 23" deep with five (5) caster swivel base and arms. Chair may be used at desks or in conference rooms. Back and seat are foam padded and upholstered with either woven textile fabric or vinyl.
F0415 | Cabinet, Filing, Lateral, Full Height, 5 Drawer | 1 | VV | Full height five (5) drawer lateral filing cabinet, 65" high X 42" wide X 18" deep with floor levelers (front), locking device and drawer label holders. Drawers are adaptable to either letter or legal size materials.
F0540 | Cart, Scope, Transport | 1 | VV | A cart designed specifically for the safe transport of endoscopy scopes. The cart will have a lightweight frame of a tubular welded construction. The sides and back panels will be of a foamed resin with a work top of seamless, raised edge plastic. The cart will have rectangle or round trays with lids and will have 4 casters with 2 locking. Cart may have a roll-top door with a key lock.
F2000 | Basket, Wastepaper, Fire Resistant | 1 | VV | Wastepaper basket, fire resistant, approximately 40 quart capacity. This unit is used to collect and temporarily store small quantities of paper refuse in patient rooms, administrative areas and nursing stations. Size and shape varies depending on the application and manufacturer selected.
F2050 | Recorder, Digital, Voice | 1 | VV | Digital voice recorder, approximately 7" H X 3" W X 2" D, with both record and play capabilities. Includes internal flash memory. Auto stop, pause, tone control and built in microphone; AC/DC. Requires convenience outlet at point of use when not using batteries.
F2250 | Camcorder, Hand Held, HD, Zoom, w/Microphone | 1 | VV | Hand held camcorder with full HD recording, LCD display and microphone. Camcorder will also have capability for still picture capture. Audio and video output will be fully transferable to a computer.
F3200 | Clock, Battery, 12" Diameter | 1 | VV | Clock, 12" diameter. Round surface, easy to read numbers with sweep second hand. Wall mounted unit for use when impractical to install a fully synchronized clock system. Battery operated, (batteries not included).
M0010 | Recorder, Tape, w/Delayed Audio Feedback | 1 | VV | Delayed audio feedback tape recorder. Unit consists of a recorder and playback mechanism which delays speech playback so the patient can directly associate what was said with how it sounds. The unit includes a delay mode/time selector, amplifier and microphone. Electrical specifications are for an optional battery recharger. Some manufacturers equipment requires an ancillary computer for operation; refer to the specific maker's literature. See JSN M1800 for computer equipment. Used for speech modification training and therapy.
M1620 | Holder, Chart, Patient, Wall or Door Mounted | 1 | VV | Wall or door mounted patient chart holder. Constructed of durable plastic or metal. Used for holding patient records. Size as required.
M1801 | Computer, Microprocessing, w/Flat Panel Monitor | 1 | VV | Desk top microprocessing computer. The unit shall consist of a central processing mini tower, flat panel monitor, keyboard, mouse and speakers. The system shall have the following minimum characteristics: a 2.8 GHz Pentium processor; 512 MB memory; 80GB hard drive; 32/48x CD-ROMDVD combo; 1.44MB network interface card; video 32 MB NVIDIA; a 18 inch flat panel monitor. The computer is used throughout the facility to input, manipulate and retrieve information.
M1825 | Printer, Computer | 1 | VV | High resolution computer printer with a variety of type styles and sheet/envelope feeder trays. Database information reflects network ready, medium duty office style laser printers. Other types of printers (bubble jet, dot matrix, line or plotter) as well as light or heavy use capabilities are available.
M4915 | Chair, Exam/Treatment, ENT, w/Adjustable Light | 1 | VV | ENT exam/treatment chair with adjustable light. Chair can be rotated 330 degrees locking at desired position. Unit is electrically powered for precise positioning and has an adjustable headrest and armrest. It may include an adjustable gooseneck light. Unit is designed for use during examinations, treatments, and minor procedures.
M8611 | Endoscopy Cart, Video (CCD) Scope, with Info. Mgmt | 1 | VV | Endoscopy cart with video, printing and information management capabilities for use with endoscopes which have a charge coupled device (CCD) camera chip or similar technology embedded in the distal end of the endoscope. This system does not support direct observation fiberoptic endoscopes. See JSNs M8505-M8507. A typical system includes two carts, a light source, an insufflator, a suction unit, an electrosurgical apparatus, a heat probe unit, a control unit, a monitor, a video recorder, a computer system with software and a color printer. This JSN does not include the endoscope; refer to the endoscope JSNs from M8500-M8550. Each cart can support one or more types of endoscopes and should be specifically tailored to its intended use. This cart is intended for stand alone use although it may be connected to an endoscopy information management system; refer to JSN M8600. Database physical information and pricing is for a high end system on two carts containing one of each of the mentioned components. The electrical power draw will require two separate circuits.
P3070 | Lavatory, Vitreous China, Under or Counter Top Mtd | 1 | CC | An undercounter or countertop mounted vitreous china lavatory (approximate bowl size 6"x17"x14") with gooseneck spout, wrist blade handles, and grid drain. Counter top mounted lavatory to be self rimming with mounting kit provided. Undercounter lavatory to have unglazed rim with a mounting kit also provided. For general purpose use in vanity tops in public, patient and staff toilet rooms.
R6200 | Refrigerator, U/C or F/S, 5 Cu Ft | 1 | VV | Utility refrigerator approximately 35" H x 24" W x 26" D. The unit has a two tray ice cube cooling system. The refrigerator fits standard architectural dimensions for undercounter installation. The unit is perfect for use in nurses' station, wards, and laboratories, pharmacies or wherever space is limited.
T0975 | Table, Hand Therapy | 1 | VV | A table for use with hand therapy treatment. The table will be height adjustable with an easy to operate crank hydraulic lift system. Table will have a laminated top and telescoping legs.
11 - OPT43 - OP Patient Balance Testing Room, Polytrauma | 11 - OPT43 - OP Patient Balance Testing Room, Polytrauma | 11 - OPT43 - OP Patient Balance Testing Room, Polytrauma | 11 - OPT43 - OP Patient Balance Testing Room, Polytrauma | 11 - OPT43 - OP Patient Balance Testing Room, Polytrauma
JSN | NAME | QTY | ACQ/INS | DESCRIPTION
A5077 | Dispenser, Hand Sanitizer, Hands-Free | 1 | VV | A touch free wall-mounted hand sanitizer dispenser. For use throughout a healthcare facility. Unit does not include the sanitizing liquid. Units are battery operated.
A5107 | Dispenser, Glove, Surgical/Examination, Wall Mntd | 1 | VV | Examination three (Small Medium, Large) glove dispenser box for wall mounting. Fabricated of either cold rolled steel with a white baked enamel finish, plastic or acrylic. Hardware not included, Option 3 powder coated steel.
A5145 | Hook, Garment, Double, SS, Surface Mounted | 1 | CC | A surface mounted, satin finish stainless steel, double garment hook. Equipped with a concealed mounting bracket that is secured to a concealed wall plate. For general purpose use throughout the facility to hang various items of apparel.
E0117 | Workstation, Straight, Free Standing, 48" W | 1 | VV | This JSN provides a typical work station to quickly plan work areas in clinical or administrative spaces. THIS TYPICAL INCLUDES: 2 standard solid panels; 1 panel connector, 2-way corner; 2 finished end hardware kits; 1 cantilevered work surface; 1 lockable flipper unit; 1 light; 1 tack board; 1 tool rail; 1 diagonal tray; 1 adjustable keyboard tray; 1 mobile pedestal, box/file; 1 support panel.
F0205 | Chair, Side With Arms | 1 | VV | Upholstered side chair, 32" high X 21" wide X 23" deep with arms, padded seats and padded backs. Seat height is a minimum of 17". Available with or without sled base.
F0280 | Chair, Swivel, Low Back | 1 | VV | Low back contemporary swivel chair, 37" high X 25" wide X 31" deep with a five (5) caster swivel base, arms and foam padded seat and back upholstered with either woven textile fabric or vinyl.
F2000 | Basket, Wastepaper, Fire Resistant | 1 | VV | Wastepaper basket, fire resistant, approximately 40 quart capacity. This unit is used to collect and temporarily store small quantities of paper refuse in patient rooms, administrative areas and nursing stations. Size and shape varies depending on the application and manufacturer selected.
F3200 | Clock, Battery, 12" Diameter | 1 | VV | Clock, 12" diameter. Round surface, easy to read numbers with sweep second hand. Wall mounted unit for use when impractical to install a fully synchronized clock system. Battery operated, (batteries not included).
M1801 | Computer, Microprocessing, w/Flat Panel Monitor | 1 | VV | Desk top microprocessing computer. The unit shall consist of a central processing mini tower, flat panel monitor, keyboard, mouse and speakers. The system shall have the following minimum characteristics: a 2.8 GHz Pentium processor; 512 MB memory; 80GB hard drive; 32/48x CD-ROMDVD combo; 1.44MB network interface card; video 32 MB NVIDIA; a 18 inch flat panel monitor. The computer is used throughout the facility to input, manipulate and retrieve information.
M1825 | Printer, Computer | 1 | VV | High resolution computer printer with a variety of type styles and sheet/envelope feeder trays. Database information reflects network ready, medium duty office style laser printers. Other types of printers (bubble jet, dot matrix, line or plotter) as well as light or heavy use capabilities are available.
M2055 | Shelving, Storage, Wire, CRS, w/Adjustable Shelves | 1 | VV | Stationary, wire, shelving unit. Unit has fully adjustable shelves constructed of stainless steel. For use in general purpose storage areas. Shelving is provided in various sizes and configurations. Price provided is for a unit approximately 74"H x 18"D x 48"W with four shelves.
12 - OPT44 - OP Vestibular Room, Polytrauma | 12 - OPT44 - OP Vestibular Room, Polytrauma | 12 - OPT44 - OP Vestibular Room, Polytrauma | 12 - OPT44 - OP Vestibular Room, Polytrauma | 12 - OPT44 - OP Vestibular Room, Polytrauma
JSN | NAME | QTY | ACQ/INS | DESCRIPTION
A1066 | Mirror, Float Glass, With SS Frame | 1 | CC | A high quality 1/4" polished float glass mirror 36X18, framed in a one-piece, bright polished, stainless steel channel frame with 90° mitered corners. All edges of the mirror are protected by absorbing filler strips. Mirror has a galvanized steel back with integral horizontal hanging brackets and wall hanger for concealed mounting. For mounting above single wall mounted lavatories located in toilet areas, Doctors examination offices, etc. May also be used above double lavatories, either wall or countertop mounted, found in restroom areas.
A5075 | Dispenser, Soap, Disposable | 1 | VV | Disposable soap dispenser. One-handed dispensing operation. Designed to accommodate disposable soap cartridge and valve.
A5080 | Dispenser, Paper Towel, SS, Surface Mounted | 1 | CC | A surface mounted, satin finish stainless steel, single-fold, paper towel dispenser. Dispenser features: tumbler lock; front hinged at bottom; and refill indicator slot. Minimum capacity 400 single-fold paper towels. For general purpose use throughout the facility.
A5107 | Dispenser, Glove, Surgical/Examination, Wall Mntd | 1 | VV | Examination three (Small Medium, Large) glove dispenser box for wall mounting. Fabricated of either cold rolled steel with a white baked enamel finish, plastic or acrylic. Hardware not included, Option 3 powder coated steel.
A5145 | Hook, Garment, Double, SS, Surface Mounted | 1 | CC | A surface mounted, satin finish stainless steel, double garment hook. Equipped with a concealed mounting bracket that is secured to a concealed wall plate. For general purpose use throughout the facility to hang various items of apparel.
E0117 | Workstation, Straight, Free Standing, 48" W | 1 | VV | This JSN provides a typical work station to quickly plan work areas in clinical or administrative spaces. THIS TYPICAL INCLUDES: 2 standard solid panels; 1 panel connector, 2-way corner; 2 finished end hardware kits; 1 cantilevered work surface; 1 lockable flipper unit; 1 light; 1 tack board; 1 tool rail; 1 diagonal tray; 1 adjustable keyboard tray; 1 mobile pedestal, box/file; 1 support panel.
F0205 | Chair, Side With Arms | 1 | VV | Upholstered side chair, 32" high X 21" wide X 23" deep with arms, padded seats and padded backs. Seat height is a minimum of 17". Available with or without sled base.
F0280 | Chair, Swivel, Low Back | 1 | VV | Low back contemporary swivel chair, 37" high X 25" wide X 31" deep with a five (5) caster swivel base, arms and foam padded seat and back upholstered with either woven textile fabric or vinyl.
F2017 | Waste Receptacle, 24 GAL | 1 | VV | Rectangular steel waste receptacle with step-on lid and 24 gallon capacity. The receptacle is used to collect and temporarily store small quantities of paper refuse. Can be used in restrooms, patient areas, laboratories, pharmacies, etc.
F3200 | Clock, Battery, 12" Diameter | 1 | VV | Clock, 12" diameter. Round surface, easy to read numbers with sweep second hand. Wall mounted unit for use when impractical to install a fully synchronized clock system. Battery operated, (batteries not included).
M1801 | Computer, Microprocessing, w/Flat Panel Monitor | 1 | VV | Desk top microprocessing computer. The unit shall consist of a central processing mini tower, flat panel monitor, keyboard, mouse and speakers. The system shall have the following minimum characteristics: a 2.8 GHz Pentium processor; 512 MB memory; 80GB hard drive; 32/48x CD-ROMDVD combo; 1.44MB network interface card; video 32 MB NVIDIA; a 18 inch flat panel monitor. The computer is used throughout the facility to input, manipulate and retrieve information.
M1825 | Printer, Computer | 1 | VV | High resolution computer printer with a variety of type styles and sheet/envelope feeder trays. Database information reflects network ready, medium duty office style laser printers. Other types of printers (bubble jet, dot matrix, line or plotter) as well as light or heavy use capabilities are available.
M2055 | Shelving, Storage, Wire, CRS, w/Adjustable Shelves | 1 | VV | Stationary, wire, shelving unit. Unit has fully adjustable shelves constructed of stainless steel. For use in general purpose storage areas. Shelving is provided in various sizes and configurations. Price provided is for a unit approximately 74"H x 18"D x 48"W with four shelves.
P3100 | Lavatory, Vitreous China, Slab Type | 1 | CC | Wall mounted, slab type, vitreous china, lavatory (approximate bowl size 7"x15"x10") with: faucet holes on 4" centers; gooseneck spout; wrist blade handles; and grid strainer. It shall be suitable for use in clinics, offices, washrooms or patient care area.
14 - OPT46 - OP Recreation Therapy Equipment Storage Room, Polytrauma | 14 - OPT46 - OP Recreation Therapy Equipment Storage Room, Polytrauma | 14 - OPT46 - OP Recreation Therapy Equipment Storage Room, Polytrauma | 14 - OPT46 - OP Recreation Therapy Equipment Storage Room, Polytrauma | 14 - OPT46 - OP Recreation Therapy Equipment Storage Room, Polytrauma
JSN | NAME | QTY | ACQ/INS | DESCRIPTION
M2055 | Shelving, Storage, Wire, CRS, w/Adjustable Shelves | 1 | VV | Stationary, wire, shelving unit. Unit has fully adjustable shelves constructed of stainless steel. For use in general purpose storage areas. Shelving is provided in various sizes and configurations. Price provided is for a unit approximately 74"H x 18"D x 48"W with four shelves.
15 - OPT47 - OP Recreational Therapist Treatment Station, Polytrauma | 15 - OPT47 - OP Recreational Therapist Treatment Station, Polytrauma | 15 - OPT47 - OP Recreational Therapist Treatment Station, Polytrauma | 15 - OPT47 - OP Recreational Therapist Treatment Station, Polytrauma | 15 - OPT47 - OP Recreational Therapist Treatment Station, Polytrauma
JSN | NAME | QTY | ACQ/INS | DESCRIPTION
A1010 | Telecommunication Outlet | 2 | VV | Telecommunication outlet location.
A1015 | Telephone, Desk, Multiple Line | 1 | VV | Telephone, desk, multiple line.
E0123 | Workstation, Straight, Free Standing, 72" W | 1 | VV | This JSN will provide a whole work station typical to quickly plan work in areas in clinical or administrative spaces. There will be a price decrease if typical work stations are used with vertical hanging strips instead of panels. THIS TYPICAL INCLUDES: 4 Standard Solid Panels 2 Panel Connectors, 2-Way Corner 1 Panel-to-Panel Connector 2 Finished End Hardware 1 Cantilevered, Work Surface 2 Lockable Flipper Units 2 Shelf, Storage/Displays 2 Lights 1 Tack board 1 Tool Rail 1 Paper Tray 1 Diagonal Tray 1 Adjustable Keyboard Tray 1 Mobile Pedestal, Box/File
F0275 | Chair, Swivel, High Back | 1 | VV | Highback contemporary swivel chair, 41" high X 23" wide X 23" deep with five (5) caster swivel base and arms. Chair may be used at desks or in conference rooms. Back and seat are foam padded and upholstered with either woven textile fabric or vinyl.
F0420 | Cabinet, Filing, Lateral, Half Height | 1 | VV | Half height two (2) or three (3) drawer lateral filing cabinet, 28" high X 42" wide X 18" deep with recessed handles, locking device and drawer label holders. Drawers are adaptable to either letter or legal size materials.
F2000 | Basket, Wastepaper, Fire Resistant | 1 | VV | Wastepaper basket, fire resistant, approximately 40 quart capacity. This unit is used to collect and temporarily store small quantities of paper refuse in patient rooms, administrative areas and nursing stations. Size and shape varies depending on the application and manufacturer selected.
M1801 | Computer, Microprocessing, w/Flat Panel Monitor | 1 | VV | Desk top microprocessing computer. The unit shall consist of a central processing mini tower, flat panel monitor, keyboard, mouse and speakers. The system shall have the following minimum characteristics: a 2.8 GHz Pentium processor; 512 MB memory; 80GB hard drive; 32/48x CD-ROMDVD combo; 1.44MB network interface card; video 32 MB NVIDIA; a 18 inch flat panel monitor. The computer is used throughout the facility to input, manipulate and retrieve information.
16 - OPT48 - OP BROS Treatment / Office, Polytrauma | 16 - OPT48 - OP BROS Treatment / Office, Polytrauma | 16 - OPT48 - OP BROS Treatment / Office, Polytrauma | 16 - OPT48 - OP BROS Treatment / Office, Polytrauma | 16 - OPT48 - OP BROS Treatment / Office, Polytrauma
JSN | NAME | QTY | ACQ/INS | DESCRIPTION
A1066 | Mirror, Float Glass, With SS Frame | 1 | CC | A high quality 1/4" polished float glass mirror 36X18, framed in a one-piece, bright polished, stainless steel channel frame with 90° mitered corners. All edges of the mirror are protected by absorbing filler strips. Mirror has a galvanized steel back with integral horizontal hanging brackets and wall hanger for concealed mounting. For mounting above single wall mounted lavatories located in toilet areas, Doctors examination offices, etc. May also be used above double lavatories, either wall or countertop mounted, found in restroom areas.
A5075 | Dispenser, Soap, Disposable | 1 | VV | Disposable soap dispenser. One-handed dispensing operation. Designed to accommodate disposable soap cartridge and valve.
A5077 | Dispenser, Hand Sanitizer, Hands-Free | 2 | VV | A touch free wall-mounted hand sanitizer dispenser. For use throughout a healthcare facility. Unit does not include the sanitizing liquid. Units are battery operated.
A5080 | Dispenser, Paper Towel, SS, Surface Mounted | 1 | CC | A surface mounted, satin finish stainless steel, single-fold, paper towel dispenser. Dispenser features: tumbler lock; front hinged at bottom; and refill indicator slot. Minimum capacity 400 single-fold paper towels. For general purpose use throughout the facility.
A5107 | Dispenser, Glove, Surgical/Examination, Wall Mntd | 1 | VV | Examination three (Small Medium, Large) glove dispenser box for wall mounting. Fabricated of either cold rolled steel with a white baked enamel finish, plastic or acrylic. Hardware not included, Option 3 powder coated steel.
A5145 | Hook, Garment, Double, SS, Surface Mounted | 2 | CC | A surface mounted, satin finish stainless steel, double garment hook. Equipped with a concealed mounting bracket that is secured to a concealed wall plate. For general purpose use throughout the facility to hang various items of apparel.
A6046 | Artwork, Decorative, With Frame | 2 | VV | This JSN is to be used for determining and defining location of decorative artwork.
C03E0 | Cabinet, U/C/B, 1 Shelf, 1 Drawer, 2 DO, 36x30x22 | 1 | CC | Standing height under counter base cabinet with an adjustable shelf and a full width drawer above solid hinged doors. Also referred to as a combination cabinet or a drawer and cupboard cabinet. For general purpose use throughout the facility.
CS250 | Sink, SS, Single Compartment, 6x12x9 ID | 1 | CC | Single compartment stainless steel sink, drop-in, self-rimming, ledge-type, connected with a drain and provided with a mixing faucet. It shall also be provided with pre-punched fixture holes on 4" center, integral back ledge to accommodate deck-mounted fixtures, brushed/polished interior and top surfaces, and sound deadened. Recommended for use in suspended or U/C/B sink cabinets having a high plastic laminate or Chemsurf laminate countertop/work surface. For general purpose use throughout the facility.
CT020 | Countertop, Solid Surface | 1 | CC | A solid, nonporous countertop with a smooth seamless appearance. Easy to clean and maintain and with proper cleaning does not support the growth of mold. An acrylic-based solid surface product. Standard thickness of 1", and a 4" butt backsplash/curb. Also referred to as a work surface or work top. Available in a choice of colors and depths. Used in lab and other hospital areas requiring optimum physical and chemical resisting properties.
E0123 | Workstation, Straight, Free Standing, 72" W | 1 | VV | This JSN will provide a whole work station typical to quickly plan work in areas in clinical or administrative spaces. There will be a price decrease if typical work stations are used with vertical hanging strips instead of panels. THIS TYPICAL INCLUDES: 4 Standard Solid Panels 2 Panel Connectors, 2-Way Corner 1 Panel-to-Panel Connector 2 Finished End Hardware 1 Cantilevered, Work Surface 2 Lockable Flipper Units 2 Shelf, Storage/Displays 2 Lights 1 Tack board 1 Tool Rail 1 Paper Tray 1 Diagonal Tray 1 Adjustable Keyboard Tray 1 Mobile Pedestal, Box/File
E0948 | Cart, General Storage, Mobile, 42"H x 32"W x 22"D | 1 | VV | THIS TYPICAL INCLUDES: 1 Cart Body, Style-A Narrow, w/Raised Edge Top 2 Drawers, 3" H 4 Drawers, 6" H 1 Accessory Rail, Side Drawer Organizer Bins
F0115 | Bookcase, Open, 5 Shelf | 1 | VV | Freestanding open shelf bookcase, approximately 82" high X 37" wide X 18" deep with 5 (five) adjustable shelves. Unit can be separate or part of a system with available add-on shelving.
F0205 | Chair, Side With Arms | 6 | VV | Upholstered side chair, 32" high X 21" wide X 23" deep with arms, padded seats and padded backs. Seat height is a minimum of 17". Available with or without sled base.
F0275 | Chair, Swivel, High Back | 1 | VV | Highback contemporary swivel chair, 41" high X 23" wide X 23" deep with five (5) caster swivel base and arms. Chair may be used at desks or in conference rooms. Back and seat are foam padded and upholstered with either woven textile fabric or vinyl.
F0415 | Cabinet, Filing, Lateral, Full Height, 5 Drawer | 1 | VV | Full height five (5) drawer lateral filing cabinet, 65" high X 42" wide X 18" deep with floor levelers (front), locking device and drawer label holders. Drawers are adaptable to either letter or legal size materials.
F0465 | Cabinet, Storage, 2 Door, 5 Shelf | 3 | VV | Storage cabinet, 78" high X 48" wide X 24" deep with two (2) doors and five (5) adjustable shelves.
F2000 | Basket, Wastepaper, Fire Resistant | 2 | VV | Wastepaper basket, fire resistant, approximately 40 quart capacity. This unit is used to collect and temporarily store small quantities of paper refuse in patient rooms, administrative areas and nursing stations. Size and shape varies depending on the application and manufacturer selected.
F3055 | Whiteboard, With Sliding Panels. | 1 | VV | Standard installations consist of sliding panels and a fixed back panel with the choice of chalkboard, markerboard, bulletin board, or a combination of these choices.
F3200 | Clock, Battery, 12" Diameter | 2 | VV | Clock, 12" diameter. Round surface, easy to read numbers with sweep second hand. Wall mounted unit for use when impractical to install a fully synchronized clock system. Battery operated, (batteries not included).
M1801 | Computer, Microprocessing, w/Flat Panel Monitor | 4 | VV | Desk top microprocessing computer. The unit shall consist of a central processing mini tower, flat panel monitor, keyboard, mouse and speakers. The system shall have the following minimum characteristics: a 2.8 GHz Pentium processor; 512 MB memory; 80GB hard drive; 32/48x CD-ROMDVD combo; 1.44MB network interface card; video 32 MB NVIDIA; a 18 inch flat panel monitor. The computer is used throughout the facility to input, manipulate and retrieve information.
M1825 | Printer, Computer | 1 | VV | High resolution computer printer with a variety of type styles and sheet/envelope feeder trays. Database information reflects network ready, medium duty office style laser printers. Other types of printers (bubble jet, dot matrix, line or plotter) as well as light or heavy use capabilities are available.
17 - OUTPATIENT UNIT STAFF AND ADMINISTRATIVE AREA | 17 - OUTPATIENT UNIT STAFF AND ADMINISTRATIVE AREA | 17 - OUTPATIENT UNIT STAFF AND ADMINISTRATIVE AREA | 17 - OUTPATIENT UNIT STAFF AND ADMINISTRATIVE AREA | 17 - OUTPATIENT UNIT STAFF AND ADMINISTRATIVE AREA
1 - SS204 - Polytrauma OP Nurse Manager Office, Stff Sprt | 1 - SS204 - Polytrauma OP Nurse Manager Office, Stff Sprt | 1 - SS204 - Polytrauma OP Nurse Manager Office, Stff Sprt | 1 - SS204 - Polytrauma OP Nurse Manager Office, Stff Sprt | 1 - SS204 - Polytrauma OP Nurse Manager Office, Stff Sprt
JSN | NAME | QTY | ACQ/INS | DESCRIPTION
A1010 | Telecommunication Outlet | 2 | VV | Telecommunication outlet location.
A1015 | Telephone, Desk, Multiple Line | 1 | VV | Telephone, desk, multiple line.
A5145 | Hook, Garment, Double, SS, Surface Mounted | 1 | CC | A surface mounted, satin finish stainless steel, double garment hook. Equipped with a concealed mounting bracket that is secured to a concealed wall plate. For general purpose use throughout the facility to hang various items of apparel.
E0078 | Workstation, L-Shaped w/Peninsula, Free Std, 78x72 | 1 | VV | This section will provide a whole work station typical to quickly plan work areas in clinical or administrative spaces. There will be a price decrease if typical work stations are used with vertical hanging strips instead of panels. THIS TYPICAL INCLUDES: 4 standard solid panels; 2 panel connectors, 2-way corner; 1 panel-to-panel connector; 2 finished end hardware; 1 cantilevered work surface; 1 peninsula work surface; 2 lockable flipper units; 2 shelf, storage/display; 2 lights; 1 tack board, 48"W; 1 tool rail, 30"W; 1 paper tray; 1 diagonal tray; 1 adjustable keyboard tray; 1 mobile pedestal, box/file.
F0110 | Bookcase, 3 Shelf | 1 | VV | Freestanding open metal shelf book case, approximately 60" high X 36" wide X 18" deep with three (3) adjustable shelves and four (4) non-marking floor glides.
F0205 | Chair, Side With Arms | 2 | VV | Upholstered side chair, 32" high X 21" wide X 23" deep with arms, padded seats and padded backs. Seat height is a minimum of 17". Available with or without sled base.
F0275 | Chair, Swivel, High Back | 1 | VV | Highback contemporary swivel chair, 41" high X 23" wide X 23" deep with five (5) caster swivel base and arms. Chair may be used at desks or in conference rooms. Back and seat are foam padded and upholstered with either woven textile fabric or vinyl.
F0420 | Cabinet, Filing, Lateral, Half Height | 1 | VV | Half height two (2) or three (3) drawer lateral filing cabinet, 28" high X 42" wide X 18" deep with recessed handles, locking device and drawer label holders. Drawers are adaptable to either letter or legal size materials.
F2000 | Basket, Wastepaper, Fire Resistant | 1 | VV | Wastepaper basket, fire resistant, approximately 40 quart capacity. This unit is used to collect and temporarily store small quantities of paper refuse in patient rooms, administrative areas and nursing stations. Size and shape varies depending on the application and manufacturer selected.
F3200 | Clock, Battery, 12" Diameter | 1 | VV | Clock, 12" diameter. Round surface, easy to read numbers with sweep second hand. Wall mounted unit for use when impractical to install a fully synchronized clock system. Battery operated, (batteries not included).
M1801 | Computer, Microprocessing, w/Flat Panel Monitor | 1 | VV | Desk top microprocessing computer. The unit shall consist of a central processing mini tower, flat panel monitor, keyboard, mouse and speakers. The system shall have the following minimum characteristics: a 2.8 GHz Pentium processor; 512 MB memory; 80GB hard drive; 32/48x CD-ROMDVD combo; 1.44MB network interface card; video 32 MB NVIDIA; a 18 inch flat panel monitor. The computer is used throughout the facility to input, manipulate and retrieve information.
2 - SS203 - Polytrauma OP Physiatrist Office, Stff Sprt | 2 - SS203 - Polytrauma OP Physiatrist Office, Stff Sprt | 2 - SS203 - Polytrauma OP Physiatrist Office, Stff Sprt | 2 - SS203 - Polytrauma OP Physiatrist Office, Stff Sprt | 2 - SS203 - Polytrauma OP Physiatrist Office, Stff Sprt
JSN | NAME | QTY | ACQ/INS | DESCRIPTION
A1010 | Telecommunication Outlet | 2 | VV | Telecommunication outlet location.
A1015 | Telephone, Desk, Multiple Line | 1 | VV | Telephone, desk, multiple line.
A5145 | Hook, Garment, Double, SS, Surface Mounted | 2 | CC | A surface mounted, satin finish stainless steel, double garment hook. Equipped with a concealed mounting bracket that is secured to a concealed wall plate. For general purpose use throughout the facility to hang various items of apparel.
E0078 | Workstation, L-Shaped w/Peninsula, Free Std, 78x72 | 1 | VV | This section will provide a whole work station typical to quickly plan work areas in clinical or administrative spaces. There will be a price decrease if typical work stations are used with vertical hanging strips instead of panels. THIS TYPICAL INCLUDES: 4 standard solid panels; 2 panel connectors, 2-way corner; 1 panel-to-panel connector; 2 finished end hardware; 1 cantilevered work surface; 1 peninsula work surface; 2 lockable flipper units; 2 shelf, storage/display; 2 lights; 1 tack board, 48"W; 1 tool rail, 30"W; 1 paper tray; 1 diagonal tray; 1 adjustable keyboard tray; 1 mobile pedestal, box/file.
F0110 | Bookcase, 3 Shelf | 1 | VV | Freestanding open metal shelf book case, approximately 60" high X 36" wide X 18" deep with three (3) adjustable shelves and four (4) non-marking floor glides.
F0205 | Chair, Side With Arms | 2 | VV | Upholstered side chair, 32" high X 21" wide X 23" deep with arms, padded seats and padded backs. Seat height is a minimum of 17". Available with or without sled base.
F0275 | Chair, Swivel, High Back | 1 | VV | Highback contemporary swivel chair, 41" high X 23" wide X 23" deep with five (5) caster swivel base and arms. Chair may be used at desks or in conference rooms. Back and seat are foam padded and upholstered with either woven textile fabric or vinyl.
F0420 | Cabinet, Filing, Lateral, Half Height | 1 | VV | Half height two (2) or three (3) drawer lateral filing cabinet, 28" high X 42" wide X 18" deep with recessed handles, locking device and drawer label holders. Drawers are adaptable to either letter or legal size materials.
F2000 | Basket, Wastepaper, Fire Resistant | 1 | VV | Wastepaper basket, fire resistant, approximately 40 quart capacity. This unit is used to collect and temporarily store small quantities of paper refuse in patient rooms, administrative areas and nursing stations. Size and shape varies depending on the application and manufacturer selected.
F3200 | Clock, Battery, 12" Diameter | 1 | VV | Clock, 12" diameter. Round surface, easy to read numbers with sweep second hand. Wall mounted unit for use when impractical to install a fully synchronized clock system. Battery operated, (batteries not included).
M1801 | Computer, Microprocessing, w/Flat Panel Monitor | 1 | VV | Desk top microprocessing computer. The unit shall consist of a central processing mini tower, flat panel monitor, keyboard, mouse and speakers. The system shall have the following minimum characteristics: a 2.8 GHz Pentium processor; 512 MB memory; 80GB hard drive; 32/48x CD-ROMDVD combo; 1.44MB network interface card; video 32 MB NVIDIA; a 18 inch flat panel monitor. The computer is used throughout the facility to input, manipulate and retrieve information.
3 - SS204 - Polytrauma OP Provider Office, Stff Sprt | 3 - SS204 - Polytrauma OP Provider Office, Stff Sprt | 3 - SS204 - Polytrauma OP Provider Office, Stff Sprt | 3 - SS204 - Polytrauma OP Provider Office, Stff Sprt | 3 - SS204 - Polytrauma OP Provider Office, Stff Sprt
JSN | NAME | QTY | ACQ/INS | DESCRIPTION
A1010 | Telecommunication Outlet | 2 | VV | Telecommunication outlet location.
A1015 | Telephone, Desk, Multiple Line | 1 | VV | Telephone, desk, multiple line.
A5145 | Hook, Garment, Double, SS, Surface Mounted | 1 | CC | A surface mounted, satin finish stainless steel, double garment hook. Equipped with a concealed mounting bracket that is secured to a concealed wall plate. For general purpose use throughout the facility to hang various items of apparel.
E0078 | Workstation, L-Shaped w/Peninsula, Free Std, 78x72 | 1 | VV | This section will provide a whole work station typical to quickly plan work areas in clinical or administrative spaces. There will be a price decrease if typical work stations are used with vertical hanging strips instead of panels. THIS TYPICAL INCLUDES: 4 standard solid panels; 2 panel connectors, 2-way corner; 1 panel-to-panel connector; 2 finished end hardware; 1 cantilevered work surface; 1 peninsula work surface; 2 lockable flipper units; 2 shelf, storage/display; 2 lights; 1 tack board, 48"W; 1 tool rail, 30"W; 1 paper tray; 1 diagonal tray; 1 adjustable keyboard tray; 1 mobile pedestal, box/file.
F0110 | Bookcase, 3 Shelf | 1 | VV | Freestanding open metal shelf book case, approximately 60" high X 36" wide X 18" deep with three (3) adjustable shelves and four (4) non-marking floor glides.
F0205 | Chair, Side With Arms | 2 | VV | Upholstered side chair, 32" high X 21" wide X 23" deep with arms, padded seats and padded backs. Seat height is a minimum of 17". Available with or without sled base.
F0275 | Chair, Swivel, High Back | 1 | VV | Highback contemporary swivel chair, 41" high X 23" wide X 23" deep with five (5) caster swivel base and arms. Chair may be used at desks or in conference rooms. Back and seat are foam padded and upholstered with either woven textile fabric or vinyl.
F0420 | Cabinet, Filing, Lateral, Half Height | 1 | VV | Half height two (2) or three (3) drawer lateral filing cabinet, 28" high X 42" wide X 18" deep with recessed handles, locking device and drawer label holders. Drawers are adaptable to either letter or legal size materials.
F2000 | Basket, Wastepaper, Fire Resistant | 1 | VV | Wastepaper basket, fire resistant, approximately 40 quart capacity. This unit is used to collect and temporarily store small quantities of paper refuse in patient rooms, administrative areas and nursing stations. Size and shape varies depending on the application and manufacturer selected.
F3200 | Clock, Battery, 12" Diameter | 1 | VV | Clock, 12" diameter. Round surface, easy to read numbers with sweep second hand. Wall mounted unit for use when impractical to install a fully synchronized clock system. Battery operated, (batteries not included).
M1801 | Computer, Microprocessing, w/Flat Panel Monitor | 1 | VV | Desk top microprocessing computer. The unit shall consist of a central processing mini tower, flat panel monitor, keyboard, mouse and speakers. The system shall have the following minimum characteristics: a 2.8 GHz Pentium processor; 512 MB memory; 80GB hard drive; 32/48x CD-ROMDVD combo; 1.44MB network interface card; video 32 MB NVIDIA; a 18 inch flat panel monitor. The computer is used throughout the facility to input, manipulate and retrieve information.
4 - SS204 - Polytrauma OP Speech-Language Pathologist Office, Stff Sprt | 4 - SS204 - Polytrauma OP Speech-Language Pathologist Office, Stff Sprt | 4 - SS204 - Polytrauma OP Speech-Language Pathologist Office, Stff Sprt | 4 - SS204 - Polytrauma OP Speech-Language Pathologist Office, Stff Sprt | 4 - SS204 - Polytrauma OP Speech-Language Pathologist Office, Stff Sprt
JSN | NAME | QTY | ACQ/INS | DESCRIPTION
A1010 | Telecommunication Outlet | 2 | VV | Telecommunication outlet location.
A1015 | Telephone, Desk, Multiple Line | 1 | VV | Telephone, desk, multiple line.
A5145 | Hook, Garment, Double, SS, Surface Mounted | 1 | CC | A surface mounted, satin finish stainless steel, double garment hook. Equipped with a concealed mounting bracket that is secured to a concealed wall plate. For general purpose use throughout the facility to hang various items of apparel.
E0078 | Workstation, L-Shaped w/Peninsula, Free Std, 78x72 | 1 | VV | This section will provide a whole work station typical to quickly plan work areas in clinical or administrative spaces. There will be a price decrease if typical work stations are used with vertical hanging strips instead of panels. THIS TYPICAL INCLUDES: 4 standard solid panels; 2 panel connectors, 2-way corner; 1 panel-to-panel connector; 2 finished end hardware; 1 cantilevered work surface; 1 peninsula work surface; 2 lockable flipper units; 2 shelf, storage/display; 2 lights; 1 tack board, 48"W; 1 tool rail, 30"W; 1 paper tray; 1 diagonal tray; 1 adjustable keyboard tray; 1 mobile pedestal, box/file.
F0110 | Bookcase, 3 Shelf | 1 | VV | Freestanding open metal shelf book case, approximately 60" high X 36" wide X 18" deep with three (3) adjustable shelves and four (4) non-marking floor glides.
F0205 | Chair, Side With Arms | 2 | VV | Upholstered side chair, 32" high X 21" wide X 23" deep with arms, padded seats and padded backs. Seat height is a minimum of 17". Available with or without sled base.
F0275 | Chair, Swivel, High Back | 1 | VV | Highback contemporary swivel chair, 41" high X 23" wide X 23" deep with five (5) caster swivel base and arms. Chair may be used at desks or in conference rooms. Back and seat are foam padded and upholstered with either woven textile fabric or vinyl.
F0420 | Cabinet, Filing, Lateral, Half Height | 1 | VV | Half height two (2) or three (3) drawer lateral filing cabinet, 28" high X 42" wide X 18" deep with recessed handles, locking device and drawer label holders. Drawers are adaptable to either letter or legal size materials.
F2000 | Basket, Wastepaper, Fire Resistant | 1 | VV | Wastepaper basket, fire resistant, approximately 40 quart capacity. This unit is used to collect and temporarily store small quantities of paper refuse in patient rooms, administrative areas and nursing stations. Size and shape varies depending on the application and manufacturer selected.
F3200 | Clock, Battery, 12" Diameter | 1 | VV | Clock, 12" diameter. Round surface, easy to read numbers with sweep second hand. Wall mounted unit for use when impractical to install a fully synchronized clock system. Battery operated, (batteries not included).
M1801 | Computer, Microprocessing, w/Flat Panel Monitor | 1 | VV | Desk top microprocessing computer. The unit shall consist of a central processing mini tower, flat panel monitor, keyboard, mouse and speakers. The system shall have the following minimum characteristics: a 2.8 GHz Pentium processor; 512 MB memory; 80GB hard drive; 32/48x CD-ROMDVD combo; 1.44MB network interface card; video 32 MB NVIDIA; a 18 inch flat panel monitor. The computer is used throughout the facility to input, manipulate and retrieve information.
5 - SS204 - Polytrauma OP Nurse Case Manager Office, Stff Sprt | 5 - SS204 - Polytrauma OP Nurse Case Manager Office, Stff Sprt | 5 - SS204 - Polytrauma OP Nurse Case Manager Office, Stff Sprt | 5 - SS204 - Polytrauma OP Nurse Case Manager Office, Stff Sprt | 5 - SS204 - Polytrauma OP Nurse Case Manager Office, Stff Sprt
JSN | NAME | QTY | ACQ/INS | DESCRIPTION
A1010 | Telecommunication Outlet | 2 | VV | Telecommunication outlet location.
A1015 | Telephone, Desk, Multiple Line | 1 | VV | Telephone, desk, multiple line.
A5145 | Hook, Garment, Double, SS, Surface Mounted | 1 | CC | A surface mounted, satin finish stainless steel, double garment hook. Equipped with a concealed mounting bracket that is secured to a concealed wall plate. For general purpose use throughout the facility to hang various items of apparel.
E0078 | Workstation, L-Shaped w/Peninsula, Free Std, 78x72 | 1 | VV | This section will provide a whole work station typical to quickly plan work areas in clinical or administrative spaces. There will be a price decrease if typical work stations are used with vertical hanging strips instead of panels. THIS TYPICAL INCLUDES: 4 standard solid panels; 2 panel connectors, 2-way corner; 1 panel-to-panel connector; 2 finished end hardware; 1 cantilevered work surface; 1 peninsula work surface; 2 lockable flipper units; 2 shelf, storage/display; 2 lights; 1 tack board, 48"W; 1 tool rail, 30"W; 1 paper tray; 1 diagonal tray; 1 adjustable keyboard tray; 1 mobile pedestal, box/file.
F0110 | Bookcase, 3 Shelf | 1 | VV | Freestanding open metal shelf book case, approximately 60" high X 36" wide X 18" deep with three (3) adjustable shelves and four (4) non-marking floor glides.
F0205 | Chair, Side With Arms | 2 | VV | Upholstered side chair, 32" high X 21" wide X 23" deep with arms, padded seats and padded backs. Seat height is a minimum of 17". Available with or without sled base.
F0275 | Chair, Swivel, High Back | 1 | VV | Highback contemporary swivel chair, 41" high X 23" wide X 23" deep with five (5) caster swivel base and arms. Chair may be used at desks or in conference rooms. Back and seat are foam padded and upholstered with either woven textile fabric or vinyl.
F0420 | Cabinet, Filing, Lateral, Half Height | 1 | VV | Half height two (2) or three (3) drawer lateral filing cabinet, 28" high X 42" wide X 18" deep with recessed handles, locking device and drawer label holders. Drawers are adaptable to either letter or legal size materials.
F2000 | Basket, Wastepaper, Fire Resistant | 1 | VV | Wastepaper basket, fire resistant, approximately 40 quart capacity. This unit is used to collect and temporarily store small quantities of paper refuse in patient rooms, administrative areas and nursing stations. Size and shape varies depending on the application and manufacturer selected.
F3200 | Clock, Battery, 12" Diameter | 1 | VV | Clock, 12" diameter. Round surface, easy to read numbers with sweep second hand. Wall mounted unit for use when impractical to install a fully synchronized clock system. Battery operated, (batteries not included).
M1801 | Computer, Microprocessing, w/Flat Panel Monitor | 1 | VV | Desk top microprocessing computer. The unit shall consist of a central processing mini tower, flat panel monitor, keyboard, mouse and speakers. The system shall have the following minimum characteristics: a 2.8 GHz Pentium processor; 512 MB memory; 80GB hard drive; 32/48x CD-ROMDVD combo; 1.44MB network interface card; video 32 MB NVIDIA; a 18 inch flat panel monitor. The computer is used throughout the facility to input, manipulate and retrieve information.
6 - SS218 - Polytrauma OP Military Liaison Workstation, Stff Sprt | 6 - SS218 - Polytrauma OP Military Liaison Workstation, Stff Sprt | 6 - SS218 - Polytrauma OP Military Liaison Workstation, Stff Sprt | 6 - SS218 - Polytrauma OP Military Liaison Workstation, Stff Sprt | 6 - SS218 - Polytrauma OP Military Liaison Workstation, Stff Sprt
JSN | NAME | QTY | ACQ/INS | DESCRIPTION
A1010 | Telecommunication Outlet | 2 | VV | Telecommunication outlet location.
A1015 | Telephone, Desk, Multiple Line | 1 | VV | Telephone, desk, multiple line.
E0123 | Workstation, Straight, Free Standing, 72" W | 1 | VV | This JSN will provide a whole work station typical to quickly plan work in areas in clinical or administrative spaces. There will be a price decrease if typical work stations are used with vertical hanging strips instead of panels. THIS TYPICAL INCLUDES: 4 Standard Solid Panels 2 Panel Connectors, 2-Way Corner 1 Panel-to-Panel Connector 2 Finished End Hardware 1 Cantilevered, Work Surface 2 Lockable Flipper Units 2 Shelf, Storage/Displays 2 Lights 1 Tack board 1 Tool Rail 1 Paper Tray 1 Diagonal Tray 1 Adjustable Keyboard Tray 1 Mobile Pedestal, Box/File
F0275 | Chair, Swivel, High Back | 1 | VV | Highback contemporary swivel chair, 41" high X 23" wide X 23" deep with five (5) caster swivel base and arms. Chair may be used at desks or in conference rooms. Back and seat are foam padded and upholstered with either woven textile fabric or vinyl.
F0420 | Cabinet, Filing, Lateral, Half Height | 1 | VV | Half height two (2) or three (3) drawer lateral filing cabinet, 28" high X 42" wide X 18" deep with recessed handles, locking device and drawer label holders. Drawers are adaptable to either letter or legal size materials.
F2000 | Basket, Wastepaper, Fire Resistant | 1 | VV | Wastepaper basket, fire resistant, approximately 40 quart capacity. This unit is used to collect and temporarily store small quantities of paper refuse in patient rooms, administrative areas and nursing stations. Size and shape varies depending on the application and manufacturer selected.
M1801 | Computer, Microprocessing, w/Flat Panel Monitor | 1 | VV | Desk top microprocessing computer. The unit shall consist of a central processing mini tower, flat panel monitor, keyboard, mouse and speakers. The system shall have the following minimum characteristics: a 2.8 GHz Pentium processor; 512 MB memory; 80GB hard drive; 32/48x CD-ROMDVD combo; 1.44MB network interface card; video 32 MB NVIDIA; a 18 inch flat panel monitor. The computer is used throughout the facility to input, manipulate and retrieve information.
7 - SS101 - Polytrauma OP Staff Conference Room, Educ Svc | 7 - SS101 - Polytrauma OP Staff Conference Room, Educ Svc | 7 - SS101 - Polytrauma OP Staff Conference Room, Educ Svc | 7 - SS101 - Polytrauma OP Staff Conference Room, Educ Svc | 7 - SS101 - Polytrauma OP Staff Conference Room, Educ Svc
JSN | NAME | QTY | ACQ/INS | DESCRIPTION
A1010 | Telecommunication Outlet | 1 | VV | Telecommunication outlet location.
A5212 | Bracket, Television, Wall-Mounted, Tilt/Angle | 1 | VV | A wall mounted, tilt/angled TV bracket for 37" to 80" TVs. Mount will be a universal and VESA compliant unit with a load capacity of up to 130 lbs.
A5220 | Bracket, Television, Wall Backing | 1 | CC | Wall mounted television bracket backing which provides additional support and strength for the installation of the television bracket. Option available for interior or exterior plate and sized for 12” 16” or 24” stud spacing.
A6046 | Artwork, Decorative, With Frame | 1 | VV | This JSN is to be used for determining and defining location of decorative artwork.
F0220 | Chair, Conference | 10 | VV | Conference chair designed to complement the executive furniture package selected. Foam rubber cushioned seats and backs covered with either woven fabric or vinyl. Base with 5 (five) swivel casters.
F0765 | Table, Folding / Nesting | 2 | VV | Folding table intended for a variety of uses. Designed with a flip top that allows tables to store nested to minimize needed storage space. Available in multiple laminate finish colors/patterns, bases, surface shapes (description and pricing based on a rectangle shape) and edge finish, . Available with leveling glides or casters (2 locking, 2 non-locking).
F2000 | Basket, Wastepaper, Fire Resistant | 1 | VV | Wastepaper basket, fire resistant, approximately 40 quart capacity. This unit is used to collect and temporarily store small quantities of paper refuse in patient rooms, administrative areas and nursing stations. Size and shape varies depending on the application and manufacturer selected.
F3200 | Clock, Battery, 12" Diameter | 1 | VV | Clock, 12" diameter. Round surface, easy to read numbers with sweep second hand. Wall mounted unit for use when impractical to install a fully synchronized clock system. Battery operated, (batteries not included).
M0512 | Television, HDTV, Large Screen, 60" | 1 | VV | A high definition (HDTV) multimedia, slim design, 60"W to 65"W color television. The TV will have a 16.9 wide screen aspect ratio with full HD 1080p resolution and HDMI connections. TV may be LED, Plasma or LCD. TV will include a stand.
8 - SS262 - Polytrauma OP Staff Breakroom, Stff Sprt | 8 - SS262 - Polytrauma OP Staff Breakroom, Stff Sprt | 8 - SS262 - Polytrauma OP Staff Breakroom, Stff Sprt | 8 - SS262 - Polytrauma OP Staff Breakroom, Stff Sprt | 8 - SS262 - Polytrauma OP Staff Breakroom, Stff Sprt
JSN | NAME | QTY | ACQ/INS | DESCRIPTION
A1010 | Telecommunication Outlet | 1 | VV | Telecommunication outlet location.
A1012 | Telephone, Wall Mounted, 1 Line | 1 | VV | Telephone, wall mounted, 1 line.
A1080 | Mirror, Posture, Wall Mounted | 1 | CC | Wall mounted posture mirror. Consists of a 1/4" plate glass in a sturdy corrosion resistant frame with water proof back. For educational and therapy programs.
A5075 | Dispenser, Soap, Disposable | 1 | VV | Disposable soap dispenser. One-handed dispensing operation. Designed to accommodate disposable soap cartridge and valve.
A5080 | Dispenser, Paper Towel, SS, Surface Mounted | 1 | CC | A surface mounted, satin finish stainless steel, single-fold, paper towel dispenser. Dispenser features: tumbler lock; front hinged at bottom; and refill indicator slot. Minimum capacity 400 single-fold paper towels. For general purpose use throughout the facility.
A5145 | Hook, Garment, Double, SS, Surface Mounted | 1 | CC | A surface mounted, satin finish stainless steel, double garment hook. Equipped with a concealed mounting bracket that is secured to a concealed wall plate. For general purpose use throughout the facility to hang various items of apparel.
A5210 | Bracket, Television, Wall Mounted, w/Adjust Arm | 1 | VV | Wall mounted television bracket with adjustable arm. Consists of movable arm with minimum 120 degree swivel. Designed for holding wall mounted, flat panel television units in patient rooms.
A5220 | Bracket, Television, Wall Backing | 1 | CC | Wall mounted television bracket backing which provides additional support and strength for the installation of the television bracket. Option available for interior or exterior plate and sized for 12” 16” or 24” stud spacing.
C02C0 | Cabinet, U/C/B, 1 Shelf, 1 Drawer, 1 DO, 36x24x22 | 1 | CC | Standing height under counter base cabinet with an adjustable shelf and a full width drawer above a solid right or left-hinged door (appropriate door hinge configuration to be indicated on equipment elevation drawings). Also referred to as a combination cabinet or a drawer and cupboard cabinet. For general purpose use throughout the facility.
C02D0 | Cabinet, U/C/B, 4 Drawer, 36x24x22 | 1 | CC | Standing height under counter base cabinet with four full width drawers of equal height. Also referred to as a drawer cabinet. For general purpose use throughout the facility.
C04P0 | Cabinet, Sink, U/C/B, 2 Door, 36x36x22 | 1 | CC | Standing height under counter base sink cabinet with solid hinged doors. Also referred to as a double-door sink cabinet. For general purpose use throughout the facility where a sink is to be used. Coordinate actual clear cabinet dimension with the actual outside dimension of sink that is specified to ensure that they are compatible.
CB020 | Cabinet, W/H, 2 Shelf, 1 DO, Sloping Top, 38x24x13 | 2 | CC | Wall hung cabinet with two adjustable shelves, solid right or left-hinged door (appropriate door hinge configuration to be indicated on equipment elevation drawings), and sloping top. Also referred to as a solid hinged single door case. For general purpose use throughout the facility.
CS010 | Sink, SS, Single Compartment, 7.5x12x12 ID | 1 | CC | Single compartment stainless steel sink, drop-in, self-rimming, ledge-type, connected with a drain and provided with a mixing faucet. It shall also be provided with pre-punched fixture holes on 4" center, integral back ledge to accommodate deck-mounted fixtures, brushed/polished interior and top surfaces, and sound deadened. Recommended for use in suspended or U/C/B sink cabinets having a high plastic laminate or Chemsurf laminate countertop/work surface. For general purpose use throughout the facility.
CT020 | Countertop, Solid Surface | 7 | CC | A solid, nonporous countertop with a smooth seamless appearance. Easy to clean and maintain and with proper cleaning does not support the growth of mold. An acrylic-based solid surface product. Standard thickness of 1", and a 4" butt backsplash/curb. Also referred to as a work surface or work top. Available in a choice of colors and depths. Used in lab and other hospital areas requiring optimum physical and chemical resisting properties.
F0225 | Chair, Dining Room | 4 | VV | Dining room chair with glides. Chair has straight legs with cushioned cloth or vinyl seat.
F0795 | Table, Dining | 1 | VV | Dining table. Round 42" diameter or square 42" X 42". Used in dining facilities and can comfortably seat up to four (4) persons.
F2015 | Basket, Wastepaper, Metal/Plastic,2 Swinging Doors | 1 | VV | Metal receptacle for soiled / used towels or waste. Equipped with a removable tapered top with two independently operating self-closing, spring hinged doors. Used in public facilities for the collection and temporary storage of refuse.
F3065 | Whiteboard/Bulletin Board, Combination | 1 | VV | A combination whiteboard and bulletin board, half LCS and half cork. Available with either aluminum or wood frame. It can be used in patient rooms or in any appropriate space in the facility.
F3200 | Clock, Battery, 12" Diameter | 1 | VV | Clock, 12" diameter. Round surface, easy to read numbers with sweep second hand. Wall mounted unit for use when impractical to install a fully synchronized clock system. Battery operated, (batteries not included).
K1552 | Brewer, Coffee, Auto, Elect, 3 Burner, Front/Back | 1 | VV | Space saving front to back automatic coffee maker. This unit includes a heating tank, connection for a cold water supply, decanter service with three burners, funnel and a water flow controller. The unit is used for semi-automatic coffee brewing in cafeterias and commercial institutions. The unit automatically shuts off the water flow when enough has passed through to fill the pot. The unit is normally provided plumbed with a hot water faucet to the side for making other hot drinks (tea, cider, cocoa, etc.). The database height dimension does not include the clearance for coffee decanters warming on the upper burners.
K4665 | Oven, Microwave, Consumer | 1 | VV | Counter mounted microwave oven for average duty use. The exterior cabinet can be metal or heavy duty impact resistant plastic. The oven delivers instant energy for rapid heating, defrosting or prime cooking. The oven has touch pad controls, digital timer, power level selector and preprogrammed selectors for commonly cooked items. This oven is commonly found in staff lounges.
M0515 | Television, HD, 40" Class | 1 | VV | High definition (HDTV) multimedia flat panel LED 40" class display television. The TV will have a 16:9 wide screen aspect ratio, minimum of 1920 x 1080 display resolution, digital tuner, minimum refresh rate of 60Hz, minimum of two HDMI ports and 1 USB port ENERGY STAR certified.
R7250 | Refrigerator/Freezer, 20 Cubic Feet | 1 | VV | Refrigerator/freezer unit. This type unit includes a food saver system that helps keep food fresher. It also includes roll out wheels and is equipped for an optional automatic icemaker. This unit is of commercial or residential design and use.
9 - SS232 - Polytrauma OP Female Staff Locker Room, Stff Sprt | 9 - SS232 - Polytrauma OP Female Staff Locker Room, Stff Sprt | 9 - SS232 - Polytrauma OP Female Staff Locker Room, Stff Sprt | 9 - SS232 - Polytrauma OP Female Staff Locker Room, Stff Sprt | 9 - SS232 - Polytrauma OP Female Staff Locker Room, Stff Sprt
JSN | NAME | QTY | ACQ/INS | DESCRIPTION
A1010 | Telecommunication Outlet | 1 | VV | Telecommunication outlet location.
A1012 | Telephone, Wall Mounted, 1 Line | 1 | VV | Telephone, wall mounted, 1 line.
A1040 | Locker, 2 Person, Side by Side, 72x15x18 | 8 | VV | Two person side by side locker. Steel unit. It consists of side by side compartments for hanging clothes and over/under compartments for hats, etc. Used for personal belongings storage.
A1080 | Mirror, Posture, Wall Mounted | 1 | CC | Wall mounted posture mirror. Consists of a 1/4" plate glass in a sturdy corrosion resistant frame with water proof back. For educational and therapy programs.
A5020 | Bench, Locker Room, Floor Mounted | 1 | CC | Locker room bench. Floor mounting -1-1/4" thick. Benches are sanded smooth with two coats of moisture-resistant sealer to ensure a protective, satin gloss surface, and mounted on strong steel pedestal anchored to the floor. Over all height of 18" includes pedestal. Size as required.
F2000 | Basket, Wastepaper, Fire Resistant | 1 | VV | Wastepaper basket, fire resistant, approximately 40 quart capacity. This unit is used to collect and temporarily store small quantities of paper refuse in patient rooms, administrative areas and nursing stations. Size and shape varies depending on the application and manufacturer selected.
F3200 | Clock, Battery, 12" Diameter | 1 | VV | Clock, 12" diameter. Round surface, easy to read numbers with sweep second hand. Wall mounted unit for use when impractical to install a fully synchronized clock system. Battery operated, (batteries not included).
10 - SB202 - Polytrauma OP Female Staff Toilet, Bldg Sprt | 10 - SB202 - Polytrauma OP Female Staff Toilet, Bldg Sprt | 10 - SB202 - Polytrauma OP Female Staff Toilet, Bldg Sprt | 10 - SB202 - Polytrauma OP Female Staff Toilet, Bldg Sprt | 10 - SB202 - Polytrauma OP Female Staff Toilet, Bldg Sprt
JSN | NAME | QTY | ACQ/INS | DESCRIPTION
A1067 | Mirror, Float Glass, ADA Accessible | 1 | CC | A high quality 1/4" polished float glass mirror with a stainless steel frame. Frame holds mirror in a tilted position for accessibility and compliance with ADA requirements. Mirror has a galvanized steel back secured to frame with concealed screws with integral horizontal hanging brackets. Mirror shall be approximately 18" wide and 36" high. Other sizes are available.
A4995 | Table, Diaper Changing, Wall Mounted | 1 | CC | Wall mounted diaper changing table for use in public restrooms. Unit is a fold down system that folds upward when not in use for minimal intrusion into the room. Changing surface is contoured and has safety belt to insure that an infant will not fall from the table. Table is designed to hold no less than 250 pounds static weight. Closed dimensions are approximately 21" H x 36" W x 5" D. Open dimensions vary according to style. One system's open dimensions are 15 " high, 32" wide and 19" deep.
A5075 | Dispenser, Soap, Disposable | 1 | VV | Disposable soap dispenser. One-handed dispensing operation. Designed to accommodate disposable soap cartridge and valve.
A5082 | Dispenser, Paper Towel, Sensor, Hands Free | 1 | CC | A surface mounted, sensor activated, automatic, roll paper towel dispenser. The unit dispenses a paper towel automatically only when hands are place in position below the dispenser for maximum sanitation and hygiene. May include adjustable settings for sheet length, time delay, and sensor range. Unit is battery operated or with optional AC power adapter.
A5090 | Disposal, Sanitary Napkin, SS, Surface Mounted | 1 | CC | A surface mounted, satin finish stainless steel, sanitary napkin disposal. Disposal features a flip-up cover, secured to the container by a heavy duty stainless steel piano-hinge. Disposal may be secured to wall or toilet partition. For general purpose use in female toilet stalls or rooms and uni-sex toilet rooms.
A5109 | Grab Bar, 1-1/4" Dia., SS, 2 Wall, W/C Accessible | 1 | CC | A 1-1/4" diameter, satin finish stainless steel, peened gripping surface, 2 wall toilet stall/ room, grab bar with concealed mounting flanges. Snap over flanges are provided to conceal mounting screws. A selection of mounting kits and concealed anchor devices are available from the manufacturers for different types of installations. Grab bar shall comply with barrier-free accessibility guidelines for structural strength. For typical water closet applications in toilet stalls and rooms where ADA (American's With Disabilities Act) requirements must be met.
A5145 | Hook, Garment, Double, SS, Surface Mounted | 1 | CC | A surface mounted, satin finish stainless steel, double garment hook. Equipped with a concealed mounting bracket that is secured to a concealed wall plate. For general purpose use throughout the facility to hang various items of apparel.
A5200 | Dispenser, Toilet Tissue, SS, 2-Roll, Surface Mntd | 1 | CC | A concealed surface mounted, double roll, satin finish stainless steel, toilet tissue dispenser. Unit accommodates two standard-core toilet tissue rolls through 5" in diameter. Spindles are chrome plated plastic with a heavy-duty internal spring and turn freely for non-controlled delivery. For general purpose use in restrooms.
CT025 | Countertop, Solid Surface with Sink Combination | 1 | CC | A solid, nonporous countertop approximately 36"W x 22"D with a undercounter sink combination. The countertop is an acrylic-based solid surface product with a standard thickness of 1", and a 4" butt backsplash/curb. Surfaces will be easy to clean and maintain. Also referred to as a work surface or work top with sink. Available in a choice of colors, depths and sink shapes. Used for various applications in patient rooms, restrooms and throughout the facility. Usually a part of a casework interior design program. Unit does not include the drain and faucet.
F2015 | Basket, Wastepaper, Metal/Plastic,2 Swinging Doors | 1 | VV | Metal receptacle for soiled / used towels or waste. Equipped with a removable tapered top with two independently operating self-closing, spring hinged doors. Used in public facilities for the collection and temporary storage of refuse.
P9050 | Toilet, Wall Hung, Siphon Jet | 1 | CC | Siphon jet water closet/ toilet. This unit is wall hung with an elongated bowl, top spud flushometer, seat with open front and check hinge, and carrier. Used in restrooms throughout the health care facility.
11 - SS241 - Polytrauma OP Male Staff Locker Room, Stff Sprt | 11 - SS241 - Polytrauma OP Male Staff Locker Room, Stff Sprt | 11 - SS241 - Polytrauma OP Male Staff Locker Room, Stff Sprt | 11 - SS241 - Polytrauma OP Male Staff Locker Room, Stff Sprt | 11 - SS241 - Polytrauma OP Male Staff Locker Room, Stff Sprt
JSN | NAME | QTY | ACQ/INS | DESCRIPTION
A1010 | Telecommunication Outlet | 1 | VV | Telecommunication outlet location.
A1012 | Telephone, Wall Mounted, 1 Line | 1 | VV | Telephone, wall mounted, 1 line.
A1030 | Locker, 2 Person, Over/Under | 8 | VV | Two person locker, double tier, 72Hx12Wx18D. This unit includes hooks for coats and hats. Door equipped with safety guard handles. Designed for storage of coats, hats, and other personal belongings. Other width and depths are available.
A1080 | Mirror, Posture, Wall Mounted | 1 | CC | Wall mounted posture mirror. Consists of a 1/4" plate glass in a sturdy corrosion resistant frame with water proof back. For educational and therapy programs.
A5020 | Bench, Locker Room, Floor Mounted | 1 | CC | Locker room bench. Floor mounting -1-1/4" thick. Benches are sanded smooth with two coats of moisture-resistant sealer to ensure a protective, satin gloss surface, and mounted on strong steel pedestal anchored to the floor. Over all height of 18" includes pedestal. Size as required.
F2000 | Basket, Wastepaper, Fire Resistant | 1 | VV | Wastepaper basket, fire resistant, approximately 40 quart capacity. This unit is used to collect and temporarily store small quantities of paper refuse in patient rooms, administrative areas and nursing stations. Size and shape varies depending on the application and manufacturer selected.
F3200 | Clock, Battery, 12" Diameter | 1 | VV | Clock, 12" diameter. Round surface, easy to read numbers with sweep second hand. Wall mounted unit for use when impractical to install a fully synchronized clock system. Battery operated, (batteries not included).
12 - SB203 - Polytrauma OP Male Staff Toilet, Bldg Sprt | 12 - SB203 - Polytrauma OP Male Staff Toilet, Bldg Sprt | 12 - SB203 - Polytrauma OP Male Staff Toilet, Bldg Sprt | 12 - SB203 - Polytrauma OP Male Staff Toilet, Bldg Sprt | 12 - SB203 - Polytrauma OP Male Staff Toilet, Bldg Sprt
JSN | NAME | QTY | ACQ/INS | DESCRIPTION
A1067 | Mirror, Float Glass, ADA Accessible | 1 | CC | A high quality 1/4" polished float glass mirror with a stainless steel frame. Frame holds mirror in a tilted position for accessibility and compliance with ADA requirements. Mirror has a galvanized steel back secured to frame with concealed screws with integral horizontal hanging brackets. Mirror shall be approximately 18" wide and 36" high. Other sizes are available.
A4995 | Table, Diaper Changing, Wall Mounted | 1 | CC | Wall mounted diaper changing table for use in public restrooms. Unit is a fold down system that folds upward when not in use for minimal intrusion into the room. Changing surface is contoured and has safety belt to insure that an infant will not fall from the table. Table is designed to hold no less than 250 pounds static weight. Closed dimensions are approximately 21" H x 36" W x 5" D. Open dimensions vary according to style. One system's open dimensions are 15 " high, 32" wide and 19" deep.
A5075 | Dispenser, Soap, Disposable | 1 | VV | Disposable soap dispenser. One-handed dispensing operation. Designed to accommodate disposable soap cartridge and valve.
A5082 | Dispenser, Paper Towel, Sensor, Hands Free | 1 | CC | A surface mounted, sensor activated, automatic, roll paper towel dispenser. The unit dispenses a paper towel automatically only when hands are place in position below the dispenser for maximum sanitation and hygiene. May include adjustable settings for sheet length, time delay, and sensor range. Unit is battery operated or with optional AC power adapter.
A5109 | Grab Bar, 1-1/4" Dia., SS, 2 Wall, W/C Accessible | 1 | CC | A 1-1/4" diameter, satin finish stainless steel, peened gripping surface, 2 wall toilet stall/ room, grab bar with concealed mounting flanges. Snap over flanges are provided to conceal mounting screws. A selection of mounting kits and concealed anchor devices are available from the manufacturers for different types of installations. Grab bar shall comply with barrier-free accessibility guidelines for structural strength. For typical water closet applications in toilet stalls and rooms where ADA (American's With Disabilities Act) requirements must be met.
A5145 | Hook, Garment, Double, SS, Surface Mounted | 1 | CC | A surface mounted, satin finish stainless steel, double garment hook. Equipped with a concealed mounting bracket that is secured to a concealed wall plate. For general purpose use throughout the facility to hang various items of apparel.
A5200 | Dispenser, Toilet Tissue, SS, 2-Roll, Surface Mntd | 1 | CC | A concealed surface mounted, double roll, satin finish stainless steel, toilet tissue dispenser. Unit accommodates two standard-core toilet tissue rolls through 5" in diameter. Spindles are chrome plated plastic with a heavy-duty internal spring and turn freely for non-controlled delivery. For general purpose use in restrooms.
CT025 | Countertop, Solid Surface with Sink Combination | 1 | CC | A solid, nonporous countertop approximately 36"W x 22"D with a undercounter sink combination. The countertop is an acrylic-based solid surface product with a standard thickness of 1", and a 4" butt backsplash/curb. Surfaces will be easy to clean and maintain. Also referred to as a work surface or work top with sink. Available in a choice of colors, depths and sink shapes. Used for various applications in patient rooms, restrooms and throughout the facility. Usually a part of a casework interior design program. Unit does not include the drain and faucet.
F2015 | Basket, Wastepaper, Metal/Plastic,2 Swinging Doors | 1 | VV | Metal receptacle for soiled / used towels or waste. Equipped with a removable tapered top with two independently operating self-closing, spring hinged doors. Used in public facilities for the collection and temporary storage of refuse.
P9050 | Toilet, Wall Hung, Siphon Jet | 1 | CC | Siphon jet water closet/ toilet. This unit is wall hung with an elongated bowl, top spud flushometer, seat with open front and check hinge, and carrier. Used in restrooms throughout the health care facility.
18 - PRC STAFF AND ADMINISTRATIVE AREA | 18 - PRC STAFF AND ADMINISTRATIVE AREA | 18 - PRC STAFF AND ADMINISTRATIVE AREA | 18 - PRC STAFF AND ADMINISTRATIVE AREA | 18 - PRC STAFF AND ADMINISTRATIVE AREA
1 - SS204 - Polytrauma PRC Director Office, Stff Sprt | 1 - SS204 - Polytrauma PRC Director Office, Stff Sprt | 1 - SS204 - Polytrauma PRC Director Office, Stff Sprt | 1 - SS204 - Polytrauma PRC Director Office, Stff Sprt | 1 - SS204 - Polytrauma PRC Director Office, Stff Sprt
JSN | NAME | QTY | ACQ/INS | DESCRIPTION
A1010 | Telecommunication Outlet | 2 | VV | Telecommunication outlet location.
A1015 | Telephone, Desk, Multiple Line | 1 | VV | Telephone, desk, multiple line.
A5145 | Hook, Garment, Double, SS, Surface Mounted | 1 | CC | A surface mounted, satin finish stainless steel, double garment hook. Equipped with a concealed mounting bracket that is secured to a concealed wall plate. For general purpose use throughout the facility to hang various items of apparel.
E0078 | Workstation, L-Shaped w/Peninsula, Free Std, 78x72 | 1 | VV | This section will provide a whole work station typical to quickly plan work areas in clinical or administrative spaces. There will be a price decrease if typical work stations are used with vertical hanging strips instead of panels. THIS TYPICAL INCLUDES: 4 standard solid panels; 2 panel connectors, 2-way corner; 1 panel-to-panel connector; 2 finished end hardware; 1 cantilevered work surface; 1 peninsula work surface; 2 lockable flipper units; 2 shelf, storage/display; 2 lights; 1 tack board, 48"W; 1 tool rail, 30"W; 1 paper tray; 1 diagonal tray; 1 adjustable keyboard tray; 1 mobile pedestal, box/file.
F0110 | Bookcase, 3 Shelf | 1 | VV | Freestanding open metal shelf book case, approximately 60" high X 36" wide X 18" deep with three (3) adjustable shelves and four (4) non-marking floor glides.
F0205 | Chair, Side With Arms | 2 | VV | Upholstered side chair, 32" high X 21" wide X 23" deep with arms, padded seats and padded backs. Seat height is a minimum of 17". Available with or without sled base.
F0275 | Chair, Swivel, High Back | 1 | VV | Highback contemporary swivel chair, 41" high X 23" wide X 23" deep with five (5) caster swivel base and arms. Chair may be used at desks or in conference rooms. Back and seat are foam padded and upholstered with either woven textile fabric or vinyl.
F0420 | Cabinet, Filing, Lateral, Half Height | 1 | VV | Half height two (2) or three (3) drawer lateral filing cabinet, 28" high X 42" wide X 18" deep with recessed handles, locking device and drawer label holders. Drawers are adaptable to either letter or legal size materials.
F2000 | Basket, Wastepaper, Fire Resistant | 1 | VV | Wastepaper basket, fire resistant, approximately 40 quart capacity. This unit is used to collect and temporarily store small quantities of paper refuse in patient rooms, administrative areas and nursing stations. Size and shape varies depending on the application and manufacturer selected.
F3200 | Clock, Battery, 12" Diameter | 1 | VV | Clock, 12" diameter. Round surface, easy to read numbers with sweep second hand. Wall mounted unit for use when impractical to install a fully synchronized clock system. Battery operated, (batteries not included).
M1801 | Computer, Microprocessing, w/Flat Panel Monitor | 1 | VV | Desk top microprocessing computer. The unit shall consist of a central processing mini tower, flat panel monitor, keyboard, mouse and speakers. The system shall have the following minimum characteristics: a 2.8 GHz Pentium processor; 512 MB memory; 80GB hard drive; 32/48x CD-ROMDVD combo; 1.44MB network interface card; video 32 MB NVIDIA; a 18 inch flat panel monitor. The computer is used throughout the facility to input, manipulate and retrieve information.
2 - SS204 - Polytrauma PRC Administrative Officer (AO) Office, Stff Sprt | 2 - SS204 - Polytrauma PRC Administrative Officer (AO) Office, Stff Sprt | 2 - SS204 - Polytrauma PRC Administrative Officer (AO) Office, Stff Sprt | 2 - SS204 - Polytrauma PRC Administrative Officer (AO) Office, Stff Sprt | 2 - SS204 - Polytrauma PRC Administrative Officer (AO) Office, Stff Sprt
JSN | NAME | QTY | ACQ/INS | DESCRIPTION
A1010 | Telecommunication Outlet | 2 | VV | Telecommunication outlet location.
A1015 | Telephone, Desk, Multiple Line | 1 | VV | Telephone, desk, multiple line.
A5145 | Hook, Garment, Double, SS, Surface Mounted | 1 | CC | A surface mounted, satin finish stainless steel, double garment hook. Equipped with a concealed mounting bracket that is secured to a concealed wall plate. For general purpose use throughout the facility to hang various items of apparel.
E0078 | Workstation, L-Shaped w/Peninsula, Free Std, 78x72 | 1 | VV | This section will provide a whole work station typical to quickly plan work areas in clinical or administrative spaces. There will be a price decrease if typical work stations are used with vertical hanging strips instead of panels. THIS TYPICAL INCLUDES: 4 standard solid panels; 2 panel connectors, 2-way corner; 1 panel-to-panel connector; 2 finished end hardware; 1 cantilevered work surface; 1 peninsula work surface; 2 lockable flipper units; 2 shelf, storage/display; 2 lights; 1 tack board, 48"W; 1 tool rail, 30"W; 1 paper tray; 1 diagonal tray; 1 adjustable keyboard tray; 1 mobile pedestal, box/file.
F0110 | Bookcase, 3 Shelf | 1 | VV | Freestanding open metal shelf book case, approximately 60" high X 36" wide X 18" deep with three (3) adjustable shelves and four (4) non-marking floor glides.
F0205 | Chair, Side With Arms | 2 | VV | Upholstered side chair, 32" high X 21" wide X 23" deep with arms, padded seats and padded backs. Seat height is a minimum of 17". Available with or without sled base.
F0275 | Chair, Swivel, High Back | 1 | VV | Highback contemporary swivel chair, 41" high X 23" wide X 23" deep with five (5) caster swivel base and arms. Chair may be used at desks or in conference rooms. Back and seat are foam padded and upholstered with either woven textile fabric or vinyl.
F0420 | Cabinet, Filing, Lateral, Half Height | 1 | VV | Half height two (2) or three (3) drawer lateral filing cabinet, 28" high X 42" wide X 18" deep with recessed handles, locking device and drawer label holders. Drawers are adaptable to either letter or legal size materials.
F2000 | Basket, Wastepaper, Fire Resistant | 1 | VV | Wastepaper basket, fire resistant, approximately 40 quart capacity. This unit is used to collect and temporarily store small quantities of paper refuse in patient rooms, administrative areas and nursing stations. Size and shape varies depending on the application and manufacturer selected.
F3200 | Clock, Battery, 12" Diameter | 1 | VV | Clock, 12" diameter. Round surface, easy to read numbers with sweep second hand. Wall mounted unit for use when impractical to install a fully synchronized clock system. Battery operated, (batteries not included).
M1801 | Computer, Microprocessing, w/Flat Panel Monitor | 1 | VV | Desk top microprocessing computer. The unit shall consist of a central processing mini tower, flat panel monitor, keyboard, mouse and speakers. The system shall have the following minimum characteristics: a 2.8 GHz Pentium processor; 512 MB memory; 80GB hard drive; 32/48x CD-ROMDVD combo; 1.44MB network interface card; video 32 MB NVIDIA; a 18 inch flat panel monitor. The computer is used throughout the facility to input, manipulate and retrieve information.
3 - SS218 - Polytrauma PRC Administrative Assistant Workstation, Stff Sprt | 3 - SS218 - Polytrauma PRC Administrative Assistant Workstation, Stff Sprt | 3 - SS218 - Polytrauma PRC Administrative Assistant Workstation, Stff Sprt | 3 - SS218 - Polytrauma PRC Administrative Assistant Workstation, Stff Sprt | 3 - SS218 - Polytrauma PRC Administrative Assistant Workstation, Stff Sprt
JSN | NAME | QTY | ACQ/INS | DESCRIPTION
A1010 | Telecommunication Outlet | 2 | VV | Telecommunication outlet location.
A1015 | Telephone, Desk, Multiple Line | 1 | VV | Telephone, desk, multiple line.
E0123 | Workstation, Straight, Free Standing, 72" W | 1 | VV | This JSN will provide a whole work station typical to quickly plan work in areas in clinical or administrative spaces. There will be a price decrease if typical work stations are used with vertical hanging strips instead of panels. THIS TYPICAL INCLUDES: 4 Standard Solid Panels 2 Panel Connectors, 2-Way Corner 1 Panel-to-Panel Connector 2 Finished End Hardware 1 Cantilevered, Work Surface 2 Lockable Flipper Units 2 Shelf, Storage/Displays 2 Lights 1 Tack board 1 Tool Rail 1 Paper Tray 1 Diagonal Tray 1 Adjustable Keyboard Tray 1 Mobile Pedestal, Box/File
F0275 | Chair, Swivel, High Back | 1 | VV | Highback contemporary swivel chair, 41" high X 23" wide X 23" deep with five (5) caster swivel base and arms. Chair may be used at desks or in conference rooms. Back and seat are foam padded and upholstered with either woven textile fabric or vinyl.
F0420 | Cabinet, Filing, Lateral, Half Height | 1 | VV | Half height two (2) or three (3) drawer lateral filing cabinet, 28" high X 42" wide X 18" deep with recessed handles, locking device and drawer label holders. Drawers are adaptable to either letter or legal size materials.
F2000 | Basket, Wastepaper, Fire Resistant | 1 | VV | Wastepaper basket, fire resistant, approximately 40 quart capacity. This unit is used to collect and temporarily store small quantities of paper refuse in patient rooms, administrative areas and nursing stations. Size and shape varies depending on the application and manufacturer selected.
M1801 | Computer, Microprocessing, w/Flat Panel Monitor | 1 | VV | Desk top microprocessing computer. The unit shall consist of a central processing mini tower, flat panel monitor, keyboard, mouse and speakers. The system shall have the following minimum characteristics: a 2.8 GHz Pentium processor; 512 MB memory; 80GB hard drive; 32/48x CD-ROMDVD combo; 1.44MB network interface card; video 32 MB NVIDIA; a 18 inch flat panel monitor. The computer is used throughout the facility to input, manipulate and retrieve information.
4 - SS204 - Polytrauma PRC Inpatient Medical Director Office, Stff Sprt | 4 - SS204 - Polytrauma PRC Inpatient Medical Director Office, Stff Sprt | 4 - SS204 - Polytrauma PRC Inpatient Medical Director Office, Stff Sprt | 4 - SS204 - Polytrauma PRC Inpatient Medical Director Office, Stff Sprt | 4 - SS204 - Polytrauma PRC Inpatient Medical Director Office, Stff Sprt
JSN | NAME | QTY | ACQ/INS | DESCRIPTION
A1010 | Telecommunication Outlet | 2 | VV | Telecommunication outlet location.
A1015 | Telephone, Desk, Multiple Line | 1 | VV | Telephone, desk, multiple line.
A5145 | Hook, Garment, Double, SS, Surface Mounted | 1 | CC | A surface mounted, satin finish stainless steel, double garment hook. Equipped with a concealed mounting bracket that is secured to a concealed wall plate. For general purpose use throughout the facility to hang various items of apparel.
E0078 | Workstation, L-Shaped w/Peninsula, Free Std, 78x72 | 1 | VV | This section will provide a whole work station typical to quickly plan work areas in clinical or administrative spaces. There will be a price decrease if typical work stations are used with vertical hanging strips instead of panels. THIS TYPICAL INCLUDES: 4 standard solid panels; 2 panel connectors, 2-way corner; 1 panel-to-panel connector; 2 finished end hardware; 1 cantilevered work surface; 1 peninsula work surface; 2 lockable flipper units; 2 shelf, storage/display; 2 lights; 1 tack board, 48"W; 1 tool rail, 30"W; 1 paper tray; 1 diagonal tray; 1 adjustable keyboard tray; 1 mobile pedestal, box/file.
F0110 | Bookcase, 3 Shelf | 1 | VV | Freestanding open metal shelf book case, approximately 60" high X 36" wide X 18" deep with three (3) adjustable shelves and four (4) non-marking floor glides.
F0205 | Chair, Side With Arms | 2 | VV | Upholstered side chair, 32" high X 21" wide X 23" deep with arms, padded seats and padded backs. Seat height is a minimum of 17". Available with or without sled base.
F0275 | Chair, Swivel, High Back | 1 | VV | Highback contemporary swivel chair, 41" high X 23" wide X 23" deep with five (5) caster swivel base and arms. Chair may be used at desks or in conference rooms. Back and seat are foam padded and upholstered with either woven textile fabric or vinyl.
F0420 | Cabinet, Filing, Lateral, Half Height | 1 | VV | Half height two (2) or three (3) drawer lateral filing cabinet, 28" high X 42" wide X 18" deep with recessed handles, locking device and drawer label holders. Drawers are adaptable to either letter or legal size materials.
F2000 | Basket, Wastepaper, Fire Resistant | 1 | VV | Wastepaper basket, fire resistant, approximately 40 quart capacity. This unit is used to collect and temporarily store small quantities of paper refuse in patient rooms, administrative areas and nursing stations. Size and shape varies depending on the application and manufacturer selected.
F3200 | Clock, Battery, 12" Diameter | 1 | VV | Clock, 12" diameter. Round surface, easy to read numbers with sweep second hand. Wall mounted unit for use when impractical to install a fully synchronized clock system. Battery operated, (batteries not included).
M1801 | Computer, Microprocessing, w/Flat Panel Monitor | 1 | VV | Desk top microprocessing computer. The unit shall consist of a central processing mini tower, flat panel monitor, keyboard, mouse and speakers. The system shall have the following minimum characteristics: a 2.8 GHz Pentium processor; 512 MB memory; 80GB hard drive; 32/48x CD-ROMDVD combo; 1.44MB network interface card; video 32 MB NVIDIA; a 18 inch flat panel monitor. The computer is used throughout the facility to input, manipulate and retrieve information.
5 - SS204 - Polytrauma PRC Inpatient Administrative Officer (AO) Office, Stff Sprt | 5 - SS204 - Polytrauma PRC Inpatient Administrative Officer (AO) Office, Stff Sprt | 5 - SS204 - Polytrauma PRC Inpatient Administrative Officer (AO) Office, Stff Sprt | 5 - SS204 - Polytrauma PRC Inpatient Administrative Officer (AO) Office, Stff Sprt | 5 - SS204 - Polytrauma PRC Inpatient Administrative Officer (AO) Office, Stff Sprt
JSN | NAME | QTY | ACQ/INS | DESCRIPTION
A1010 | Telecommunication Outlet | 2 | VV | Telecommunication outlet location.
A1015 | Telephone, Desk, Multiple Line | 1 | VV | Telephone, desk, multiple line.
A5145 | Hook, Garment, Double, SS, Surface Mounted | 1 | CC | A surface mounted, satin finish stainless steel, double garment hook. Equipped with a concealed mounting bracket that is secured to a concealed wall plate. For general purpose use throughout the facility to hang various items of apparel.
E0078 | Workstation, L-Shaped w/Peninsula, Free Std, 78x72 | 1 | VV | This section will provide a whole work station typical to quickly plan work areas in clinical or administrative spaces. There will be a price decrease if typical work stations are used with vertical hanging strips instead of panels. THIS TYPICAL INCLUDES: 4 standard solid panels; 2 panel connectors, 2-way corner; 1 panel-to-panel connector; 2 finished end hardware; 1 cantilevered work surface; 1 peninsula work surface; 2 lockable flipper units; 2 shelf, storage/display; 2 lights; 1 tack board, 48"W; 1 tool rail, 30"W; 1 paper tray; 1 diagonal tray; 1 adjustable keyboard tray; 1 mobile pedestal, box/file.
F0110 | Bookcase, 3 Shelf | 1 | VV | Freestanding open metal shelf book case, approximately 60" high X 36" wide X 18" deep with three (3) adjustable shelves and four (4) non-marking floor glides.
F0205 | Chair, Side With Arms | 2 | VV | Upholstered side chair, 32" high X 21" wide X 23" deep with arms, padded seats and padded backs. Seat height is a minimum of 17". Available with or without sled base.
F0275 | Chair, Swivel, High Back | 1 | VV | Highback contemporary swivel chair, 41" high X 23" wide X 23" deep with five (5) caster swivel base and arms. Chair may be used at desks or in conference rooms. Back and seat are foam padded and upholstered with either woven textile fabric or vinyl.
F0420 | Cabinet, Filing, Lateral, Half Height | 1 | VV | Half height two (2) or three (3) drawer lateral filing cabinet, 28" high X 42" wide X 18" deep with recessed handles, locking device and drawer label holders. Drawers are adaptable to either letter or legal size materials.
F2000 | Basket, Wastepaper, Fire Resistant | 1 | VV | Wastepaper basket, fire resistant, approximately 40 quart capacity. This unit is used to collect and temporarily store small quantities of paper refuse in patient rooms, administrative areas and nursing stations. Size and shape varies depending on the application and manufacturer selected.
F3200 | Clock, Battery, 12" Diameter | 1 | VV | Clock, 12" diameter. Round surface, easy to read numbers with sweep second hand. Wall mounted unit for use when impractical to install a fully synchronized clock system. Battery operated, (batteries not included).
M1801 | Computer, Microprocessing, w/Flat Panel Monitor | 1 | VV | Desk top microprocessing computer. The unit shall consist of a central processing mini tower, flat panel monitor, keyboard, mouse and speakers. The system shall have the following minimum characteristics: a 2.8 GHz Pentium processor; 512 MB memory; 80GB hard drive; 32/48x CD-ROMDVD combo; 1.44MB network interface card; video 32 MB NVIDIA; a 18 inch flat panel monitor. The computer is used throughout the facility to input, manipulate and retrieve information.
6 - SS218 - Polytrauma PRC Inpatient Program Assistant Workstation, Stff Sprt | 6 - SS218 - Polytrauma PRC Inpatient Program Assistant Workstation, Stff Sprt | 6 - SS218 - Polytrauma PRC Inpatient Program Assistant Workstation, Stff Sprt | 6 - SS218 - Polytrauma PRC Inpatient Program Assistant Workstation, Stff Sprt | 6 - SS218 - Polytrauma PRC Inpatient Program Assistant Workstation, Stff Sprt
JSN | NAME | QTY | ACQ/INS | DESCRIPTION
A1010 | Telecommunication Outlet | 2 | VV | Telecommunication outlet location.
A1015 | Telephone, Desk, Multiple Line | 1 | VV | Telephone, desk, multiple line.
E0123 | Workstation, Straight, Free Standing, 72" W | 1 | VV | This JSN will provide a whole work station typical to quickly plan work in areas in clinical or administrative spaces. There will be a price decrease if typical work stations are used with vertical hanging strips instead of panels. THIS TYPICAL INCLUDES: 4 Standard Solid Panels 2 Panel Connectors, 2-Way Corner 1 Panel-to-Panel Connector 2 Finished End Hardware 1 Cantilevered, Work Surface 2 Lockable Flipper Units 2 Shelf, Storage/Displays 2 Lights 1 Tack board 1 Tool Rail 1 Paper Tray 1 Diagonal Tray 1 Adjustable Keyboard Tray 1 Mobile Pedestal, Box/File
F0275 | Chair, Swivel, High Back | 1 | VV | Highback contemporary swivel chair, 41" high X 23" wide X 23" deep with five (5) caster swivel base and arms. Chair may be used at desks or in conference rooms. Back and seat are foam padded and upholstered with either woven textile fabric or vinyl.
F0420 | Cabinet, Filing, Lateral, Half Height | 1 | VV | Half height two (2) or three (3) drawer lateral filing cabinet, 28" high X 42" wide X 18" deep with recessed handles, locking device and drawer label holders. Drawers are adaptable to either letter or legal size materials.
F2000 | Basket, Wastepaper, Fire Resistant | 1 | VV | Wastepaper basket, fire resistant, approximately 40 quart capacity. This unit is used to collect and temporarily store small quantities of paper refuse in patient rooms, administrative areas and nursing stations. Size and shape varies depending on the application and manufacturer selected.
M1801 | Computer, Microprocessing, w/Flat Panel Monitor | 1 | VV | Desk top microprocessing computer. The unit shall consist of a central processing mini tower, flat panel monitor, keyboard, mouse and speakers. The system shall have the following minimum characteristics: a 2.8 GHz Pentium processor; 512 MB memory; 80GB hard drive; 32/48x CD-ROMDVD combo; 1.44MB network interface card; video 32 MB NVIDIA; a 18 inch flat panel monitor. The computer is used throughout the facility to input, manipulate and retrieve information.
7 - SS204 - Polytrauma PRC PTRP Unit Director Office, Stff Sprt | 7 - SS204 - Polytrauma PRC PTRP Unit Director Office, Stff Sprt | 7 - SS204 - Polytrauma PRC PTRP Unit Director Office, Stff Sprt | 7 - SS204 - Polytrauma PRC PTRP Unit Director Office, Stff Sprt | 7 - SS204 - Polytrauma PRC PTRP Unit Director Office, Stff Sprt
JSN | NAME | QTY | ACQ/INS | DESCRIPTION
A1010 | Telecommunication Outlet | 2 | VV | Telecommunication outlet location.
A1015 | Telephone, Desk, Multiple Line | 1 | VV | Telephone, desk, multiple line.
A5145 | Hook, Garment, Double, SS, Surface Mounted | 1 | CC | A surface mounted, satin finish stainless steel, double garment hook. Equipped with a concealed mounting bracket that is secured to a concealed wall plate. For general purpose use throughout the facility to hang various items of apparel.
E0078 | Workstation, L-Shaped w/Peninsula, Free Std, 78x72 | 1 | VV | This section will provide a whole work station typical to quickly plan work areas in clinical or administrative spaces. There will be a price decrease if typical work stations are used with vertical hanging strips instead of panels. THIS TYPICAL INCLUDES: 4 standard solid panels; 2 panel connectors, 2-way corner; 1 panel-to-panel connector; 2 finished end hardware; 1 cantilevered work surface; 1 peninsula work surface; 2 lockable flipper units; 2 shelf, storage/display; 2 lights; 1 tack board, 48"W; 1 tool rail, 30"W; 1 paper tray; 1 diagonal tray; 1 adjustable keyboard tray; 1 mobile pedestal, box/file.
F0110 | Bookcase, 3 Shelf | 1 | VV | Freestanding open metal shelf book case, approximately 60" high X 36" wide X 18" deep with three (3) adjustable shelves and four (4) non-marking floor glides.
F0205 | Chair, Side With Arms | 2 | VV | Upholstered side chair, 32" high X 21" wide X 23" deep with arms, padded seats and padded backs. Seat height is a minimum of 17". Available with or without sled base.
F0275 | Chair, Swivel, High Back | 1 | VV | Highback contemporary swivel chair, 41" high X 23" wide X 23" deep with five (5) caster swivel base and arms. Chair may be used at desks or in conference rooms. Back and seat are foam padded and upholstered with either woven textile fabric or vinyl.
F0420 | Cabinet, Filing, Lateral, Half Height | 1 | VV | Half height two (2) or three (3) drawer lateral filing cabinet, 28" high X 42" wide X 18" deep with recessed handles, locking device and drawer label holders. Drawers are adaptable to either letter or legal size materials.
F2000 | Basket, Wastepaper, Fire Resistant | 1 | VV | Wastepaper basket, fire resistant, approximately 40 quart capacity. This unit is used to collect and temporarily store small quantities of paper refuse in patient rooms, administrative areas and nursing stations. Size and shape varies depending on the application and manufacturer selected.
F3200 | Clock, Battery, 12" Diameter | 1 | VV | Clock, 12" diameter. Round surface, easy to read numbers with sweep second hand. Wall mounted unit for use when impractical to install a fully synchronized clock system. Battery operated, (batteries not included).
M1801 | Computer, Microprocessing, w/Flat Panel Monitor | 1 | VV | Desk top microprocessing computer. The unit shall consist of a central processing mini tower, flat panel monitor, keyboard, mouse and speakers. The system shall have the following minimum characteristics: a 2.8 GHz Pentium processor; 512 MB memory; 80GB hard drive; 32/48x CD-ROMDVD combo; 1.44MB network interface card; video 32 MB NVIDIA; a 18 inch flat panel monitor. The computer is used throughout the facility to input, manipulate and retrieve information.
8 - SS204 - Polytrauma PRC PTRP Administrative Officer (AO) Office, Stff Sprt | 8 - SS204 - Polytrauma PRC PTRP Administrative Officer (AO) Office, Stff Sprt | 8 - SS204 - Polytrauma PRC PTRP Administrative Officer (AO) Office, Stff Sprt | 8 - SS204 - Polytrauma PRC PTRP Administrative Officer (AO) Office, Stff Sprt | 8 - SS204 - Polytrauma PRC PTRP Administrative Officer (AO) Office, Stff Sprt
JSN | NAME | QTY | ACQ/INS | DESCRIPTION
A1010 | Telecommunication Outlet | 2 | VV | Telecommunication outlet location.
A1015 | Telephone, Desk, Multiple Line | 1 | VV | Telephone, desk, multiple line.
A5145 | Hook, Garment, Double, SS, Surface Mounted | 1 | CC | A surface mounted, satin finish stainless steel, double garment hook. Equipped with a concealed mounting bracket that is secured to a concealed wall plate. For general purpose use throughout the facility to hang various items of apparel.
E0078 | Workstation, L-Shaped w/Peninsula, Free Std, 78x72 | 1 | VV | This section will provide a whole work station typical to quickly plan work areas in clinical or administrative spaces. There will be a price decrease if typical work stations are used with vertical hanging strips instead of panels. THIS TYPICAL INCLUDES: 4 standard solid panels; 2 panel connectors, 2-way corner; 1 panel-to-panel connector; 2 finished end hardware; 1 cantilevered work surface; 1 peninsula work surface; 2 lockable flipper units; 2 shelf, storage/display; 2 lights; 1 tack board, 48"W; 1 tool rail, 30"W; 1 paper tray; 1 diagonal tray; 1 adjustable keyboard tray; 1 mobile pedestal, box/file.
F0110 | Bookcase, 3 Shelf | 1 | VV | Freestanding open metal shelf book case, approximately 60" high X 36" wide X 18" deep with three (3) adjustable shelves and four (4) non-marking floor glides.
F0205 | Chair, Side With Arms | 2 | VV | Upholstered side chair, 32" high X 21" wide X 23" deep with arms, padded seats and padded backs. Seat height is a minimum of 17". Available with or without sled base.
F0275 | Chair, Swivel, High Back | 1 | VV | Highback contemporary swivel chair, 41" high X 23" wide X 23" deep with five (5) caster swivel base and arms. Chair may be used at desks or in conference rooms. Back and seat are foam padded and upholstered with either woven textile fabric or vinyl.
F0420 | Cabinet, Filing, Lateral, Half Height | 1 | VV | Half height two (2) or three (3) drawer lateral filing cabinet, 28" high X 42" wide X 18" deep with recessed handles, locking device and drawer label holders. Drawers are adaptable to either letter or legal size materials.
F2000 | Basket, Wastepaper, Fire Resistant | 1 | VV | Wastepaper basket, fire resistant, approximately 40 quart capacity. This unit is used to collect and temporarily store small quantities of paper refuse in patient rooms, administrative areas and nursing stations. Size and shape varies depending on the application and manufacturer selected.
F3200 | Clock, Battery, 12" Diameter | 1 | VV | Clock, 12" diameter. Round surface, easy to read numbers with sweep second hand. Wall mounted unit for use when impractical to install a fully synchronized clock system. Battery operated, (batteries not included).
M1801 | Computer, Microprocessing, w/Flat Panel Monitor | 1 | VV | Desk top microprocessing computer. The unit shall consist of a central processing mini tower, flat panel monitor, keyboard, mouse and speakers. The system shall have the following minimum characteristics: a 2.8 GHz Pentium processor; 512 MB memory; 80GB hard drive; 32/48x CD-ROMDVD combo; 1.44MB network interface card; video 32 MB NVIDIA; a 18 inch flat panel monitor. The computer is used throughout the facility to input, manipulate and retrieve information.
9 - SS218 - Polytrauma PRC PTRP Unit Program Assistant Workstation, Stff Sprt | 9 - SS218 - Polytrauma PRC PTRP Unit Program Assistant Workstation, Stff Sprt | 9 - SS218 - Polytrauma PRC PTRP Unit Program Assistant Workstation, Stff Sprt | 9 - SS218 - Polytrauma PRC PTRP Unit Program Assistant Workstation, Stff Sprt | 9 - SS218 - Polytrauma PRC PTRP Unit Program Assistant Workstation, Stff Sprt
JSN | NAME | QTY | ACQ/INS | DESCRIPTION
A1010 | Telecommunication Outlet | 2 | VV | Telecommunication outlet location.
A1015 | Telephone, Desk, Multiple Line | 1 | VV | Telephone, desk, multiple line.
E0123 | Workstation, Straight, Free Standing, 72" W | 1 | VV | This JSN will provide a whole work station typical to quickly plan work in areas in clinical or administrative spaces. There will be a price decrease if typical work stations are used with vertical hanging strips instead of panels. THIS TYPICAL INCLUDES: 4 Standard Solid Panels 2 Panel Connectors, 2-Way Corner 1 Panel-to-Panel Connector 2 Finished End Hardware 1 Cantilevered, Work Surface 2 Lockable Flipper Units 2 Shelf, Storage/Displays 2 Lights 1 Tack board 1 Tool Rail 1 Paper Tray 1 Diagonal Tray 1 Adjustable Keyboard Tray 1 Mobile Pedestal, Box/File
F0275 | Chair, Swivel, High Back | 1 | VV | Highback contemporary swivel chair, 41" high X 23" wide X 23" deep with five (5) caster swivel base and arms. Chair may be used at desks or in conference rooms. Back and seat are foam padded and upholstered with either woven textile fabric or vinyl.
F0420 | Cabinet, Filing, Lateral, Half Height | 1 | VV | Half height two (2) or three (3) drawer lateral filing cabinet, 28" high X 42" wide X 18" deep with recessed handles, locking device and drawer label holders. Drawers are adaptable to either letter or legal size materials.
F2000 | Basket, Wastepaper, Fire Resistant | 1 | VV | Wastepaper basket, fire resistant, approximately 40 quart capacity. This unit is used to collect and temporarily store small quantities of paper refuse in patient rooms, administrative areas and nursing stations. Size and shape varies depending on the application and manufacturer selected.
M1801 | Computer, Microprocessing, w/Flat Panel Monitor | 1 | VV | Desk top microprocessing computer. The unit shall consist of a central processing mini tower, flat panel monitor, keyboard, mouse and speakers. The system shall have the following minimum characteristics: a 2.8 GHz Pentium processor; 512 MB memory; 80GB hard drive; 32/48x CD-ROMDVD combo; 1.44MB network interface card; video 32 MB NVIDIA; a 18 inch flat panel monitor. The computer is used throughout the facility to input, manipulate and retrieve information.
10 - SS204 - Polytrauma PRC Outpatient Medical Director Office, Stff Sprt | 10 - SS204 - Polytrauma PRC Outpatient Medical Director Office, Stff Sprt | 10 - SS204 - Polytrauma PRC Outpatient Medical Director Office, Stff Sprt | 10 - SS204 - Polytrauma PRC Outpatient Medical Director Office, Stff Sprt | 10 - SS204 - Polytrauma PRC Outpatient Medical Director Office, Stff Sprt
JSN | NAME | QTY | ACQ/INS | DESCRIPTION
A1010 | Telecommunication Outlet | 2 | VV | Telecommunication outlet location.
A1015 | Telephone, Desk, Multiple Line | 1 | VV | Telephone, desk, multiple line.
A5145 | Hook, Garment, Double, SS, Surface Mounted | 1 | CC | A surface mounted, satin finish stainless steel, double garment hook. Equipped with a concealed mounting bracket that is secured to a concealed wall plate. For general purpose use throughout the facility to hang various items of apparel.
E0078 | Workstation, L-Shaped w/Peninsula, Free Std, 78x72 | 1 | VV | This section will provide a whole work station typical to quickly plan work areas in clinical or administrative spaces. There will be a price decrease if typical work stations are used with vertical hanging strips instead of panels. THIS TYPICAL INCLUDES: 4 standard solid panels; 2 panel connectors, 2-way corner; 1 panel-to-panel connector; 2 finished end hardware; 1 cantilevered work surface; 1 peninsula work surface; 2 lockable flipper units; 2 shelf, storage/display; 2 lights; 1 tack board, 48"W; 1 tool rail, 30"W; 1 paper tray; 1 diagonal tray; 1 adjustable keyboard tray; 1 mobile pedestal, box/file.
F0110 | Bookcase, 3 Shelf | 1 | VV | Freestanding open metal shelf book case, approximately 60" high X 36" wide X 18" deep with three (3) adjustable shelves and four (4) non-marking floor glides.
F0205 | Chair, Side With Arms | 2 | VV | Upholstered side chair, 32" high X 21" wide X 23" deep with arms, padded seats and padded backs. Seat height is a minimum of 17". Available with or without sled base.
F0275 | Chair, Swivel, High Back | 1 | VV | Highback contemporary swivel chair, 41" high X 23" wide X 23" deep with five (5) caster swivel base and arms. Chair may be used at desks or in conference rooms. Back and seat are foam padded and upholstered with either woven textile fabric or vinyl.
F0420 | Cabinet, Filing, Lateral, Half Height | 1 | VV | Half height two (2) or three (3) drawer lateral filing cabinet, 28" high X 42" wide X 18" deep with recessed handles, locking device and drawer label holders. Drawers are adaptable to either letter or legal size materials.
F2000 | Basket, Wastepaper, Fire Resistant | 1 | VV | Wastepaper basket, fire resistant, approximately 40 quart capacity. This unit is used to collect and temporarily store small quantities of paper refuse in patient rooms, administrative areas and nursing stations. Size and shape varies depending on the application and manufacturer selected.
F3200 | Clock, Battery, 12" Diameter | 1 | VV | Clock, 12" diameter. Round surface, easy to read numbers with sweep second hand. Wall mounted unit for use when impractical to install a fully synchronized clock system. Battery operated, (batteries not included).
M1801 | Computer, Microprocessing, w/Flat Panel Monitor | 1 | VV | Desk top microprocessing computer. The unit shall consist of a central processing mini tower, flat panel monitor, keyboard, mouse and speakers. The system shall have the following minimum characteristics: a 2.8 GHz Pentium processor; 512 MB memory; 80GB hard drive; 32/48x CD-ROMDVD combo; 1.44MB network interface card; video 32 MB NVIDIA; a 18 inch flat panel monitor. The computer is used throughout the facility to input, manipulate and retrieve information.
11 - SS204 - Polytrauma PRC Outpatient Administrative Officer (AO) Office, Stff Sprt | 11 - SS204 - Polytrauma PRC Outpatient Administrative Officer (AO) Office, Stff Sprt | 11 - SS204 - Polytrauma PRC Outpatient Administrative Officer (AO) Office, Stff Sprt | 11 - SS204 - Polytrauma PRC Outpatient Administrative Officer (AO) Office, Stff Sprt | 11 - SS204 - Polytrauma PRC Outpatient Administrative Officer (AO) Office, Stff Sprt
JSN | NAME | QTY | ACQ/INS | DESCRIPTION
A1010 | Telecommunication Outlet | 2 | VV | Telecommunication outlet location.
A1015 | Telephone, Desk, Multiple Line | 1 | VV | Telephone, desk, multiple line.
A5145 | Hook, Garment, Double, SS, Surface Mounted | 1 | CC | A surface mounted, satin finish stainless steel, double garment hook. Equipped with a concealed mounting bracket that is secured to a concealed wall plate. For general purpose use throughout the facility to hang various items of apparel.
E0078 | Workstation, L-Shaped w/Peninsula, Free Std, 78x72 | 1 | VV | This section will provide a whole work station typical to quickly plan work areas in clinical or administrative spaces. There will be a price decrease if typical work stations are used with vertical hanging strips instead of panels. THIS TYPICAL INCLUDES: 4 standard solid panels; 2 panel connectors, 2-way corner; 1 panel-to-panel connector; 2 finished end hardware; 1 cantilevered work surface; 1 peninsula work surface; 2 lockable flipper units; 2 shelf, storage/display; 2 lights; 1 tack board, 48"W; 1 tool rail, 30"W; 1 paper tray; 1 diagonal tray; 1 adjustable keyboard tray; 1 mobile pedestal, box/file.
F0110 | Bookcase, 3 Shelf | 1 | VV | Freestanding open metal shelf book case, approximately 60" high X 36" wide X 18" deep with three (3) adjustable shelves and four (4) non-marking floor glides.
F0205 | Chair, Side With Arms | 2 | VV | Upholstered side chair, 32" high X 21" wide X 23" deep with arms, padded seats and padded backs. Seat height is a minimum of 17". Available with or without sled base.
F0275 | Chair, Swivel, High Back | 1 | VV | Highback contemporary swivel chair, 41" high X 23" wide X 23" deep with five (5) caster swivel base and arms. Chair may be used at desks or in conference rooms. Back and seat are foam padded and upholstered with either woven textile fabric or vinyl.
F0420 | Cabinet, Filing, Lateral, Half Height | 1 | VV | Half height two (2) or three (3) drawer lateral filing cabinet, 28" high X 42" wide X 18" deep with recessed handles, locking device and drawer label holders. Drawers are adaptable to either letter or legal size materials.
F2000 | Basket, Wastepaper, Fire Resistant | 1 | VV | Wastepaper basket, fire resistant, approximately 40 quart capacity. This unit is used to collect and temporarily store small quantities of paper refuse in patient rooms, administrative areas and nursing stations. Size and shape varies depending on the application and manufacturer selected.
F3200 | Clock, Battery, 12" Diameter | 1 | VV | Clock, 12" diameter. Round surface, easy to read numbers with sweep second hand. Wall mounted unit for use when impractical to install a fully synchronized clock system. Battery operated, (batteries not included).
M1801 | Computer, Microprocessing, w/Flat Panel Monitor | 1 | VV | Desk top microprocessing computer. The unit shall consist of a central processing mini tower, flat panel monitor, keyboard, mouse and speakers. The system shall have the following minimum characteristics: a 2.8 GHz Pentium processor; 512 MB memory; 80GB hard drive; 32/48x CD-ROMDVD combo; 1.44MB network interface card; video 32 MB NVIDIA; a 18 inch flat panel monitor. The computer is used throughout the facility to input, manipulate and retrieve information.
12 - SS218 - Polytrauma PRC Outpatient Program Assistant Workstation, Stff Sprt | 12 - SS218 - Polytrauma PRC Outpatient Program Assistant Workstation, Stff Sprt | 12 - SS218 - Polytrauma PRC Outpatient Program Assistant Workstation, Stff Sprt | 12 - SS218 - Polytrauma PRC Outpatient Program Assistant Workstation, Stff Sprt | 12 - SS218 - Polytrauma PRC Outpatient Program Assistant Workstation, Stff Sprt
JSN | NAME | QTY | ACQ/INS | DESCRIPTION
A1010 | Telecommunication Outlet | 2 | VV | Telecommunication outlet location.
A1015 | Telephone, Desk, Multiple Line | 1 | VV | Telephone, desk, multiple line.
E0123 | Workstation, Straight, Free Standing, 72" W | 1 | VV | This JSN will provide a whole work station typical to quickly plan work in areas in clinical or administrative spaces. There will be a price decrease if typical work stations are used with vertical hanging strips instead of panels. THIS TYPICAL INCLUDES: 4 Standard Solid Panels 2 Panel Connectors, 2-Way Corner 1 Panel-to-Panel Connector 2 Finished End Hardware 1 Cantilevered, Work Surface 2 Lockable Flipper Units 2 Shelf, Storage/Displays 2 Lights 1 Tack board 1 Tool Rail 1 Paper Tray 1 Diagonal Tray 1 Adjustable Keyboard Tray 1 Mobile Pedestal, Box/File
F0275 | Chair, Swivel, High Back | 1 | VV | Highback contemporary swivel chair, 41" high X 23" wide X 23" deep with five (5) caster swivel base and arms. Chair may be used at desks or in conference rooms. Back and seat are foam padded and upholstered with either woven textile fabric or vinyl.
F0420 | Cabinet, Filing, Lateral, Half Height | 1 | VV | Half height two (2) or three (3) drawer lateral filing cabinet, 28" high X 42" wide X 18" deep with recessed handles, locking device and drawer label holders. Drawers are adaptable to either letter or legal size materials.
F2000 | Basket, Wastepaper, Fire Resistant | 1 | VV | Wastepaper basket, fire resistant, approximately 40 quart capacity. This unit is used to collect and temporarily store small quantities of paper refuse in patient rooms, administrative areas and nursing stations. Size and shape varies depending on the application and manufacturer selected.
M1801 | Computer, Microprocessing, w/Flat Panel Monitor | 1 | VV | Desk top microprocessing computer. The unit shall consist of a central processing mini tower, flat panel monitor, keyboard, mouse and speakers. The system shall have the following minimum characteristics: a 2.8 GHz Pentium processor; 512 MB memory; 80GB hard drive; 32/48x CD-ROMDVD combo; 1.44MB network interface card; video 32 MB NVIDIA; a 18 inch flat panel monitor. The computer is used throughout the facility to input, manipulate and retrieve information.
13 - SB658 - Polytrauma PRC Copy Room / Mail Distribution, Lgstcs Svc | 13 - SB658 - Polytrauma PRC Copy Room / Mail Distribution, Lgstcs Svc | 13 - SB658 - Polytrauma PRC Copy Room / Mail Distribution, Lgstcs Svc | 13 - SB658 - Polytrauma PRC Copy Room / Mail Distribution, Lgstcs Svc | 13 - SB658 - Polytrauma PRC Copy Room / Mail Distribution, Lgstcs Svc
JSN | NAME | QTY | ACQ/INS | DESCRIPTION
A1010 | Telecommunication Outlet | 2 | VV | Telecommunication outlet location.
A1012 | Telephone, Wall Mounted, 1 Line | 1 | VV | Telephone, wall mounted, 1 line.
F0465 | Cabinet, Storage, 2 Door, 5 Shelf | 1 | VV | Storage cabinet, 78" high X 48" wide X 24" deep with two (2) doors and five (5) adjustable shelves.
F0775 | Table, Work, 2 Drawer | 1 | VV | Work table approximately 32" high X 72" wide X 30" deep with two drawers and a hard wood top.
F2000 | Basket, Wastepaper, Fire Resistant | 1 | VV | Wastepaper basket, fire resistant, approximately 40 quart capacity. This unit is used to collect and temporarily store small quantities of paper refuse in patient rooms, administrative areas and nursing stations. Size and shape varies depending on the application and manufacturer selected.
F2550 | Shredder, Paper Heavy Duty | 1 | VV | Shredder shall be able to process a minimum of 25 sheets of paper per pass at a minimum rate of 20 feet per minute. The unit shall have a 16 inch throat to accept paper. Paper shall be shredded into 1/4 inch strips.
M1810 | Copier, Floor Standing, Digital | 1 | VV | Floor standing copier. Unit features automatic paper size selection, automatic document feeder and sorter. The system also has zoom capabilities and automatic two-sided copying. For use where medium volume reproduction is required in the range of 30 to 40 copies per minute.
M1835 | Printer, Color Laser, Large | 1 | VV | Color laser printer designed for high volume use and network capable. The printer shall be capable of printing a minimum of 25 pages per minute (ppm) of black print and 20 ppm color print. Resolution shall be no less than 600 X 600 dpi. It shall be capable of printing on multiple media types (plain, inkjet, photo paper and transparencies) and be capable of accepting media sizes of 3 X 5 to 8.5 X 14 inches. The printer is used in multi-user network offices.
14 - SS101 - Polytrauma PRC Staff Conference Room, Educ Svc | 14 - SS101 - Polytrauma PRC Staff Conference Room, Educ Svc | 14 - SS101 - Polytrauma PRC Staff Conference Room, Educ Svc | 14 - SS101 - Polytrauma PRC Staff Conference Room, Educ Svc | 14 - SS101 - Polytrauma PRC Staff Conference Room, Educ Svc
JSN | NAME | QTY | ACQ/INS | DESCRIPTION
A1010 | Telecommunication Outlet | 1 | VV | Telecommunication outlet location.
A5212 | Bracket, Television, Wall-Mounted, Tilt/Angle | 1 | VV | A wall mounted, tilt/angled TV bracket for 37" to 80" TVs. Mount will be a universal and VESA compliant unit with a load capacity of up to 130 lbs.
A5220 | Bracket, Television, Wall Backing | 1 | CC | Wall mounted television bracket backing which provides additional support and strength for the installation of the television bracket. Option available for interior or exterior plate and sized for 12” 16” or 24” stud spacing.
A6046 | Artwork, Decorative, With Frame | 1 | VV | This JSN is to be used for determining and defining location of decorative artwork.
F0220 | Chair, Conference | 10 | VV | Conference chair designed to complement the executive furniture package selected. Foam rubber cushioned seats and backs covered with either woven fabric or vinyl. Base with 5 (five) swivel casters.
F0765 | Table, Folding / Nesting | 2 | VV | Folding table intended for a variety of uses. Designed with a flip top that allows tables to store nested to minimize needed storage space. Available in multiple laminate finish colors/patterns, bases, surface shapes (description and pricing based on a rectangle shape) and edge finish, . Available with leveling glides or casters (2 locking, 2 non-locking).
F2000 | Basket, Wastepaper, Fire Resistant | 1 | VV | Wastepaper basket, fire resistant, approximately 40 quart capacity. This unit is used to collect and temporarily store small quantities of paper refuse in patient rooms, administrative areas and nursing stations. Size and shape varies depending on the application and manufacturer selected.
F3200 | Clock, Battery, 12" Diameter | 1 | VV | Clock, 12" diameter. Round surface, easy to read numbers with sweep second hand. Wall mounted unit for use when impractical to install a fully synchronized clock system. Battery operated, (batteries not included).
M0512 | Television, HDTV, Large Screen, 60" | 1 | VV | A high definition (HDTV) multimedia, slim design, 60"W to 65"W color television. The TV will have a 16.9 wide screen aspect ratio with full HD 1080p resolution and HDMI connections. TV may be LED, Plasma or LCD. TV will include a stand.
19 - EDUCATION AREA | 19 - EDUCATION AREA | 19 - EDUCATION AREA | 19 - EDUCATION AREA | 19 - EDUCATION AREA
1 - SS204 - Polytrauma PRC Residency Program Director Office, Stff Sprt | 1 - SS204 - Polytrauma PRC Residency Program Director Office, Stff Sprt | 1 - SS204 - Polytrauma PRC Residency Program Director Office, Stff Sprt | 1 - SS204 - Polytrauma PRC Residency Program Director Office, Stff Sprt | 1 - SS204 - Polytrauma PRC Residency Program Director Office, Stff Sprt
JSN | NAME | QTY | ACQ/INS | DESCRIPTION
A1010 | Telecommunication Outlet | 2 | VV | Telecommunication outlet location.
A1015 | Telephone, Desk, Multiple Line | 1 | VV | Telephone, desk, multiple line.
A5145 | Hook, Garment, Double, SS, Surface Mounted | 1 | CC | A surface mounted, satin finish stainless steel, double garment hook. Equipped with a concealed mounting bracket that is secured to a concealed wall plate. For general purpose use throughout the facility to hang various items of apparel.
E0078 | Workstation, L-Shaped w/Peninsula, Free Std, 78x72 | 1 | VV | This section will provide a whole work station typical to quickly plan work areas in clinical or administrative spaces. There will be a price decrease if typical work stations are used with vertical hanging strips instead of panels. THIS TYPICAL INCLUDES: 4 standard solid panels; 2 panel connectors, 2-way corner; 1 panel-to-panel connector; 2 finished end hardware; 1 cantilevered work surface; 1 peninsula work surface; 2 lockable flipper units; 2 shelf, storage/display; 2 lights; 1 tack board, 48"W; 1 tool rail, 30"W; 1 paper tray; 1 diagonal tray; 1 adjustable keyboard tray; 1 mobile pedestal, box/file.
F0110 | Bookcase, 3 Shelf | 1 | VV | Freestanding open metal shelf book case, approximately 60" high X 36" wide X 18" deep with three (3) adjustable shelves and four (4) non-marking floor glides.
F0205 | Chair, Side With Arms | 2 | VV | Upholstered side chair, 32" high X 21" wide X 23" deep with arms, padded seats and padded backs. Seat height is a minimum of 17". Available with or without sled base.
F0275 | Chair, Swivel, High Back | 1 | VV | Highback contemporary swivel chair, 41" high X 23" wide X 23" deep with five (5) caster swivel base and arms. Chair may be used at desks or in conference rooms. Back and seat are foam padded and upholstered with either woven textile fabric or vinyl.
F0420 | Cabinet, Filing, Lateral, Half Height | 1 | VV | Half height two (2) or three (3) drawer lateral filing cabinet, 28" high X 42" wide X 18" deep with recessed handles, locking device and drawer label holders. Drawers are adaptable to either letter or legal size materials.
F2000 | Basket, Wastepaper, Fire Resistant | 1 | VV | Wastepaper basket, fire resistant, approximately 40 quart capacity. This unit is used to collect and temporarily store small quantities of paper refuse in patient rooms, administrative areas and nursing stations. Size and shape varies depending on the application and manufacturer selected.
F3200 | Clock, Battery, 12" Diameter | 1 | VV | Clock, 12" diameter. Round surface, easy to read numbers with sweep second hand. Wall mounted unit for use when impractical to install a fully synchronized clock system. Battery operated, (batteries not included).
M1801 | Computer, Microprocessing, w/Flat Panel Monitor | 1 | VV | Desk top microprocessing computer. The unit shall consist of a central processing mini tower, flat panel monitor, keyboard, mouse and speakers. The system shall have the following minimum characteristics: a 2.8 GHz Pentium processor; 512 MB memory; 80GB hard drive; 32/48x CD-ROMDVD combo; 1.44MB network interface card; video 32 MB NVIDIA; a 18 inch flat panel monitor. The computer is used throughout the facility to input, manipulate and retrieve information.
2 - SS217 - Polytrauma PRC Resident (Intern / Fellow) Workstation, Stff Sprt | 2 - SS217 - Polytrauma PRC Resident (Intern / Fellow) Workstation, Stff Sprt | 2 - SS217 - Polytrauma PRC Resident (Intern / Fellow) Workstation, Stff Sprt | 2 - SS217 - Polytrauma PRC Resident (Intern / Fellow) Workstation, Stff Sprt | 2 - SS217 - Polytrauma PRC Resident (Intern / Fellow) Workstation, Stff Sprt
JSN | NAME | QTY | ACQ/INS | DESCRIPTION
A1010 | Telecommunication Outlet | 1 | VV | Telecommunication outlet location.
A1015 | Telephone, Desk, Multiple Line | 1 | VV | Telephone, desk, multiple line.
E0123 | Workstation, Straight, Free Standing, 72" W | 1 | VV | This JSN will provide a whole work station typical to quickly plan work in areas in clinical or administrative spaces. There will be a price decrease if typical work stations are used with vertical hanging strips instead of panels. THIS TYPICAL INCLUDES: 4 Standard Solid Panels 2 Panel Connectors, 2-Way Corner 1 Panel-to-Panel Connector 2 Finished End Hardware 1 Cantilevered, Work Surface 2 Lockable Flipper Units 2 Shelf, Storage/Displays 2 Lights 1 Tack board 1 Tool Rail 1 Paper Tray 1 Diagonal Tray 1 Adjustable Keyboard Tray 1 Mobile Pedestal, Box/File
F0275 | Chair, Swivel, High Back | 1 | VV | Highback contemporary swivel chair, 41" high X 23" wide X 23" deep with five (5) caster swivel base and arms. Chair may be used at desks or in conference rooms. Back and seat are foam padded and upholstered with either woven textile fabric or vinyl.
F0420 | Cabinet, Filing, Lateral, Half Height | 1 | VV | Half height two (2) or three (3) drawer lateral filing cabinet, 28" high X 42" wide X 18" deep with recessed handles, locking device and drawer label holders. Drawers are adaptable to either letter or legal size materials.
F2000 | Basket, Wastepaper, Fire Resistant | 1 | VV | Wastepaper basket, fire resistant, approximately 40 quart capacity. This unit is used to collect and temporarily store small quantities of paper refuse in patient rooms, administrative areas and nursing stations. Size and shape varies depending on the application and manufacturer selected.
M1801 | Computer, Microprocessing, w/Flat Panel Monitor | 1 | VV | Desk top microprocessing computer. The unit shall consist of a central processing mini tower, flat panel monitor, keyboard, mouse and speakers. The system shall have the following minimum characteristics: a 2.8 GHz Pentium processor; 512 MB memory; 80GB hard drive; 32/48x CD-ROMDVD combo; 1.44MB network interface card; video 32 MB NVIDIA; a 18 inch flat panel monitor. The computer is used throughout the facility to input, manipulate and retrieve information.
3 - SS111 - Polytrauma PRC Resident Training Room, Educ Svc | 3 - SS111 - Polytrauma PRC Resident Training Room, Educ Svc | 3 - SS111 - Polytrauma PRC Resident Training Room, Educ Svc | 3 - SS111 - Polytrauma PRC Resident Training Room, Educ Svc | 3 - SS111 - Polytrauma PRC Resident Training Room, Educ Svc
JSN | NAME | QTY | ACQ/INS | DESCRIPTION
A1010 | Telecommunication Outlet | 3 | VV | Telecommunication outlet location.
F0115 | Bookcase, Open, 5 Shelf | 1 | VV | Freestanding open shelf bookcase, approximately 82" high X 37" wide X 18" deep with 5 (five) adjustable shelves. Unit can be separate or part of a system with available add-on shelving.
F0300 | Chair, Task, Swivel, With Arms | 6 | VV | Task chair, approximately 34" H X 26" W X 22" D with adjustable arms and a five caster adjustable swivel base. Seat and back are foam padded and upholstered in woven fabric or vinyl.
F0780 | Table, Work, 60W x 30D | 6 | VV | Work table approximately 29" high X 60" wide X 30" deep with top and four (4) non-folding legs.
F2000 | Basket, Wastepaper, Fire Resistant | 1 | VV | Wastepaper basket, fire resistant, approximately 40 quart capacity. This unit is used to collect and temporarily store small quantities of paper refuse in patient rooms, administrative areas and nursing stations. Size and shape varies depending on the application and manufacturer selected.
F3200 | Clock, Battery, 12" Diameter | 1 | VV | Clock, 12" diameter. Round surface, easy to read numbers with sweep second hand. Wall mounted unit for use when impractical to install a fully synchronized clock system. Battery operated, (batteries not included).
M1801 | Computer, Microprocessing, w/Flat Panel Monitor | 6 | VV | Desk top microprocessing computer. The unit shall consist of a central processing mini tower, flat panel monitor, keyboard, mouse and speakers. The system shall have the following minimum characteristics: a 2.8 GHz Pentium processor; 512 MB memory; 80GB hard drive; 32/48x CD-ROMDVD combo; 1.44MB network interface card; video 32 MB NVIDIA; a 18 inch flat panel monitor. The computer is used throughout the facility to input, manipulate and retrieve information.