## Report Info
Contents - VA PG-18-5 Department of Veterans Affairs GASTROINTESTINAL / ENDOSCOPY SERVICE (287) Master Report Generated: 15 Mar 2022 10:10AM ET

## GASTROINTESTINAL ENDOSCOPY SE
GASTROINTESTINAL / ENDOSCOPY SERVICE (287) | GASTROINTESTINAL / ENDOSCOPY SERVICE (287) | GASTROINTESTINAL / ENDOSCOPY SERVICE (287) | GASTROINTESTINAL / ENDOSCOPY SERVICE (287) | GASTROINTESTINAL / ENDOSCOPY SERVICE (287)
1 - RECEPTION AREA | 1 - RECEPTION AREA | 1 - RECEPTION AREA | 1 - RECEPTION AREA | 1 - RECEPTION AREA
1 - SB003 - GI-Endo Svc Waiting, Bldg Sprt | 1 - SB003 - GI-Endo Svc Waiting, Bldg Sprt | 1 - SB003 - GI-Endo Svc Waiting, Bldg Sprt | 1 - SB003 - GI-Endo Svc Waiting, Bldg Sprt | 1 - SB003 - GI-Endo Svc Waiting, Bldg Sprt
JSN | NAME | QTY | ACQ/INS | DESCRIPTION
A5077 | Dispenser, Hand Sanitizer, Hands-Free | 1 | VV | A touch free wall-mounted hand sanitizer dispenser. For use throughout a healthcare facility. Unit does not include the sanitizing liquid. Units are battery operated.
A6046 | Artwork, Decorative, With Frame | 1 | VV | This JSN is to be used for determining and defining location of decorative artwork.
F0206 | Chair, Side, Bariatric, With Arms | 1 | VV | A bariatric side chair with arms for use in a waiting room, lobby or other patient area. Chair will have a padded seat and back and have a capacity of 800 pounds.
F0305 | Chair, Waiting Room, Single | 1 | VV | Single seat waiting room chair with foam padded seat and back. Upholstered with either woven fabric textile or vinyl. Arms and floor glides included.
F2000 | Basket, Wastepaper, Fire Resistant | 1 | VV | Wastepaper basket, fire resistant, approximately 40 quart capacity. This unit is used to collect and temporarily store small quantities of paper refuse in patient rooms, administrative areas and nursing stations. Size and shape varies depending on the application and manufacturer selected.
F2300 | Rack, Magazine, Wall Mounted | 1 | VV | Wall mounted magazine rack with nine (9) magazine holding compartments.
F3200 | Clock, Battery, 12" Diameter | 1 | VV | Clock, 12" diameter. Round surface, easy to read numbers with sweep second hand. Wall mounted unit for use when impractical to install a fully synchronized clock system. Battery operated, (batteries not included).
2 - SC183 - GI-Endo Svc Reception, Clncl Sprt | 2 - SC183 - GI-Endo Svc Reception, Clncl Sprt | 2 - SC183 - GI-Endo Svc Reception, Clncl Sprt | 2 - SC183 - GI-Endo Svc Reception, Clncl Sprt | 2 - SC183 - GI-Endo Svc Reception, Clncl Sprt
JSN | NAME | QTY | ACQ/INS | DESCRIPTION
A1015 | Telephone, Desk, Multiple Line | 1 | VV | Telephone, desk, multiple line.
A6105 | Counter, Reception Control, Built-In | 1 | CC | Counter, control, inpatient, built-in. Consists of two 18” wide base cabinets with two drawers and file drawer, two 30” wide pencil drawers and two 18” wide base cabinet with four drawers. The countertop shall be a composition of wood particle core with plastic laminate surface having a hard smooth surface finish, standard thickness of 1” and a 4” butt backsplash/curb. Pricing based on a 30" depth.
F0275 | Chair, Swivel, High Back | 1 | VV | Highback contemporary swivel chair, 41" high X 23" wide X 23" deep with five (5) caster swivel base and arms. Chair may be used at desks or in conference rooms. Back and seat are foam padded and upholstered with either woven textile fabric or vinyl.
F2000 | Basket, Wastepaper, Fire Resistant | 1 | VV | Wastepaper basket, fire resistant, approximately 40 quart capacity. This unit is used to collect and temporarily store small quantities of paper refuse in patient rooms, administrative areas and nursing stations. Size and shape varies depending on the application and manufacturer selected.
M1801 | Computer, Microprocessing, w/Flat Panel Monitor | 1 | VV | Desk top microprocessing computer. The unit shall consist of a central processing mini tower, flat panel monitor, keyboard, mouse and speakers. The system shall have the following minimum characteristics: a 2.8 GHz Pentium processor; 512 MB memory; 80GB hard drive; 32/48x CD-ROMDVD combo; 1.44MB network interface card; video 32 MB NVIDIA; a 18 inch flat panel monitor. The computer is used throughout the facility to input, manipulate and retrieve information.
3 - SC165 - GI-Endo Svc Patient Check-in Kiosk, Clncl Sprt | 3 - SC165 - GI-Endo Svc Patient Check-in Kiosk, Clncl Sprt | 3 - SC165 - GI-Endo Svc Patient Check-in Kiosk, Clncl Sprt | 3 - SC165 - GI-Endo Svc Patient Check-in Kiosk, Clncl Sprt | 3 - SC165 - GI-Endo Svc Patient Check-in Kiosk, Clncl Sprt
JSN | NAME | QTY | ACQ/INS | DESCRIPTION
M1890 | Kiosk, Educational, Stand-Up | 1 | VV | A free standing Kiosk providing educational information for patients. The kiosk will, as a minimum, include a computer, an LCD display of approximately 19" with a touch screen, keyboard with track ball, speakers, printer, card reader, bar code scanner and housed in a durable steel enclosure. The unit will contain all necessary software packages to satisfy a wide spectrum of information distribution. Final configuration of kiosk will be determined at time of purchase.
4 - SC172 - GI-Endo Svc Patient Education Workstation, Clncl Sprt | 4 - SC172 - GI-Endo Svc Patient Education Workstation, Clncl Sprt | 4 - SC172 - GI-Endo Svc Patient Education Workstation, Clncl Sprt | 4 - SC172 - GI-Endo Svc Patient Education Workstation, Clncl Sprt | 4 - SC172 - GI-Endo Svc Patient Education Workstation, Clncl Sprt
JSN | NAME | QTY | ACQ/INS | DESCRIPTION
A1010 | Telecommunication Outlet | 1 | VV | Telecommunication outlet location.
A6046 | Artwork, Decorative, With Frame | 1 | VV | This JSN is to be used for determining and defining location of decorative artwork.
E0042 | Workcenter, Computer, Free Standing, 48" W | 1 | VV | THIS TYPICAL INCLUDES: 1 Tool Rail 2 Paper Tray 1 Diagonal Tray 1 Freestanding Work Surface 1 Mobile Pedestal, Box/File 1 Adjustable Keyboard Tray
F0280 | Chair, Swivel, Low Back | 1 | VV | Low back contemporary swivel chair, 37" high X 25" wide X 31" deep with a five (5) caster swivel base, arms and foam padded seat and back upholstered with either woven textile fabric or vinyl.
F2000 | Basket, Wastepaper, Fire Resistant | 1 | VV | Wastepaper basket, fire resistant, approximately 40 quart capacity. This unit is used to collect and temporarily store small quantities of paper refuse in patient rooms, administrative areas and nursing stations. Size and shape varies depending on the application and manufacturer selected.
F3200 | Clock, Battery, 12" Diameter | 1 | VV | Clock, 12" diameter. Round surface, easy to read numbers with sweep second hand. Wall mounted unit for use when impractical to install a fully synchronized clock system. Battery operated, (batteries not included).
M1801 | Computer, Microprocessing, w/Flat Panel Monitor | 1 | VV | Desk top microprocessing computer. The unit shall consist of a central processing mini tower, flat panel monitor, keyboard, mouse and speakers. The system shall have the following minimum characteristics: a 2.8 GHz Pentium processor; 512 MB memory; 80GB hard drive; 32/48x CD-ROMDVD combo; 1.44MB network interface card; video 32 MB NVIDIA; a 18 inch flat panel monitor. The computer is used throughout the facility to input, manipulate and retrieve information.
M1825 | Printer, Computer | 1 | VV | High resolution computer printer with a variety of type styles and sheet/envelope feeder trays. Database information reflects network ready, medium duty office style laser printers. Other types of printers (bubble jet, dot matrix, line or plotter) as well as light or heavy use capabilities are available.
5 - SC171 - GI-Endo Svc Patient Education Room, Clncl Sprt | 5 - SC171 - GI-Endo Svc Patient Education Room, Clncl Sprt | 5 - SC171 - GI-Endo Svc Patient Education Room, Clncl Sprt | 5 - SC171 - GI-Endo Svc Patient Education Room, Clncl Sprt | 5 - SC171 - GI-Endo Svc Patient Education Room, Clncl Sprt
JSN | NAME | QTY | ACQ/INS | DESCRIPTION
A1010 | Telecommunication Outlet | 2 | VV | Telecommunication outlet location.
A6046 | Artwork, Decorative, With Frame | 2 | VV | This JSN is to be used for determining and defining location of decorative artwork.
E0042 | Workcenter, Computer, Free Standing, 48" W | 2 | VV | THIS TYPICAL INCLUDES: 1 Tool Rail 2 Paper Tray 1 Diagonal Tray 1 Freestanding Work Surface 1 Mobile Pedestal, Box/File 1 Adjustable Keyboard Tray
F0280 | Chair, Swivel, Low Back | 4 | VV | Low back contemporary swivel chair, 37" high X 25" wide X 31" deep with a five (5) caster swivel base, arms and foam padded seat and back upholstered with either woven textile fabric or vinyl.
F2000 | Basket, Wastepaper, Fire Resistant | 2 | VV | Wastepaper basket, fire resistant, approximately 40 quart capacity. This unit is used to collect and temporarily store small quantities of paper refuse in patient rooms, administrative areas and nursing stations. Size and shape varies depending on the application and manufacturer selected.
F2300 | Rack, Magazine, Wall Mounted | 1 | VV | Wall mounted magazine rack with nine (9) magazine holding compartments.
F2310 | Rack, Pamphlet, Wall Mounted | 1 | VV | Wall mounted pamphlet rack up to 12 (twelve) pamphlet holding pockets. Unit is used to store and display educational pamphlets.
F3200 | Clock, Battery, 12" Diameter | 1 | VV | Clock, 12" diameter. Round surface, easy to read numbers with sweep second hand. Wall mounted unit for use when impractical to install a fully synchronized clock system. Battery operated, (batteries not included).
M1801 | Computer, Microprocessing, w/Flat Panel Monitor | 2 | VV | Desk top microprocessing computer. The unit shall consist of a central processing mini tower, flat panel monitor, keyboard, mouse and speakers. The system shall have the following minimum characteristics: a 2.8 GHz Pentium processor; 512 MB memory; 80GB hard drive; 32/48x CD-ROMDVD combo; 1.44MB network interface card; video 32 MB NVIDIA; a 18 inch flat panel monitor. The computer is used throughout the facility to input, manipulate and retrieve information.
M1825 | Printer, Computer | 2 | VV | High resolution computer printer with a variety of type styles and sheet/envelope feeder trays. Database information reflects network ready, medium duty office style laser printers. Other types of printers (bubble jet, dot matrix, line or plotter) as well as light or heavy use capabilities are available.
6 - SC271 - GI-Endo Svc Consult Room, Clncl Sprt | 6 - SC271 - GI-Endo Svc Consult Room, Clncl Sprt | 6 - SC271 - GI-Endo Svc Consult Room, Clncl Sprt | 6 - SC271 - GI-Endo Svc Consult Room, Clncl Sprt | 6 - SC271 - GI-Endo Svc Consult Room, Clncl Sprt
JSN | NAME | QTY | ACQ/INS | DESCRIPTION
A1010 | Telecommunication Outlet | 2 | VV | Telecommunication outlet location.
A1012 | Telephone, Wall Mounted, 1 Line | 1 | VV | Telephone, wall mounted, 1 line.
A5145 | Hook, Garment, Double, SS, Surface Mounted | 1 | CC | A surface mounted, satin finish stainless steel, double garment hook. Equipped with a concealed mounting bracket that is secured to a concealed wall plate. For general purpose use throughout the facility to hang various items of apparel.
F0115 | Bookcase, Open, 5 Shelf | 1 | VV | Freestanding open shelf bookcase, approximately 82" high X 37" wide X 18" deep with 5 (five) adjustable shelves. Unit can be separate or part of a system with available add-on shelving.
F0205 | Chair, Side With Arms | 3 | VV | Upholstered side chair, 32" high X 21" wide X 23" deep with arms, padded seats and padded backs. Seat height is a minimum of 17". Available with or without sled base.
F0750 | Table, Office, (size as required) | 1 | VV | Office table, sized as required. May be used as either a four (4) to six (6) person conference table or as an extra work surface area.
F2000 | Basket, Wastepaper, Fire Resistant | 1 | VV | Wastepaper basket, fire resistant, approximately 40 quart capacity. This unit is used to collect and temporarily store small quantities of paper refuse in patient rooms, administrative areas and nursing stations. Size and shape varies depending on the application and manufacturer selected.
F3200 | Clock, Battery, 12" Diameter | 1 | VV | Clock, 12" diameter. Round surface, easy to read numbers with sweep second hand. Wall mounted unit for use when impractical to install a fully synchronized clock system. Battery operated, (batteries not included).
M0506 | Television, Flat Screen | 1 | VV | Flat screen television with approximately 32'" to 40' diagonal screen size. The TV will have built-in speakers, NTSC tuner, a 16:9 wide screen aspect ratio, a minimum of 1280 x 768 resolution and a remote control.
M1802 | Work Station, Computer, Retractable, Wall Mounted | 1 | VV | A wall mounted retractable work station. Work station is used as a computer station in treatment rooms, exam rooms and areas where physical space in limited.
7 - SB191 - GI-Endo Svc Visitor Toilet, Bldg Sprt | 7 - SB191 - GI-Endo Svc Visitor Toilet, Bldg Sprt | 7 - SB191 - GI-Endo Svc Visitor Toilet, Bldg Sprt | 7 - SB191 - GI-Endo Svc Visitor Toilet, Bldg Sprt | 7 - SB191 - GI-Endo Svc Visitor Toilet, Bldg Sprt
JSN | NAME | QTY | ACQ/INS | DESCRIPTION
A1067 | Mirror, Float Glass, ADA Accessible | 1 | CC | A high quality 1/4" polished float glass mirror with a stainless steel frame. Frame holds mirror in a tilted position for accessibility and compliance with ADA requirements. Mirror has a galvanized steel back secured to frame with concealed screws with integral horizontal hanging brackets. Mirror shall be approximately 18" wide and 36" high. Other sizes are available.
A4995 | Table, Diaper Changing, Wall Mounted | 1 | CC | Wall mounted diaper changing table for use in public restrooms. Unit is a fold down system that folds upward when not in use for minimal intrusion into the room. Changing surface is contoured and has safety belt to insure that an infant will not fall from the table. Table is designed to hold no less than 250 pounds static weight. Closed dimensions are approximately 21" H x 36" W x 5" D. Open dimensions vary according to style. One system's open dimensions are 15 " high, 32" wide and 19" deep.
A5075 | Dispenser, Soap, Disposable | 1 | VV | Disposable soap dispenser. One-handed dispensing operation. Designed to accommodate disposable soap cartridge and valve.
A5082 | Dispenser, Paper Towel, Sensor, Hands Free | 1 | CC | A surface mounted, sensor activated, automatic, roll paper towel dispenser. The unit dispenses a paper towel automatically only when hands are place in position below the dispenser for maximum sanitation and hygiene. May include adjustable settings for sheet length, time delay, and sensor range. Unit is battery operated or with optional AC power adapter.
A5090 | Disposal, Sanitary Napkin, SS, Surface Mounted | 1 | CC | A surface mounted, satin finish stainless steel, sanitary napkin disposal. Disposal features a flip-up cover, secured to the container by a heavy duty stainless steel piano-hinge. Disposal may be secured to wall or toilet partition. For general purpose use in female toilet stalls or rooms and uni-sex toilet rooms.
A5109 | Grab Bar, 1-1/4" Dia., SS, 2 Wall, W/C Accessible | 1 | CC | A 1-1/4" diameter, satin finish stainless steel, peened gripping surface, 2 wall toilet stall/ room, grab bar with concealed mounting flanges. Snap over flanges are provided to conceal mounting screws. A selection of mounting kits and concealed anchor devices are available from the manufacturers for different types of installations. Grab bar shall comply with barrier-free accessibility guidelines for structural strength. For typical water closet applications in toilet stalls and rooms where ADA (American's With Disabilities Act) requirements must be met.
A5145 | Hook, Garment, Double, SS, Surface Mounted | 1 | CC | A surface mounted, satin finish stainless steel, double garment hook. Equipped with a concealed mounting bracket that is secured to a concealed wall plate. For general purpose use throughout the facility to hang various items of apparel.
A5200 | Dispenser, Toilet Tissue, SS, 2-Roll, Surface Mntd | 1 | CC | A concealed surface mounted, double roll, satin finish stainless steel, toilet tissue dispenser. Unit accommodates two standard-core toilet tissue rolls through 5" in diameter. Spindles are chrome plated plastic with a heavy-duty internal spring and turn freely for non-controlled delivery. For general purpose use in restrooms.
F2010 | Basket, Wastepaper, Step-On | 1 | VV | "Step-on" wastepaper basket with inner liner and foot petal activated flip top.
P3200 | Lavatory, Vitreous China, Slab Type w/Sens Op Fauc | 1 | CC | Wall mounted, slab type, vitreous china, lavatory (approximately 7 x 15 x 10 inches) with faucet holes on 4 inch centers; electronic sensor operated, goose neck spout and grid strainer. It shall be suitable for use in clinics, offices and patient care areas.
P9050 | Toilet, Wall Hung, Siphon Jet | 1 | CC | Siphon jet water closet/ toilet. This unit is wall hung with an elongated bowl, top spud flushometer, seat with open front and check hinge, and carrier. Used in restrooms throughout the health care facility.
2 - PATIENT AREA | 2 - PATIENT AREA | 2 - PATIENT AREA | 2 - PATIENT AREA | 2 - PATIENT AREA
1 - CGE11 - Endoscopy Procedure Room, GI-Endo Svc | 1 - CGE11 - Endoscopy Procedure Room, GI-Endo Svc | 1 - CGE11 - Endoscopy Procedure Room, GI-Endo Svc | 1 - CGE11 - Endoscopy Procedure Room, GI-Endo Svc | 1 - CGE11 - Endoscopy Procedure Room, GI-Endo Svc
JSN | NAME | QTY | ACQ/INS | DESCRIPTION
A1010 | Telecommunication Outlet | 2 | VV | Telecommunication outlet location.
A1013 | Telephone, Wall Mounted, Multiple Line | 1 | VV | Telephone, wall mounted, multiple line.
A1066 | Mirror, Float Glass, With SS Frame | 1 | CC | A high quality 1/4" polished float glass mirror 36X18, framed in a one-piece, bright polished, stainless steel channel frame with 90° mitered corners. All edges of the mirror are protected by absorbing filler strips. Mirror has a galvanized steel back with integral horizontal hanging brackets and wall hanger for concealed mounting. For mounting above single wall mounted lavatories located in toilet areas, Doctors examination offices, etc. May also be used above double lavatories, either wall or countertop mounted, found in restroom areas.
A1122 | Column, Equipment Arm, Ceiling Mounted, Surgery | 1 | CC | A ceiling mounted retractable equipment arm for use in the OR. Designed to provide equipment placement support, power receptacles including low-voltage panels, gas outlets and flat screen mounting for a surgical suite. Unit will provide a range of motion of up to 330 degrees with arm providing additional vertical movement. Units are custom configured with multiple options available. Price is based on a unit with two (double) retractable arms. Also available are units for use in anesthesia, ICU and ER.
A1132 | Rail, Accessory Mounting, Length As Required | 1 | VC | Horizontal equipment mounting rail with lock mounting devices capable of; supporting up to 75 pounds each, being repositioned, and mounting and dismounting of equipment without the use of tools (special tools may be required to unlock adapter that was previously locked to the rail). The rail must be capable of supporting medical equipment and accessories normally found in exam or patient rooms. The rail system must be capable of mounting and dismounting equipment without leaving or creating new holes in the finished surface of the wall. The rail system utilizes a series of mounting plates and adapters specific to the device being mounted to the rail. The plate and adapter rail mounting kit must be specified to match the equipment being mounted to the equipment rail.
A1165 | Track, IV, Ceiling Mounted, 7 Foot | 1 | CC | 7 ft. ceiling mounted IV track. Unit consists of a straight thick anodized aluminum track. It includes a carrier with self locking hinge, hook for attaching bottle hanger, and an adjustable pendant. Designed for dispensing IV solutions.
A5075 | Dispenser, Soap, Disposable | 1 | VV | Disposable soap dispenser. One-handed dispensing operation. Designed to accommodate disposable soap cartridge and valve.
A5080 | Dispenser, Paper Towel, SS, Surface Mounted | 1 | CC | A surface mounted, satin finish stainless steel, single-fold, paper towel dispenser. Dispenser features: tumbler lock; front hinged at bottom; and refill indicator slot. Minimum capacity 400 single-fold paper towels. For general purpose use throughout the facility.
A5107 | Dispenser, Glove, Surgical/Examination, Wall Mntd | 1 | VV | Examination three (Small Medium, Large) glove dispenser box for wall mounting. Fabricated of either cold rolled steel with a white baked enamel finish, plastic or acrylic. Hardware not included, Option 3 powder coated steel.
A5108 | Waste Disposal Unit, Sharps | 1 | VV | A container for collecting and transporting syringes and other sharps for decontamination and disposal. Available in 2 gallon and 8 gallon with locking rotor. Complies with OSHA regulations for handling sharps.
A5145 | Hook, Garment, Double, SS, Surface Mounted | 1 | CC | A surface mounted, satin finish stainless steel, double garment hook. Equipped with a concealed mounting bracket that is secured to a concealed wall plate. For general purpose use throughout the facility to hang various items of apparel.
A5180 | Track, Cubicle, Surface Mounted, With Curtain | 14 | VV | Surface mounted cubicle track, with curtain. Track constructed of thick extruded aluminum. Equipped with self lubricating carriers, beaded drop chain hooks, and flame resistant curtain. To include removable end caps. Designed to be suspended around patient areas where privacy is needed. Price listed is per foot of the track, curtains to be priced per quote.
C02D0 | Cabinet, U/C/B, 4 Drawer, 36x24x22 | 1 | CC | Standing height under counter base cabinet with four full width drawers of equal height. Also referred to as a drawer cabinet. For general purpose use throughout the facility.
C03F0 | Cabinet, U/C/B, 1 Shelf, 2 Half DR, 2 DO, 36x30x22 | 2 | CC | Standing height under counter base cabinet with an adjustable shelf and two half width drawers above solid hinged doors. Also referred to as a combination cabinet or a drawer and cupboard cabinet. For general purpose use throughout the facility.
CE030 | Cabinet, W/H, 2 SH, 2 GDO, Sloping Top, 38x30x13 | 2 | CC | Wall hung cabinet with two adjustable shelves, framed-glass hinged doors, and sloping top. Also referred to as a framed-glass hinged double door wall case. For general purpose use throughout the facility.
CT020 | Countertop, Solid Surface | 1 | CC | A solid, nonporous countertop with a smooth seamless appearance. Easy to clean and maintain and with proper cleaning does not support the growth of mold. An acrylic-based solid surface product. Standard thickness of 1", and a 4" butt backsplash/curb. Also referred to as a work surface or work top. Available in a choice of colors and depths. Used in lab and other hospital areas requiring optimum physical and chemical resisting properties.
E0930 | Locker, Supply, 6 Drawers, Mobile, 29"W x 20"D | 1 | VV | THIS TYPICAL INCLUDES: 1 Mobile Supply Locker 2 Tray/Shelf 4 Drawers, 3"H 2 Drawers, 6"H Drawer Organizer Bins
E0948 | Cart, General Storage, Mobile, 42"H x 32"W x 22"D | 1 | VV | THIS TYPICAL INCLUDES: 1 Cart Body, Style-A Narrow, w/Raised Edge Top 2 Drawers, 3" H 4 Drawers, 6" H 1 Accessory Rail, Side Drawer Organizer Bins
F0340 | Stool, Self Adjusting | 2 | VV | Self adjusting stool. Consists of a foam padded upholstered seat with attached foot rest for added comfort. Mounted on swivel casters. Designed for doctor's use during examinations.
F0355 | Footstool, Straight | 1 | VV | Step stool. Used to assist patients getting on and off exam or surgical tables. Fitted with electrically conductive rubber tips.
F2000 | Basket, Wastepaper, Fire Resistant | 1 | VV | Wastepaper basket, fire resistant, approximately 40 quart capacity. This unit is used to collect and temporarily store small quantities of paper refuse in patient rooms, administrative areas and nursing stations. Size and shape varies depending on the application and manufacturer selected.
F3200 | Clock, Battery, 12" Diameter | 1 | VV | Clock, 12" diameter. Round surface, easy to read numbers with sweep second hand. Wall mounted unit for use when impractical to install a fully synchronized clock system. Battery operated, (batteries not included).
M0750 | Flowmeter, Air, Connect w/50 PSI Supply | 1 | VV | Air flowmeter. Unit has a stainless steel needle valve with clear flowtube for connection to 50 PSI air outlet from central pipeline system. Requires the appropriate adapter for connection to the wall outlet and fitting to connect to tubing. Database prices reflect fittings with an attached DISS power outlet. Other outlet and adapter configurations are available.
M0755 | Flowmeter, Oxygen, Low Flow | 1 | VV | Oxygen flowmeter. Consists of a clear crystal flowtube calibrated to 3.5 or 8 LPM depending on manufacturer. For oxygen regulation in hospital settings. Database pricing includes DISS fitting and DISS power outlet and wall adapter. Other fitting and adapter configurations are available.
M0765 | Regulator, Vacuum | 2 | VV | Vacuum pressure regulator for connection to central piped vacuum system. Standard display scale is graduated at least from 0 to 200 mm Hg of vacuum. Displays on specialized regulators may cover other vacuum ranges. Regulator type (continuous, intermittent, continuous/intermittent, surgical, pediatric, thoracic, etc.) as required. To be used in delivery, neonatal, pediatrics or any area where suction is required. Database pricing reflects continuous regulators graduated to 200 mm Hg with a full line vacuum selection switch and DISS configured inlets and outlets.
M1801 | Computer, Microprocessing, w/Flat Panel Monitor | 2 | VV | Desk top microprocessing computer. The unit shall consist of a central processing mini tower, flat panel monitor, keyboard, mouse and speakers. The system shall have the following minimum characteristics: a 2.8 GHz Pentium processor; 512 MB memory; 80GB hard drive; 32/48x CD-ROMDVD combo; 1.44MB network interface card; video 32 MB NVIDIA; a 18 inch flat panel monitor. The computer is used throughout the facility to input, manipulate and retrieve information.
M1803 | Workstation, Computer, Wall Mounted, Adjustable | 2 | VV | A wall mounted computer workstation with height adjustable monitor and keyboard arms. Keyboard and monitor can be stored within 8" to 10" of wall. Fingertip adjustability for keyboard and monitor enable frequent position changes. Unit contains an integrated cable management system to hide wires. A separate wall-mounted CPU holder is included.
M3070 | Hamper, Linen, Mobile, w/Lid | 1 | VV | Mobile linen hamper with hand or foot operated lid. Made of heavy tubular stainless steel with heavy gauge welded steel platform. Holds 25" hamper bags. Mounted on ball bearing casters. For linen transport in hospitals and clinics.
M3072 | Frame, Infectious Waste Bag w/Lid | 1 | VV | Frame for an infectious waste collection bag. Made of heavy tubular stainless steel with heavy gauge welded steel platform. Adjust to hold 18" or 25" trash bags. Mounted on ball bearing casters and includes permanently mounted hinged lid. Provides means of bagging infectious waste at point of waste generation.
M3150 | Distribution System, Medication, Automatic | 1 | VV | An automated dispensing system that provides controlled dispensing, inventory and security. Size and cost will vary dependent on number of modules selected.
M3160 | Cabinet, Storage, Hanging Scopes | 1 | VV | Scope hanging cabinet. Cabinet has the capacity to hold up to nine scopes. Some cabinets may have a roll top closure and optional storage drawer.
M3175 | Electrosurgical Unit, Dual Output | 1 | VV | Dual output electrosurgical unit. Solid state power source with foot switch jacks, monopolar and bipolar outputs, and four independent modes of operation. Used in the operating room or surgicenter as an alternative to the scalpel for cutting tissue.
M4116 | Monitor, Vital Signs | 1 | VV | Electronic sphygmomanometer. LCD displays non-invasive blood pressure, pulse rate and temperature. Used in hospitals and clinics. Includes an optional mobile stand.
M4255 | Stand, IV, Adjustable | 1 | VV | Adjustable IV stand with 4-hook arrangement. Stand has stainless steel construction with heavy weight base. It adjusts from 66 inches to 100 inches and is mounted on conductive rubber, ball bearing, swivel casters. Stand is used for administering intravenous solutions.
M4266 | Pump, Volumetric, Infusion, Multiple Line | 1 | VV | Volumetric infusion pump. Pump is self-regulating with automatic sensor and adjustable rate. Equipped with visual and audible alarms and up to 10 hour capacity battery. For the administration of a wide variety of therapeutic agents where precise control is required. Unit provides individual control to IV lines simultaneously.
M4665 | Stretcher, Recovery, Surgical | 1 | VV | Recovery/surgical stretcher. Strong I-beam construction type unit. The height is adjustable with manual backrest and crank operated knee catch. Stainless or painted steel top and chassis. Features 8" or 10" conductive casters, with lock and brake, folding, tuck-away chrome side-rails and IV stand and a flame retardant antibacterial mattress. Designed for operating room transport or recovery applications.
M7470 | Light, Surgical, Ceiling, Single, Small | 1 | CC | Ceiling mounted surgical light. Consists of a single lamp head up to 24" in diameter depending on the manufacturer. Unit provides heat filtered, color corrected light. Most lights require a minimum ceiling height of 8 feet 2 inches; check manufacturers' specific recommendations. Light head is in a movable yoke attached to a column hanging from the ceiling. For minor surgery and obstetrical procedures. Physical dimensions refer to the retracted light; one length of the dual swing arm around the center mount for width and depth and the height is the combined lamp head and folded arms height.
M7905 | Oximeter, Pulse | 1 | VV | Pulse oximeter for continuous surveillance of patient pulse and oxygen saturation rates. Instrument features LED display, audio and visual alarms, automatic calibration and battery operation in case of power failure. Other applications include sleep studies, exercise testing and monitoring certain patients in the home (e.g. infants or patients requiring respiratory therapy).
M8510 | Colonoscope, Fiberoptic, Therapeutic | 1 | VV | Flexible fiberoptic colonoscope. This scope is designed for colon/large intestine exploration, washing, biopsy or tissue removal and suctioning. Unit consists of a thin flexible casing with a suction adapter, an instrument channel, light guides, an air/water channel, an objective lens with an optical image fiber cluster, an eyepiece and a cable for connection to a light source. Casings and instrument channels can have varying dimensions depending on colonoscope design and intended procedure.
M8513 | Duodenoscope, Fiberoptic, Therapeutic | 1 | VV | Flexible fiberoptic Duodenoscope. This scope is designed for duodenal exploration, volume washings, biopsy or tissue removal and suctioning. Unit consists of a thin flexible casing with a suction adapter, an instrument channel, an air/water channel, a light guide, an objective lens with an optical image fiber cluster, a forceps raiser, an eyepiece and a cable for connection to a light source. Casings and instrument channels can have varying dimensions depending on Duodenoscope design and intended procedure.
M8515 | Gastroscope, Fiberoptic, Therapeutic | 1 | VV | Flexible fiberoptic Gastroscope. This scope is designed for gastrointestinal exploration, cleaning, biopsy, tissue removal and suctioning. Unit consists of a thin flexible casing with a suction adapter, an instrument channel, light guides, an objective lens with an optical image fiber cluster, an air/water channel, an eyepiece and a cable for connection to a light source. Casings and instrument channels can have varying dimensions based on Gastroscope design and intended procedure. Some scopes feature dual instrument channels for more complex procedures.
M8517 | Enteroscope, Fiberoptic, Therapeutic | 1 | VV | Flexible fiberoptic Enteroscope. This scope is designed for small bowel exploration, washing, biopsy or tissue removal and suctioning. Unit consists of a thin flexible casing with a suction adapter, an instrument channel, light guides, an air/water channel, an objective lens with an optical image fiber cluster, an eyepiece and a cable for connection to a light source. Casings and instrument channels can have varying dimensions depending on Enteroscope design and intended procedure. Sonde-type scopes feature a second water channel for balloon cuff inflation.
M8545 | Sigmoidoscope, Fiberoptic, Therapeutic | 1 | VV | Flexible fiberoptic sigmoidoscope. This scope is designed for colon (sigmoid bend) exploration, washing, biopsy or tissue removal and suctioning. Unit consists of a thin flexible casing with a suction adapter, an instrument channel, light guides, an air/water channel, an objective lens with an optical image fiber cluster, an eyepiece and a cable for connection to a light source. Casings and instrument channels can have varying dimensions depending on scope design and intended procedure.
M8607 | Endoscopy Cart, Fiberoptic, w/Video, Info. Mgmt. | 1 | VV | Endoscopy cart with video, print and information management capabilities for use with fiberoptic (direct vision) endoscopes. This cart does not work with videoscopes. System takes optical images from a single endoscope and directly records them or converts them to digital signals for recording and enhancement. A typical system includes two carts, a light source, an insufflator, a suction unit, an electrosurgical apparatus, a heat probe unit, a digital camera converter, a camera controller, a monitor, a video recorder, a computer system with software and a color printer. This JSN does not include the endoscope; refer to the endoscope JSNs from M8500-M8550. Each cart can support one or more types of endoscopes and should be specifically tailored to its intended use. This cart is intended for stand alone use although it may be connected to an endoscopy information management system. Database physical information and pricing is for a high end system on two carts containing one of each of the mentioned components. The electrical power draw will require two separate circuits.
M8810 | Stand, Mayo | 1 | VV | Adjustable instrument table. Table is corrosion resistant stainless steel construction and is mounted on two casters with two skid rails. It has telescopic upright adjusts from 39 inches to 60 inches with automatic locking device, and removable 13"x19" instrument tray. Designed for use in operating and procedure rooms.
M8830 | Table, Instrument/Dressing, Mobile | 1 | VV | Mobile instrument/dressing table, approximately 34" H x 20" W x 16" D Corrosion resistant stainless steel mobile table with sound-deadening shelf and drawer. Unit is mounted on 2" casters. Designed for all purpose use in the hospital or clinic.
P3100 | Lavatory, Vitreous China, Slab Type | 1 | CC | Wall mounted, slab type, vitreous china, lavatory (approximate bowl size 7"x15"x10") with: faucet holes on 4" centers; gooseneck spout; wrist blade handles; and grid strainer. It shall be suitable for use in clinics, offices, washrooms or patient care area.
2 - CGE14 - ERCP / Endoscopic Ultrasound Procedure Room, GI-Endo Svc | 2 - CGE14 - ERCP / Endoscopic Ultrasound Procedure Room, GI-Endo Svc | 2 - CGE14 - ERCP / Endoscopic Ultrasound Procedure Room, GI-Endo Svc | 2 - CGE14 - ERCP / Endoscopic Ultrasound Procedure Room, GI-Endo Svc | 2 - CGE14 - ERCP / Endoscopic Ultrasound Procedure Room, GI-Endo Svc
JSN | NAME | QTY | ACQ/INS | DESCRIPTION
A1017 | Telephone, Wall Mounted, Multi-Line, With Speaker | 1 | VV | Telephone, wall mounted, multi-line with speaker.
A1122 | Column, Equipment Arm, Ceiling Mounted, Surgery | 1 | CC | A ceiling mounted retractable equipment arm for use in the OR. Designed to provide equipment placement support, power receptacles including low-voltage panels, gas outlets and flat screen mounting for a surgical suite. Unit will provide a range of motion of up to 330 degrees with arm providing additional vertical movement. Units are custom configured with multiple options available. Price is based on a unit with two (double) retractable arms. Also available are units for use in anesthesia, ICU and ER.
A5075 | Dispenser, Soap, Disposable | 1 | VV | Disposable soap dispenser. One-handed dispensing operation. Designed to accommodate disposable soap cartridge and valve.
A5080 | Dispenser, Paper Towel, SS, Surface Mounted | 1 | CC | A surface mounted, satin finish stainless steel, single-fold, paper towel dispenser. Dispenser features: tumbler lock; front hinged at bottom; and refill indicator slot. Minimum capacity 400 single-fold paper towels. For general purpose use throughout the facility.
A5105 | Waste Disposal Unit, Sharps, Container Shield | 1 | VV | Container shield for disposal of low-energy gamma radiation residue syringes. Constructed of steel with a minimum of .125" lead. Features include top with a sliding port and carrying handle.
A5107 | Dispenser, Glove, Surgical/Examination, Wall Mntd | 1 | VV | Examination three (Small Medium, Large) glove dispenser box for wall mounting. Fabricated of either cold rolled steel with a white baked enamel finish, plastic or acrylic. Hardware not included, Option 3 powder coated steel.
A5108 | Waste Disposal Unit, Sharps | 1 | VV | A container for collecting and transporting syringes and other sharps for decontamination and disposal. Available in 2 gallon and 8 gallon with locking rotor. Complies with OSHA regulations for handling sharps.
A5145 | Hook, Garment, Double, SS, Surface Mounted | 1 | CC | A surface mounted, satin finish stainless steel, double garment hook. Equipped with a concealed mounting bracket that is secured to a concealed wall plate. For general purpose use throughout the facility to hang various items of apparel.
A5180 | Track, Cubicle, Surface Mounted, With Curtain | 1 | VV | Surface mounted cubicle track, with curtain. Track constructed of thick extruded aluminum. Equipped with self lubricating carriers, beaded drop chain hooks, and flame resistant curtain. To include removable end caps. Designed to be suspended around patient areas where privacy is needed. Price listed is per foot of the track, curtains to be priced per quote.
C03F0 | Cabinet, U/C/B, 1 Shelf, 2 Half DR, 2 DO, 36x30x22 | 1 | CC | Standing height under counter base cabinet with an adjustable shelf and two half width drawers above solid hinged doors. Also referred to as a combination cabinet or a drawer and cupboard cabinet. For general purpose use throughout the facility.
CE030 | Cabinet, W/H, 2 SH, 2 GDO, Sloping Top, 38x30x13 | 1 | CC | Wall hung cabinet with two adjustable shelves, framed-glass hinged doors, and sloping top. Also referred to as a framed-glass hinged double door wall case. For general purpose use throughout the facility.
D0710 | Countertop, Epoxy Resin | 1 | CC | Modified epoxy resin 3/4" to 1-1/4" thick countertop (depending on vendor) with a back rail and shelf. The service ledge (back rail and shelf) is approximately 6 inches high and 6 inches front to back. The front face of the service ledge can be the base cabinet material (usually painted steel) or epoxy resin. The shelf section is removable to provide access to gas, electrical, and water connections. The database reflects 30" deep countertops priced by the linear foot. The height dimension is from the underside of the working surface to the top surface of the back service ledge.
E0948 | Cart, General Storage, Mobile, 42"H x 32"W x 22"D | 1 | VV | THIS TYPICAL INCLUDES: 1 Cart Body, Style-A Narrow, w/Raised Edge Top 2 Drawers, 3" H 4 Drawers, 6" H 1 Accessory Rail, Side Drawer Organizer Bins
F0340 | Stool, Self Adjusting | 3 | VV | Self adjusting stool. Consists of a foam padded upholstered seat with attached foot rest for added comfort. Mounted on swivel casters. Designed for doctor's use during examinations.
F0355 | Footstool, Straight | 1 | VV | Step stool. Used to assist patients getting on and off exam or surgical tables. Fitted with electrically conductive rubber tips.
F2010 | Basket, Wastepaper, Step-On | 1 | VV | "Step-on" wastepaper basket with inner liner and foot petal activated flip top.
F2017 | Waste Receptacle, 24 GAL | 1 | VV | Rectangular steel waste receptacle with step-on lid and 24 gallon capacity. The receptacle is used to collect and temporarily store small quantities of paper refuse. Can be used in restrooms, patient areas, laboratories, pharmacies, etc.
F3200 | Clock, Battery, 12" Diameter | 1 | VV | Clock, 12" diameter. Round surface, easy to read numbers with sweep second hand. Wall mounted unit for use when impractical to install a fully synchronized clock system. Battery operated, (batteries not included).
M0630 | Anesthesia Apparatus, 3 Gas | 1 | VV | Three gas anesthesia apparatus. Basic unit consists of steel cabinet with casters with one shallow, one medium, and one deep drawer, seven long scale eleven-inch flowmeters, five cylinder yokes, and telescoping absorber post. It includes two-canister model carbon dioxide absorber with inhalation and exhalation check valves, switch valve, switch valve elbow, sidearm Vernitrol, flow calculator, mounting kit, ventilator calculator, ventilator and an oxygen piping inlet. Also features nitrous oxide fail safe valve kit, aspirator kit, gas evacuator with vacuum and a flow meter safety cover. Used to dispense a mixture of gases during surgical procedures.
M0750 | Flowmeter, Air, Connect w/50 PSI Supply | 1 | VV | Air flowmeter. Unit has a stainless steel needle valve with clear flowtube for connection to 50 PSI air outlet from central pipeline system. Requires the appropriate adapter for connection to the wall outlet and fitting to connect to tubing. Database prices reflect fittings with an attached DISS power outlet. Other outlet and adapter configurations are available.
M0755 | Flowmeter, Oxygen, Low Flow | 1 | VV | Oxygen flowmeter. Consists of a clear crystal flowtube calibrated to 3.5 or 8 LPM depending on manufacturer. For oxygen regulation in hospital settings. Database pricing includes DISS fitting and DISS power outlet and wall adapter. Other fitting and adapter configurations are available.
M0765 | Regulator, Vacuum | 1 | VV | Vacuum pressure regulator for connection to central piped vacuum system. Standard display scale is graduated at least from 0 to 200 mm Hg of vacuum. Displays on specialized regulators may cover other vacuum ranges. Regulator type (continuous, intermittent, continuous/intermittent, surgical, pediatric, thoracic, etc.) as required. To be used in delivery, neonatal, pediatrics or any area where suction is required. Database pricing reflects continuous regulators graduated to 200 mm Hg with a full line vacuum selection switch and DISS configured inlets and outlets.
M1801 | Computer, Microprocessing, w/Flat Panel Monitor | 1 | VV | Desk top microprocessing computer. The unit shall consist of a central processing mini tower, flat panel monitor, keyboard, mouse and speakers. The system shall have the following minimum characteristics: a 2.8 GHz Pentium processor; 512 MB memory; 80GB hard drive; 32/48x CD-ROMDVD combo; 1.44MB network interface card; video 32 MB NVIDIA; a 18 inch flat panel monitor. The computer is used throughout the facility to input, manipulate and retrieve information.
M1802 | Work Station, Computer, Retractable, Wall Mounted | 1 | VV | A wall mounted retractable work station. Work station is used as a computer station in treatment rooms, exam rooms and areas where physical space in limited.
M3070 | Hamper, Linen, Mobile, w/Lid | 1 | VV | Mobile linen hamper with hand or foot operated lid. Made of heavy tubular stainless steel with heavy gauge welded steel platform. Holds 25" hamper bags. Mounted on ball bearing casters. For linen transport in hospitals and clinics.
M3160 | Cabinet, Storage, Hanging Scopes | 1 | VV | Scope hanging cabinet. Cabinet has the capacity to hold up to nine scopes. Some cabinets may have a roll top closure and optional storage drawer.
M3175 | Electrosurgical Unit, Dual Output | 1 | VV | Dual output electrosurgical unit. Solid state power source with foot switch jacks, monopolar and bipolar outputs, and four independent modes of operation. Used in the operating room or surgicenter as an alternative to the scalpel for cutting tissue.
M4255 | Stand, IV, Adjustable | 1 | VV | Adjustable IV stand with 4-hook arrangement. Stand has stainless steel construction with heavy weight base. It adjusts from 66 inches to 100 inches and is mounted on conductive rubber, ball bearing, swivel casters. Stand is used for administering intravenous solutions.
M4266 | Pump, Volumetric, Infusion, Multiple Line | 1 | VV | Volumetric infusion pump. Pump is self-regulating with automatic sensor and adjustable rate. Equipped with visual and audible alarms and up to 10 hour capacity battery. For the administration of a wide variety of therapeutic agents where precise control is required. Unit provides individual control to IV lines simultaneously.
M7845 | Monitor, Physiological, Bedside, 4 Channel | 1 | VV | 4 channel bedside physiological monitor. The unit consist of a four-channel non-fade monochrome display monitor, an alarm system and printer-recording capabilities. The monitor has color coded controls and automatic calibration. The unit displays up to four waveforms simultaneously. The parameters to be monitored are user selectable. The monitor may be connected to a central monitoring station. The unit monitors patients in most acute care areas, step-down units, procedure rooms and emergency rooms.
M7900 | Monitor, Anesthesia/Respiratory Gas | 1 | VV | Anesthesia/respiratory gas monitor for an operating room or suite. Unit uses mass spectrometry, infrared analysis, laser analysis or other technology for quantifying levels of anesthetic agents and normal respiratory gases. Unit consists of one stand alone unit per operating room or a central analyzer connected to remote sampling stations in several operating rooms. Central analysis units will require conduit for routing gas sampling catheters from the surgical rooms. The system includes a gas pump with backup, vacuum sensors, system display, detectors, exhaust for sampled gases, diagnostics and an alarm system with apnea detection. This equipment may not be required if its capability is already included in the anesthesia apparatus or in the patient physiological monitoring system.
M8607 | Endoscopy Cart, Fiberoptic, w/Video, Info. Mgmt. | 1 | VV | Endoscopy cart with video, print and information management capabilities for use with fiberoptic (direct vision) endoscopes. This cart does not work with videoscopes. System takes optical images from a single endoscope and directly records them or converts them to digital signals for recording and enhancement. A typical system includes two carts, a light source, an insufflator, a suction unit, an electrosurgical apparatus, a heat probe unit, a digital camera converter, a camera controller, a monitor, a video recorder, a computer system with software and a color printer. This JSN does not include the endoscope; refer to the endoscope JSNs from M8500-M8550. Each cart can support one or more types of endoscopes and should be specifically tailored to its intended use. This cart is intended for stand alone use although it may be connected to an endoscopy information management system. Database physical information and pricing is for a high end system on two carts containing one of each of the mentioned components. The electrical power draw will require two separate circuits.
M8800 | Cart, Anesthesia | 1 | VV | Mobile anesthesia cart. The cart shall be built of stainless steel or other appropriate material and mounted on 4" casters for easy mobility. It shall be capable of being equipped with bottle holders, adjustable IV pole, storage drawers, shelves and a top bar/rail.
M8810 | Stand, Mayo | 1 | VV | Adjustable instrument table. Table is corrosion resistant stainless steel construction and is mounted on two casters with two skid rails. It has telescopic upright adjusts from 39 inches to 60 inches with automatic locking device, and removable 13"x19" instrument tray. Designed for use in operating and procedure rooms.
M8820 | Table, Instrument/Dressing, CRS | 1 | VV | Mobile instrument and dressing table, approximately 34"H x 33"W x 18"D. The cart shall be built of stainless steel and mounted on 2" swivel casters for easy mobility. The unit shall include a table top and a bottom shelf with a continuous guard rail on both surfaces.
M8830 | Table, Instrument/Dressing, Mobile | 1 | VV | Mobile instrument/dressing table, approximately 34" H x 20" W x 16" D Corrosion resistant stainless steel mobile table with sound-deadening shelf and drawer. Unit is mounted on 2" casters. Designed for all purpose use in the hospital or clinic.
P3100 | Lavatory, Vitreous China, Slab Type | 1 | CC | Wall mounted, slab type, vitreous china, lavatory (approximate bowl size 7"x15"x10") with: faucet holes on 4" centers; gooseneck spout; wrist blade handles; and grid strainer. It shall be suitable for use in clinics, offices, washrooms or patient care area.
X2100 | Scanner, Ultrasound, General Purpose | 1 | VV | High definition, diagnostic ultrasound system for Radiology, Cardiology, Vascular, ob-gyn, Perinatology, and Surgical imaging applications. The unit employs curved, phased and linear array imaging technology. The system supports colorflow, pulse and continuous wave imaging modalities. On board software measurement packages available for all imaging applications. The system is DICOM 3.0 compatible, for easy linkage to filmless image management systems and review stations. In addition, a full line of probes and conventional recording devices are available.
X3145 | Screen, X-Ray, Protective, Mobile | 1 | VV | Mobile X-ray protective screen/barrier. The X-ray barrier provides optically-clear visibility while shielding medical personnel from scatter radiation. Its large clear Pb lead-plastic or acrylic window offers 0.5 mm lead-equivalent protection to the user's head and upper body. The unit is used for effective radiation protection of department personnel during vascular or other procedures. This unit can fit any application with its mobility. Adjustable screens are also available.
X3150 | Rack, Apron/Gloves, Wall Mounted | 1 | CC | Apron and gloves rack. This is a wall unit which holds aprons and gloves. The body is heavy gauge steel finish in gray or green baked enamel, glove and apron holding arms are aluminum. The unit's convenient on wall storage will prolong the useful life of your protection aprons by helping prevent damage to internal components.
X4890 | Rad/Fluoro Unit, Digital, Mobile, C-Arm | 1 | VV | This system is a high quality radiographic/fluoroscopic mobile digital C-arm for use in orthopedics, general surgery, urology, vascular, neurosurgery, neurovascular and cardiovascular procedures. This units characteristics and components include a high frequency x-ray generator with single or dual focus x-ray tube unit, 9” or 12” multi-field image intensifier, dual 16” monitors, real time digital imaging and last image hold capabilities. The system shall be DICOM 3.0 or latest version, compatible, for easy linkage to filmless image management systems and review stations.
3 - CGE17 - Assessment Room, GI-Endo Svc | 3 - CGE17 - Assessment Room, GI-Endo Svc | 3 - CGE17 - Assessment Room, GI-Endo Svc | 3 - CGE17 - Assessment Room, GI-Endo Svc | 3 - CGE17 - Assessment Room, GI-Endo Svc
JSN | NAME | QTY | ACQ/INS | DESCRIPTION
A1010 | Telecommunication Outlet | 2 | VV | Telecommunication outlet location.
A1066 | Mirror, Float Glass, With SS Frame | 1 | CC | A high quality 1/4" polished float glass mirror 36X18, framed in a one-piece, bright polished, stainless steel channel frame with 90° mitered corners. All edges of the mirror are protected by absorbing filler strips. Mirror has a galvanized steel back with integral horizontal hanging brackets and wall hanger for concealed mounting. For mounting above single wall mounted lavatories located in toilet areas, Doctors examination offices, etc. May also be used above double lavatories, either wall or countertop mounted, found in restroom areas.
A1132 | Rail, Accessory Mounting, Length As Required | 1 | VC | Horizontal equipment mounting rail with lock mounting devices capable of; supporting up to 75 pounds each, being repositioned, and mounting and dismounting of equipment without the use of tools (special tools may be required to unlock adapter that was previously locked to the rail). The rail must be capable of supporting medical equipment and accessories normally found in exam or patient rooms. The rail system must be capable of mounting and dismounting equipment without leaving or creating new holes in the finished surface of the wall. The rail system utilizes a series of mounting plates and adapters specific to the device being mounted to the rail. The plate and adapter rail mounting kit must be specified to match the equipment being mounted to the equipment rail.
A5075 | Dispenser, Soap, Disposable | 1 | VV | Disposable soap dispenser. One-handed dispensing operation. Designed to accommodate disposable soap cartridge and valve.
A5077 | Dispenser, Hand Sanitizer, Hands-Free | 1 | VV | A touch free wall-mounted hand sanitizer dispenser. For use throughout a healthcare facility. Unit does not include the sanitizing liquid. Units are battery operated.
A5080 | Dispenser, Paper Towel, SS, Surface Mounted | 1 | CC | A surface mounted, satin finish stainless steel, single-fold, paper towel dispenser. Dispenser features: tumbler lock; front hinged at bottom; and refill indicator slot. Minimum capacity 400 single-fold paper towels. For general purpose use throughout the facility.
A5107 | Dispenser, Glove, Surgical/Examination, Wall Mntd | 1 | VV | Examination three (Small Medium, Large) glove dispenser box for wall mounting. Fabricated of either cold rolled steel with a white baked enamel finish, plastic or acrylic. Hardware not included, Option 3 powder coated steel.
A5108 | Waste Disposal Unit, Sharps | 1 | VV | A container for collecting and transporting syringes and other sharps for decontamination and disposal. Available in 2 gallon and 8 gallon with locking rotor. Complies with OSHA regulations for handling sharps.
A5145 | Hook, Garment, Double, SS, Surface Mounted | 2 | CC | A surface mounted, satin finish stainless steel, double garment hook. Equipped with a concealed mounting bracket that is secured to a concealed wall plate. For general purpose use throughout the facility to hang various items of apparel.
A5180 | Track, Cubicle, Surface Mounted, With Curtain | 10 | VV | Surface mounted cubicle track, with curtain. Track constructed of thick extruded aluminum. Equipped with self lubricating carriers, beaded drop chain hooks, and flame resistant curtain. To include removable end caps. Designed to be suspended around patient areas where privacy is needed. Price listed is per foot of the track, curtains to be priced per quote.
CT025 | Countertop, Solid Surface with Sink Combination | 1 | CC | A solid, nonporous countertop approximately 36"W x 22"D with a undercounter sink combination. The countertop is an acrylic-based solid surface product with a standard thickness of 1", and a 4" butt backsplash/curb. Surfaces will be easy to clean and maintain. Also referred to as a work surface or work top with sink. Available in a choice of colors, depths and sink shapes. Used for various applications in patient rooms, restrooms and throughout the facility. Usually a part of a casework interior design program. Unit does not include the drain and faucet.
E0948 | Cart, General Storage, Mobile, 42"H x 32"W x 22"D | 1 | VV | THIS TYPICAL INCLUDES: 1 Cart Body, Style-A Narrow, w/Raised Edge Top 2 Drawers, 3" H 4 Drawers, 6" H 1 Accessory Rail, Side Drawer Organizer Bins
F0205 | Chair, Side With Arms | 1 | VV | Upholstered side chair, 32" high X 21" wide X 23" deep with arms, padded seats and padded backs. Seat height is a minimum of 17". Available with or without sled base.
F0340 | Stool, Self Adjusting | 1 | VV | Self adjusting stool. Consists of a foam padded upholstered seat with attached foot rest for added comfort. Mounted on swivel casters. Designed for doctor's use during examinations.
F0355 | Footstool, Straight | 1 | VV | Step stool. Used to assist patients getting on and off exam or surgical tables. Fitted with electrically conductive rubber tips.
F2000 | Basket, Wastepaper, Fire Resistant | 1 | VV | Wastepaper basket, fire resistant, approximately 40 quart capacity. This unit is used to collect and temporarily store small quantities of paper refuse in patient rooms, administrative areas and nursing stations. Size and shape varies depending on the application and manufacturer selected.
F3050 | Whiteboard, Dry Erase | 1 | VV | Whiteboard unit, approximately 36" H x 48" W consisting of a white porcelain enamel writing surface with an attached chalk tray. Magnetic surface available. Image can be easily removed with a standard chalkboard eraser. For use with water color pens. Unit is ready to hang.
F3200 | Clock, Battery, 12" Diameter | 1 | VV | Clock, 12" diameter. Round surface, easy to read numbers with sweep second hand. Wall mounted unit for use when impractical to install a fully synchronized clock system. Battery operated, (batteries not included).
M1620 | Holder, Chart, Patient, Wall or Door Mounted | 1 | VV | Wall or door mounted patient chart holder. Constructed of durable plastic or metal. Used for holding patient records. Size as required.
M1801 | Computer, Microprocessing, w/Flat Panel Monitor | 1 | VV | Desk top microprocessing computer. The unit shall consist of a central processing mini tower, flat panel monitor, keyboard, mouse and speakers. The system shall have the following minimum characteristics: a 2.8 GHz Pentium processor; 512 MB memory; 80GB hard drive; 32/48x CD-ROMDVD combo; 1.44MB network interface card; video 32 MB NVIDIA; a 18 inch flat panel monitor. The computer is used throughout the facility to input, manipulate and retrieve information.
M1802 | Work Station, Computer, Retractable, Wall Mounted | 1 | VV | A wall mounted retractable work station. Work station is used as a computer station in treatment rooms, exam rooms and areas where physical space in limited.
M3072 | Frame, Infectious Waste Bag w/Lid | 1 | VV | Frame for an infectious waste collection bag. Made of heavy tubular stainless steel with heavy gauge welded steel platform. Adjust to hold 18" or 25" trash bags. Mounted on ball bearing casters and includes permanently mounted hinged lid. Provides means of bagging infectious waste at point of waste generation.
M4100 | Sphygmomanometer, Aneroid, Wall Mounted | 1 | VV | Aneroid sphygmomanometer. Unit is wall mounted and has large graphic dial display for easy reading from all angles. It has a 90 degree (angle) swivel and 10 degree (angle) forward tilt to reduce glare. Unit accuracy is within 1% of reading. Sturdy impact-resistant construction.
M4200 | Otoscope/Ophthalmoscope, Wall Mounted | 1 | VV | Wall mounted otoscope and ophthalmoscope. Includes 6 foot line cord and plug and accepts and includes two handles. Contains head turn-on/turn-off, built-in speculum tray and 8 foot coiled cords. Unit is designed for use in patient exam rooms.
M7401 | Light, Exam, Mobile, Spotlight, Mobile Stand | 1 | VV | The exam light shall be a mobile floor unit. The light will be a halogen bulb or LED that can produce a continuous and homogeneous spot of light adjustable from 5 to 9 inches in diameter from a set distance. The light intensity shall be a minimum of 750 foot-candles at a distance of 16 inches and have a color temperature of 3,200 degrees Kelvin. The unit will consist of an arm or sleeve of approximately 45 inches in length to allow for easy arm rotation and arm movement up and down. The unit shall be mounted on a caster base for easy movement.,
M9066 | Table, Examination, Treatment, Electro/Hydraulic | 1 | VV | Electro-hydraulic examination treatment table. Unit consists of a stainless steel base with an Electro-hydraulic system with foot controls. It includes vacuum formed vinyl contoured top, padded arm rest, adjustable knee rest, stainless steel drainage pan and built-in paper roll retainer/cutter. Designed for general use in treatment rooms for minor surgical procedures.
5 - SC052 - GI-Endo Svc Crash Cart Alcove, Clncl Sprt | 5 - SC052 - GI-Endo Svc Crash Cart Alcove, Clncl Sprt | 5 - SC052 - GI-Endo Svc Crash Cart Alcove, Clncl Sprt | 5 - SC052 - GI-Endo Svc Crash Cart Alcove, Clncl Sprt | 5 - SC052 - GI-Endo Svc Crash Cart Alcove, Clncl Sprt
JSN | NAME | QTY | ACQ/INS | DESCRIPTION
E0954 | Cart, Emergency, Mobile, 66"H x 32"W x 22"D | 1 | VV | THIS TYPICAL INCLUDES: 1 Cart body, style-A narrow, w/raised edge top 1 Accessory rail, side 1 Accessory rail, back 1 Defibrillator tray 1 IV pole 1 Breakaway bar 1 Flip-up shelf 1 Wastebasket 1 Oxygen tank holder 1 Electrical box-4 outlet 1 Cord wrap 4 Drawer, 3"H 3 Drawer, 6"H Drawer organizer bins.
M1100 | Resuscitator, Bag-Mask, Hand Operated | 1 | VV | Hand operated bag-mask resuscitator. Consists of face mask, non-rebreathing valve, compression bag and tidal bag. Used for resuscitation in life saving situations.
M7660 | Defibrillator/Monitor/Recorder, Portable | 1 | VV | Portable defibrillator-monitor-recorder. Integral unit system operable from self-contained rechargeable batteries. ECG may be viewed through paddles or patient cable. Options include external pacing and 12-Lead.
M8769 | Aspirator, Resuscitation, Portable w/ Battery | 1 | VV | High-vacuum and high-flow AC/DC powered suction unit for use on emergency resuscitation carts and for general suction use. Light weight, compact design, fully enclosed water resistant unit with an average run time of 60 minutes. Includes variable suction range up to 580 mmHg and 1200 CC collection canister.
6 - SB201 - GI-Endo Svc Patient Toilet, Bldg Sprt | 6 - SB201 - GI-Endo Svc Patient Toilet, Bldg Sprt | 6 - SB201 - GI-Endo Svc Patient Toilet, Bldg Sprt | 6 - SB201 - GI-Endo Svc Patient Toilet, Bldg Sprt | 6 - SB201 - GI-Endo Svc Patient Toilet, Bldg Sprt
JSN | NAME | QTY | ACQ/INS | DESCRIPTION
A1067 | Mirror, Float Glass, ADA Accessible | 1 | CC | A high quality 1/4" polished float glass mirror with a stainless steel frame. Frame holds mirror in a tilted position for accessibility and compliance with ADA requirements. Mirror has a galvanized steel back secured to frame with concealed screws with integral horizontal hanging brackets. Mirror shall be approximately 18" wide and 36" high. Other sizes are available.
A5075 | Dispenser, Soap, Disposable | 1 | VV | Disposable soap dispenser. One-handed dispensing operation. Designed to accommodate disposable soap cartridge and valve.
A5082 | Dispenser, Paper Towel, Sensor, Hands Free | 1 | CC | A surface mounted, sensor activated, automatic, roll paper towel dispenser. The unit dispenses a paper towel automatically only when hands are place in position below the dispenser for maximum sanitation and hygiene. May include adjustable settings for sheet length, time delay, and sensor range. Unit is battery operated or with optional AC power adapter.
A5090 | Disposal, Sanitary Napkin, SS, Surface Mounted | 1 | CC | A surface mounted, satin finish stainless steel, sanitary napkin disposal. Disposal features a flip-up cover, secured to the container by a heavy duty stainless steel piano-hinge. Disposal may be secured to wall or toilet partition. For general purpose use in female toilet stalls or rooms and uni-sex toilet rooms.
A5109 | Grab Bar, 1-1/4" Dia., SS, 2 Wall, W/C Accessible | 1 | CC | A 1-1/4" diameter, satin finish stainless steel, peened gripping surface, 2 wall toilet stall/ room, grab bar with concealed mounting flanges. Snap over flanges are provided to conceal mounting screws. A selection of mounting kits and concealed anchor devices are available from the manufacturers for different types of installations. Grab bar shall comply with barrier-free accessibility guidelines for structural strength. For typical water closet applications in toilet stalls and rooms where ADA (American's With Disabilities Act) requirements must be met.
A5145 | Hook, Garment, Double, SS, Surface Mounted | 1 | CC | A surface mounted, satin finish stainless steel, double garment hook. Equipped with a concealed mounting bracket that is secured to a concealed wall plate. For general purpose use throughout the facility to hang various items of apparel.
A5200 | Dispenser, Toilet Tissue, SS, 2-Roll, Surface Mntd | 1 | CC | A concealed surface mounted, double roll, satin finish stainless steel, toilet tissue dispenser. Unit accommodates two standard-core toilet tissue rolls through 5" in diameter. Spindles are chrome plated plastic with a heavy-duty internal spring and turn freely for non-controlled delivery. For general purpose use in restrooms.
F2010 | Basket, Wastepaper, Step-On | 1 | VV | "Step-on" wastepaper basket with inner liner and foot petal activated flip top.
P3000 | Lavatory, Vitreous China, Straight Back | 1 | CC | Wall mounted, vitreous china lavatory (approximate bowl size 7"x15"x10") with: straight-front apron, straight or contoured back; faucet holes on 4" centers; gooseneck spout; wrist blade handles; and grid strainer. It shall be suitable for use in clinics, offices, washrooms or patient care areas.
P9050 | Toilet, Wall Hung, Siphon Jet | 1 | CC | Siphon jet water closet/ toilet. This unit is wall hung with an elongated bowl, top spud flushometer, seat with open front and check hinge, and carrier. Used in restrooms throughout the health care facility.
3 - PREP AND RECOVERY PATIENT AREA | 3 - PREP AND RECOVERY PATIENT AREA | 3 - PREP AND RECOVERY PATIENT AREA | 3 - PREP AND RECOVERY PATIENT AREA | 3 - PREP AND RECOVERY PATIENT AREA
1 - CGE21 - Patient Prep / Recovery Room, GI-Endo Svc | 1 - CGE21 - Patient Prep / Recovery Room, GI-Endo Svc | 1 - CGE21 - Patient Prep / Recovery Room, GI-Endo Svc | 1 - CGE21 - Patient Prep / Recovery Room, GI-Endo Svc | 1 - CGE21 - Patient Prep / Recovery Room, GI-Endo Svc
JSN | NAME | QTY | ACQ/INS | DESCRIPTION
A1010 | Telecommunication Outlet | 4 | VV | Telecommunication outlet location.
A1107 | Rail System , Utility, Gas and Electric | 3 | CC | The headwall rail system shall consist of three horizontal rails mounted to the patient room headwall to provide utilities and patient services to support ancillary equipment to include gas and vacuum. The rail system must be capable of quickly adding or relocating medical gases services and be able to accept new equipment, provide physical support to equipment, brackets, shelves and other patient support items.
A5077 | Dispenser, Hand Sanitizer, Hands-Free | 3 | VV | A touch free wall-mounted hand sanitizer dispenser. For use throughout a healthcare facility. Unit does not include the sanitizing liquid. Units are battery operated.
A5107 | Dispenser, Glove, Surgical/Examination, Wall Mntd | 3 | VV | Examination three (Small Medium, Large) glove dispenser box for wall mounting. Fabricated of either cold rolled steel with a white baked enamel finish, plastic or acrylic. Hardware not included, Option 3 powder coated steel.
A5108 | Waste Disposal Unit, Sharps | 3 | VV | A container for collecting and transporting syringes and other sharps for decontamination and disposal. Available in 2 gallon and 8 gallon with locking rotor. Complies with OSHA regulations for handling sharps.
A5180 | Track, Cubicle, Surface Mounted, With Curtain | 24 | VV | Surface mounted cubicle track, with curtain. Track constructed of thick extruded aluminum. Equipped with self lubricating carriers, beaded drop chain hooks, and flame resistant curtain. To include removable end caps. Designed to be suspended around patient areas where privacy is needed. Price listed is per foot of the track, curtains to be priced per quote.
E0945 | Cart, Computer, Mobile | 3 | VV | A mobile computer cart for use throughout the facility. The cart dimensions will be approximately 45" H x 30" W x 22" D with casters. May include drawers and miscellaneous other accessories that will be determined at time of purchase. This Typical may include: 1 Cart Body, w/Computer Support, Style-A Narrow, w/Raised Edge Top 1 Flip-Up Shelf 1 Sharps Container Holder 1 Wastebasket 1 Chart Holder 2 Drawers, 3"H 2 Drawers, 6"H 3 Accessory Rail, Side Drawer Organizer Bins
E0948 | Cart, General Storage, Mobile, 42"H x 32"W x 22"D | 3 | VV | THIS TYPICAL INCLUDES: 1 Cart Body, Style-A Narrow, w/Raised Edge Top 2 Drawers, 3" H 4 Drawers, 6" H 1 Accessory Rail, Side Drawer Organizer Bins
F0205 | Chair, Side With Arms | 3 | VV | Upholstered side chair, 32" high X 21" wide X 23" deep with arms, padded seats and padded backs. Seat height is a minimum of 17". Available with or without sled base.
F0340 | Stool, Self Adjusting | 1 | VV | Self adjusting stool. Consists of a foam padded upholstered seat with attached foot rest for added comfort. Mounted on swivel casters. Designed for doctor's use during examinations.
F2010 | Basket, Wastepaper, Step-On | 3 | VV | "Step-on" wastepaper basket with inner liner and foot petal activated flip top.
F2020 | Can, Trash, 44 Gallon | 1 | VV | Forty four (44) gallon trash can, 32" high X 24" diameter, with lid. Used to collect and transport refuse from a point of origin to point of disposal (example: from soiled utility or a nursing unit to the trash compactor at housekeeping).
M0750 | Flowmeter, Air, Connect w/50 PSI Supply | 3 | VV | Air flowmeter. Unit has a stainless steel needle valve with clear flowtube for connection to 50 PSI air outlet from central pipeline system. Requires the appropriate adapter for connection to the wall outlet and fitting to connect to tubing. Database prices reflect fittings with an attached DISS power outlet. Other outlet and adapter configurations are available.
M0755 | Flowmeter, Oxygen, Low Flow | 3 | VV | Oxygen flowmeter. Consists of a clear crystal flowtube calibrated to 3.5 or 8 LPM depending on manufacturer. For oxygen regulation in hospital settings. Database pricing includes DISS fitting and DISS power outlet and wall adapter. Other fitting and adapter configurations are available.
M0765 | Regulator, Vacuum | 6 | VV | Vacuum pressure regulator for connection to central piped vacuum system. Standard display scale is graduated at least from 0 to 200 mm Hg of vacuum. Displays on specialized regulators may cover other vacuum ranges. Regulator type (continuous, intermittent, continuous/intermittent, surgical, pediatric, thoracic, etc.) as required. To be used in delivery, neonatal, pediatrics or any area where suction is required. Database pricing reflects continuous regulators graduated to 200 mm Hg with a full line vacuum selection switch and DISS configured inlets and outlets.
M1801 | Computer, Microprocessing, w/Flat Panel Monitor | 3 | VV | Desk top microprocessing computer. The unit shall consist of a central processing mini tower, flat panel monitor, keyboard, mouse and speakers. The system shall have the following minimum characteristics: a 2.8 GHz Pentium processor; 512 MB memory; 80GB hard drive; 32/48x CD-ROMDVD combo; 1.44MB network interface card; video 32 MB NVIDIA; a 18 inch flat panel monitor. The computer is used throughout the facility to input, manipulate and retrieve information.
M3070 | Hamper, Linen, Mobile, w/Lid | 1 | VV | Mobile linen hamper with hand or foot operated lid. Made of heavy tubular stainless steel with heavy gauge welded steel platform. Holds 25" hamper bags. Mounted on ball bearing casters. For linen transport in hospitals and clinics.
M3072 | Frame, Infectious Waste Bag w/Lid | 1 | VV | Frame for an infectious waste collection bag. Made of heavy tubular stainless steel with heavy gauge welded steel platform. Adjust to hold 18" or 25" trash bags. Mounted on ball bearing casters and includes permanently mounted hinged lid. Provides means of bagging infectious waste at point of waste generation.
M4200 | Otoscope/Ophthalmoscope, Wall Mounted | 3 | VV | Wall mounted otoscope and ophthalmoscope. Includes 6 foot line cord and plug and accepts and includes two handles. Contains head turn-on/turn-off, built-in speculum tray and 8 foot coiled cords. Unit is designed for use in patient exam rooms.
M4255 | Stand, IV, Adjustable | 3 | VV | Adjustable IV stand with 4-hook arrangement. Stand has stainless steel construction with heavy weight base. It adjusts from 66 inches to 100 inches and is mounted on conductive rubber, ball bearing, swivel casters. Stand is used for administering intravenous solutions.
M4266 | Pump, Volumetric, Infusion, Multiple Line | 3 | VV | Volumetric infusion pump. Pump is self-regulating with automatic sensor and adjustable rate. Equipped with visual and audible alarms and up to 10 hour capacity battery. For the administration of a wide variety of therapeutic agents where precise control is required. Unit provides individual control to IV lines simultaneously.
M4275 | Pump, Continuous, Analgesia (PCA) | 3 | VV | Continuous analgesia pump. Also known as a PCA or patient controlled analgesia pump. The unit provides a controlled, continuous or as required (PRN) dose of analgesia medications for postoperative patients. The patient can control administration of the prescribed drug up to a preset rate. The unit can be mounted to an IV pole and/or be small enough to be carried in a pouch. Use of this device speeds patient ambulation and reduces the length of hospital stays. Depending on the manufacturer, electrical requirements refer to either the unit itself or the battery recharging unit.
M4665 | Stretcher, Recovery, Surgical | 3 | VV | Recovery/surgical stretcher. Strong I-beam construction type unit. The height is adjustable with manual backrest and crank operated knee catch. Stainless or painted steel top and chassis. Features 8" or 10" conductive casters, with lock and brake, folding, tuck-away chrome side-rails and IV stand and a flame retardant antibacterial mattress. Designed for operating room transport or recovery applications.
M7040 | Table, Overbed | 3 | VV | Overbed table. Adjustable height table constructed of heavy gauge steel. Mounted on 2" diameter twin swivel casters with bumper caps. Table top is constructed with a high pressure plastic laminated surface that resists chipping, scratching, and staining. It includes a vanity tray and a mirror. Table is designed for use over bed, wheelchair or large chair.
M7405 | Light, Exam, Ceiling Mounted | 3 | CC | Ceiling exam light. Consists of a lightheaded reflector supported by a ceiling mounted radial arm assembly that provides a wide range of positioning capabilities. Halogen bulbs and an intensity control provide cool, color corrected light. The minimum ceiling height in most cases is 8'-0"; refer to each manufacturer's specific installation requirements. Physical dimensions refer to the retracted light; one length of the dual swing arm around the center mount in width and depth and the combined height of the lamp head and folded arms. Unit may also have a center mount detachable and sterilizable control handle. For use in minor procedure or examination room applications.
M7845 | Monitor, Physiological, Bedside, 4 Channel | 3 | VV | 4 channel bedside physiological monitor. The unit consist of a four-channel non-fade monochrome display monitor, an alarm system and printer-recording capabilities. The monitor has color coded controls and automatic calibration. The unit displays up to four waveforms simultaneously. The parameters to be monitored are user selectable. The monitor may be connected to a central monitoring station. The unit monitors patients in most acute care areas, step-down units, procedure rooms and emergency rooms.
M8810 | Stand, Mayo | 3 | VV | Adjustable instrument table. Table is corrosion resistant stainless steel construction and is mounted on two casters with two skid rails. It has telescopic upright adjusts from 39 inches to 60 inches with automatic locking device, and removable 13"x19" instrument tray. Designed for use in operating and procedure rooms.
2 - CGE26 - Patient Prep / Recovery Cubicle, GI-Endo Svc | 2 - CGE26 - Patient Prep / Recovery Cubicle, GI-Endo Svc | 2 - CGE26 - Patient Prep / Recovery Cubicle, GI-Endo Svc | 2 - CGE26 - Patient Prep / Recovery Cubicle, GI-Endo Svc | 2 - CGE26 - Patient Prep / Recovery Cubicle, GI-Endo Svc
JSN | NAME | QTY | ACQ/INS | DESCRIPTION
A1010 | Telecommunication Outlet | 2 | VV | Telecommunication outlet location.
A1014 | Telephone, Wall Mounted, 1 Line, With Speaker | 1 | VV | Telephone, wall mounted, 1 line, with speaker.
A1067 | Mirror, Float Glass, ADA Accessible | 1 | CC | A high quality 1/4" polished float glass mirror with a stainless steel frame. Frame holds mirror in a tilted position for accessibility and compliance with ADA requirements. Mirror has a galvanized steel back secured to frame with concealed screws with integral horizontal hanging brackets. Mirror shall be approximately 18" wide and 36" high. Other sizes are available.
A1107 | Rail System , Utility, Gas and Electric | 1 | CC | The headwall rail system shall consist of three horizontal rails mounted to the patient room headwall to provide utilities and patient services to support ancillary equipment to include gas and vacuum. The rail system must be capable of quickly adding or relocating medical gases services and be able to accept new equipment, provide physical support to equipment, brackets, shelves and other patient support items.
A5075 | Dispenser, Soap, Disposable | 1 | VV | Disposable soap dispenser. One-handed dispensing operation. Designed to accommodate disposable soap cartridge and valve.
A5077 | Dispenser, Hand Sanitizer, Hands-Free | 1 | VV | A touch free wall-mounted hand sanitizer dispenser. For use throughout a healthcare facility. Unit does not include the sanitizing liquid. Units are battery operated.
A5080 | Dispenser, Paper Towel, SS, Surface Mounted | 1 | CC | A surface mounted, satin finish stainless steel, single-fold, paper towel dispenser. Dispenser features: tumbler lock; front hinged at bottom; and refill indicator slot. Minimum capacity 400 single-fold paper towels. For general purpose use throughout the facility.
A5107 | Dispenser, Glove, Surgical/Examination, Wall Mntd | 1 | VV | Examination three (Small Medium, Large) glove dispenser box for wall mounting. Fabricated of either cold rolled steel with a white baked enamel finish, plastic or acrylic. Hardware not included, Option 3 powder coated steel.
A5108 | Waste Disposal Unit, Sharps | 1 | VV | A container for collecting and transporting syringes and other sharps for decontamination and disposal. Available in 2 gallon and 8 gallon with locking rotor. Complies with OSHA regulations for handling sharps.
A5145 | Hook, Garment, Double, SS, Surface Mounted | 1 | CC | A surface mounted, satin finish stainless steel, double garment hook. Equipped with a concealed mounting bracket that is secured to a concealed wall plate. For general purpose use throughout the facility to hang various items of apparel.
A5180 | Track, Cubicle, Surface Mounted, With Curtain | 10 | VV | Surface mounted cubicle track, with curtain. Track constructed of thick extruded aluminum. Equipped with self lubricating carriers, beaded drop chain hooks, and flame resistant curtain. To include removable end caps. Designed to be suspended around patient areas where privacy is needed. Price listed is per foot of the track, curtains to be priced per quote.
A5210 | Bracket, Television, Wall Mounted, w/Adjust Arm | 1 | VV | Wall mounted television bracket with adjustable arm. Consists of movable arm with minimum 120 degree swivel. Designed for holding wall mounted, flat panel television units in patient rooms.
A5220 | Bracket, Television, Wall Backing | 1 | CC | Wall mounted television bracket backing which provides additional support and strength for the installation of the television bracket. Option available for interior or exterior plate and sized for 12” 16” or 24” stud spacing.
E0945 | Cart, Computer, Mobile | 1 | VV | A mobile computer cart for use throughout the facility. The cart dimensions will be approximately 45" H x 30" W x 22" D with casters. May include drawers and miscellaneous other accessories that will be determined at time of purchase. This Typical may include: 1 Cart Body, w/Computer Support, Style-A Narrow, w/Raised Edge Top 1 Flip-Up Shelf 1 Sharps Container Holder 1 Wastebasket 1 Chart Holder 2 Drawers, 3"H 2 Drawers, 6"H 3 Accessory Rail, Side Drawer Organizer Bins
E0948 | Cart, General Storage, Mobile, 42"H x 32"W x 22"D | 1 | VV | THIS TYPICAL INCLUDES: 1 Cart Body, Style-A Narrow, w/Raised Edge Top 2 Drawers, 3" H 4 Drawers, 6" H 1 Accessory Rail, Side Drawer Organizer Bins
F0205 | Chair, Side With Arms | 1 | VV | Upholstered side chair, 32" high X 21" wide X 23" deep with arms, padded seats and padded backs. Seat height is a minimum of 17". Available with or without sled base.
F0265 | Chair, Recliner | 1 | VV | Reclining chair, 46" high X 33" wide X 40"deep with arms, straight leg base and floor glides or lockable two (2) inch casters. Seat, back and foot rest are foam padded and upholstered with woven textile fabric or vinyl.
F2010 | Basket, Wastepaper, Step-On | 1 | VV | "Step-on" wastepaper basket with inner liner and foot petal activated flip top.
F3200 | Clock, Battery, 12" Diameter | 1 | VV | Clock, 12" diameter. Round surface, easy to read numbers with sweep second hand. Wall mounted unit for use when impractical to install a fully synchronized clock system. Battery operated, (batteries not included).
M0506 | Television, Flat Screen | 1 | VV | Flat screen television with approximately 32'" to 40' diagonal screen size. The TV will have built-in speakers, NTSC tuner, a 16:9 wide screen aspect ratio, a minimum of 1280 x 768 resolution and a remote control.
M0750 | Flowmeter, Air, Connect w/50 PSI Supply | 1 | VV | Air flowmeter. Unit has a stainless steel needle valve with clear flowtube for connection to 50 PSI air outlet from central pipeline system. Requires the appropriate adapter for connection to the wall outlet and fitting to connect to tubing. Database prices reflect fittings with an attached DISS power outlet. Other outlet and adapter configurations are available.
M0755 | Flowmeter, Oxygen, Low Flow | 1 | VV | Oxygen flowmeter. Consists of a clear crystal flowtube calibrated to 3.5 or 8 LPM depending on manufacturer. For oxygen regulation in hospital settings. Database pricing includes DISS fitting and DISS power outlet and wall adapter. Other fitting and adapter configurations are available.
M0765 | Regulator, Vacuum | 2 | VV | Vacuum pressure regulator for connection to central piped vacuum system. Standard display scale is graduated at least from 0 to 200 mm Hg of vacuum. Displays on specialized regulators may cover other vacuum ranges. Regulator type (continuous, intermittent, continuous/intermittent, surgical, pediatric, thoracic, etc.) as required. To be used in delivery, neonatal, pediatrics or any area where suction is required. Database pricing reflects continuous regulators graduated to 200 mm Hg with a full line vacuum selection switch and DISS configured inlets and outlets.
M1801 | Computer, Microprocessing, w/Flat Panel Monitor | 1 | VV | Desk top microprocessing computer. The unit shall consist of a central processing mini tower, flat panel monitor, keyboard, mouse and speakers. The system shall have the following minimum characteristics: a 2.8 GHz Pentium processor; 512 MB memory; 80GB hard drive; 32/48x CD-ROMDVD combo; 1.44MB network interface card; video 32 MB NVIDIA; a 18 inch flat panel monitor. The computer is used throughout the facility to input, manipulate and retrieve information.
M4255 | Stand, IV, Adjustable | 1 | VV | Adjustable IV stand with 4-hook arrangement. Stand has stainless steel construction with heavy weight base. It adjusts from 66 inches to 100 inches and is mounted on conductive rubber, ball bearing, swivel casters. Stand is used for administering intravenous solutions.
M4266 | Pump, Volumetric, Infusion, Multiple Line | 1 | VV | Volumetric infusion pump. Pump is self-regulating with automatic sensor and adjustable rate. Equipped with visual and audible alarms and up to 10 hour capacity battery. For the administration of a wide variety of therapeutic agents where precise control is required. Unit provides individual control to IV lines simultaneously.
M4665 | Stretcher, Recovery, Surgical | 1 | VV | Recovery/surgical stretcher. Strong I-beam construction type unit. The height is adjustable with manual backrest and crank operated knee catch. Stainless or painted steel top and chassis. Features 8" or 10" conductive casters, with lock and brake, folding, tuck-away chrome side-rails and IV stand and a flame retardant antibacterial mattress. Designed for operating room transport or recovery applications.
M7040 | Table, Overbed | 1 | VV | Overbed table. Adjustable height table constructed of heavy gauge steel. Mounted on 2" diameter twin swivel casters with bumper caps. Table top is constructed with a high pressure plastic laminated surface that resists chipping, scratching, and staining. It includes a vanity tray and a mirror. Table is designed for use over bed, wheelchair or large chair.
M7405 | Light, Exam, Ceiling Mounted | 1 | CC | Ceiling exam light. Consists of a lightheaded reflector supported by a ceiling mounted radial arm assembly that provides a wide range of positioning capabilities. Halogen bulbs and an intensity control provide cool, color corrected light. The minimum ceiling height in most cases is 8'-0"; refer to each manufacturer's specific installation requirements. Physical dimensions refer to the retracted light; one length of the dual swing arm around the center mount in width and depth and the combined height of the lamp head and folded arms. Unit may also have a center mount detachable and sterilizable control handle. For use in minor procedure or examination room applications.
M7845 | Monitor, Physiological, Bedside, 4 Channel | 1 | VV | 4 channel bedside physiological monitor. The unit consist of a four-channel non-fade monochrome display monitor, an alarm system and printer-recording capabilities. The monitor has color coded controls and automatic calibration. The unit displays up to four waveforms simultaneously. The parameters to be monitored are user selectable. The monitor may be connected to a central monitoring station. The unit monitors patients in most acute care areas, step-down units, procedure rooms and emergency rooms.
P3100 | Lavatory, Vitreous China, Slab Type | 1 | CC | Wall mounted, slab type, vitreous china, lavatory (approximate bowl size 7"x15"x10") with: faucet holes on 4" centers; gooseneck spout; wrist blade handles; and grid strainer. It shall be suitable for use in clinics, offices, washrooms or patient care area.
3 - SB201 - GI-Endo Svc Prep / Recovery Patient Toilet, Bldg Sprt | 3 - SB201 - GI-Endo Svc Prep / Recovery Patient Toilet, Bldg Sprt | 3 - SB201 - GI-Endo Svc Prep / Recovery Patient Toilet, Bldg Sprt | 3 - SB201 - GI-Endo Svc Prep / Recovery Patient Toilet, Bldg Sprt | 3 - SB201 - GI-Endo Svc Prep / Recovery Patient Toilet, Bldg Sprt
JSN | NAME | QTY | ACQ/INS | DESCRIPTION
A1067 | Mirror, Float Glass, ADA Accessible | 1 | CC | A high quality 1/4" polished float glass mirror with a stainless steel frame. Frame holds mirror in a tilted position for accessibility and compliance with ADA requirements. Mirror has a galvanized steel back secured to frame with concealed screws with integral horizontal hanging brackets. Mirror shall be approximately 18" wide and 36" high. Other sizes are available.
A5075 | Dispenser, Soap, Disposable | 1 | VV | Disposable soap dispenser. One-handed dispensing operation. Designed to accommodate disposable soap cartridge and valve.
A5082 | Dispenser, Paper Towel, Sensor, Hands Free | 1 | CC | A surface mounted, sensor activated, automatic, roll paper towel dispenser. The unit dispenses a paper towel automatically only when hands are place in position below the dispenser for maximum sanitation and hygiene. May include adjustable settings for sheet length, time delay, and sensor range. Unit is battery operated or with optional AC power adapter.
A5090 | Disposal, Sanitary Napkin, SS, Surface Mounted | 1 | CC | A surface mounted, satin finish stainless steel, sanitary napkin disposal. Disposal features a flip-up cover, secured to the container by a heavy duty stainless steel piano-hinge. Disposal may be secured to wall or toilet partition. For general purpose use in female toilet stalls or rooms and uni-sex toilet rooms.
A5109 | Grab Bar, 1-1/4" Dia., SS, 2 Wall, W/C Accessible | 1 | CC | A 1-1/4" diameter, satin finish stainless steel, peened gripping surface, 2 wall toilet stall/ room, grab bar with concealed mounting flanges. Snap over flanges are provided to conceal mounting screws. A selection of mounting kits and concealed anchor devices are available from the manufacturers for different types of installations. Grab bar shall comply with barrier-free accessibility guidelines for structural strength. For typical water closet applications in toilet stalls and rooms where ADA (American's With Disabilities Act) requirements must be met.
A5145 | Hook, Garment, Double, SS, Surface Mounted | 1 | CC | A surface mounted, satin finish stainless steel, double garment hook. Equipped with a concealed mounting bracket that is secured to a concealed wall plate. For general purpose use throughout the facility to hang various items of apparel.
A5200 | Dispenser, Toilet Tissue, SS, 2-Roll, Surface Mntd | 1 | CC | A concealed surface mounted, double roll, satin finish stainless steel, toilet tissue dispenser. Unit accommodates two standard-core toilet tissue rolls through 5" in diameter. Spindles are chrome plated plastic with a heavy-duty internal spring and turn freely for non-controlled delivery. For general purpose use in restrooms.
F2010 | Basket, Wastepaper, Step-On | 1 | VV | "Step-on" wastepaper basket with inner liner and foot petal activated flip top.
P3000 | Lavatory, Vitreous China, Straight Back | 1 | CC | Wall mounted, vitreous china lavatory (approximate bowl size 7"x15"x10") with: straight-front apron, straight or contoured back; faucet holes on 4" centers; gooseneck spout; wrist blade handles; and grid strainer. It shall be suitable for use in clinics, offices, washrooms or patient care areas.
P9050 | Toilet, Wall Hung, Siphon Jet | 1 | CC | Siphon jet water closet/ toilet. This unit is wall hung with an elongated bowl, top spud flushometer, seat with open front and check hinge, and carrier. Used in restrooms throughout the health care facility.
4 - SC152 - GI-Endo Svc Nurse Station, Clncl Sprt | 4 - SC152 - GI-Endo Svc Nurse Station, Clncl Sprt | 4 - SC152 - GI-Endo Svc Nurse Station, Clncl Sprt | 4 - SC152 - GI-Endo Svc Nurse Station, Clncl Sprt | 4 - SC152 - GI-Endo Svc Nurse Station, Clncl Sprt
JSN | NAME | QTY | ACQ/INS | DESCRIPTION
A1010 | Telecommunication Outlet | 4 | VV | Telecommunication outlet location.
A1015 | Telephone, Desk, Multiple Line | 2 | VV | Telephone, desk, multiple line.
E0418 | Nurse Station, Medium, Free Standing | 1 | VV | Nurse station typicals have non-powered steel frames with a pre-installed metal junction box for user defined electrical solutions. Data modules and low voltage cabling can be routed freely within the frame. Electrical and/or data devices are not provided with the nurse station. Panel inserts are available in fabric, painted metal, tackable, acoustical, paper management, rail, glass, open and electrical/data accessible styles. Typicals include panel inserts for both sides of the steel frame. All electrical connections must be made by an electrical contractor. THIS TYPICAL INCLUDES: 5 steel frames, 70"H x 24"W; 1 steel frame, 70"H x 48"W; 2 steel frames, 38"W x 48"W; 4 steel frames, 38"H x 24"W; 1 steel frame w/low access, 38"H x 48"W; 2 frame connectors, 3-way corner, 70"H; 1 frame connector, 2-way corner, 38"H; 2 frame connectors, 135 degree, 2-way, 38"H; 9 finished end hardware; 6 frame-to-frame connectors; 3 cantilevered work surface, 48"W; 2 cantilevered, work surface, 72"W; 1 cantilevered low access work surface, 135 degree, 48"W; 2 pedestal box/box/files; 2 panel inserts, painted metal, 8"H x 24"W; 50 panel inserts, painted metal, 16"H x 24"W; 10 panel inserts, painted metal, 16"H x 48"W; 2 panel inserts, painted metal, 20"H x 48"W : 2 panel inserts, tackable, 16"H x 24"W; 2 panel inserts, paper mgmt., 8"H x 48"W; 1 countertop w/light support assembly, 16"D x 14'-0"L; 18 paper tray, 10"W; 2 chart shelf, pass-thru, 24"W; 2 chart shelf, pass-thru, 48"W.
F0280 | Chair, Swivel, Low Back | 4 | VV | Low back contemporary swivel chair, 37" high X 25" wide X 31" deep with a five (5) caster swivel base, arms and foam padded seat and back upholstered with either woven textile fabric or vinyl.
F2000 | Basket, Wastepaper, Fire Resistant | 2 | VV | Wastepaper basket, fire resistant, approximately 40 quart capacity. This unit is used to collect and temporarily store small quantities of paper refuse in patient rooms, administrative areas and nursing stations. Size and shape varies depending on the application and manufacturer selected.
F3050 | Whiteboard, Dry Erase | 1 | VV | Whiteboard unit, approximately 36" H x 48" W consisting of a white porcelain enamel writing surface with an attached chalk tray. Magnetic surface available. Image can be easily removed with a standard chalkboard eraser. For use with water color pens. Unit is ready to hang.
F3200 | Clock, Battery, 12" Diameter | 1 | VV | Clock, 12" diameter. Round surface, easy to read numbers with sweep second hand. Wall mounted unit for use when impractical to install a fully synchronized clock system. Battery operated, (batteries not included).
M1605 | Holder, Chart, 20 Each | 1 | VV | Clinical chart holder cart. 20 chart capacity. 2 side-by-side tiers. May be ordered in various chart capacities. Constructed of heavy metal frames with vinyl laminated surfaces or painted panels. 3" casters with locks. Used to hold patient spring loaded charts.
M1801 | Computer, Microprocessing, w/Flat Panel Monitor | 4 | VV | Desk top microprocessing computer. The unit shall consist of a central processing mini tower, flat panel monitor, keyboard, mouse and speakers. The system shall have the following minimum characteristics: a 2.8 GHz Pentium processor; 512 MB memory; 80GB hard drive; 32/48x CD-ROMDVD combo; 1.44MB network interface card; video 32 MB NVIDIA; a 18 inch flat panel monitor. The computer is used throughout the facility to input, manipulate and retrieve information.
M1820 | Imprinter, Data Record, Electric | 1 | VV | Electric data record imprinter. The device accepts embossed plastic patient cards in either the 50 column or the 80 column format and adjusts automatically for card size and form thickness. Device will provide clear readable impressions with a cycle that is less than 1 second in length. Electro-mechanical design provides for a consistent impression that is independent of operator knowledge or technique. Unit may include a date/time stamp as an accessory.
M1840 | Printer/Copier/Fax Combination | 1 | VV | Multifunctional printer, fax, scanner and copier (PFC) all-in-one machine.
M1855 | Facsimile Machine | 1 | VV | Plain paper facsimile unit used to transmit printed matter or images over standard telephone lines. The unit operates at a modem speed of 33.6 Kbps and automatically recognizes and communicates with a variety of standard facsimile machines. Commonly referred to as "fax" unit.
5 - SV381 - GI-Endo Svc Prep / Recovery Refreshment Alcove, F&N Svc | 5 - SV381 - GI-Endo Svc Prep / Recovery Refreshment Alcove, F&N Svc | 5 - SV381 - GI-Endo Svc Prep / Recovery Refreshment Alcove, F&N Svc | 5 - SV381 - GI-Endo Svc Prep / Recovery Refreshment Alcove, F&N Svc | 5 - SV381 - GI-Endo Svc Prep / Recovery Refreshment Alcove, F&N Svc
JSN | NAME | QTY | ACQ/INS | DESCRIPTION
A5075 | Dispenser, Soap, Disposable | 1 | VV | Disposable soap dispenser. One-handed dispensing operation. Designed to accommodate disposable soap cartridge and valve.
A5080 | Dispenser, Paper Towel, SS, Surface Mounted | 1 | CC | A surface mounted, satin finish stainless steel, single-fold, paper towel dispenser. Dispenser features: tumbler lock; front hinged at bottom; and refill indicator slot. Minimum capacity 400 single-fold paper towels. For general purpose use throughout the facility.
C02D0 | Cabinet, U/C/B, 4 Drawer, 36x24x22 | 1 | CC | Standing height under counter base cabinet with four full width drawers of equal height. Also referred to as a drawer cabinet. For general purpose use throughout the facility.
C02Q0 | Cabinet, Sink, U/C/B, 1 Door, 36x24x22 | 1 | CC | Standing height under counter base sink cabinet with a solid right or left-hinged door (appropriate door configuration to be indicated on equipment elevation drawings). Also referred to as a single-door sink cabinet. For general purpose use throughout the facility where a sink is to be used. Coordinate actual clear cabinet dimension with the actual outside dimension of sink that is specified to ensure that they are compatible.
CB020 | Cabinet, W/H, 2 Shelf, 1 DO, Sloping Top, 38x24x13 | 1 | CC | Wall hung cabinet with two adjustable shelves, solid right or left-hinged door (appropriate door hinge configuration to be indicated on equipment elevation drawings), and sloping top. Also referred to as a solid hinged single door case. For general purpose use throughout the facility.
CS010 | Sink, SS, Single Compartment, 7.5x12x12 ID | 1 | CC | Single compartment stainless steel sink, drop-in, self-rimming, ledge-type, connected with a drain and provided with a mixing faucet. It shall also be provided with pre-punched fixture holes on 4" center, integral back ledge to accommodate deck-mounted fixtures, brushed/polished interior and top surfaces, and sound deadened. Recommended for use in suspended or U/C/B sink cabinets having a high plastic laminate or Chemsurf laminate countertop/work surface. For general purpose use throughout the facility.
CT030 | Countertop, High Pressure Laminate | 1 | CC | High pressure laminate countertop (composition of wood particle core with plastic laminate surface) having a hard smooth surface finish, standard thickness of 1", and a 4" butt backsplash/curb. Also referred to as a work surface or work top. Available in a wide choice of colors, patterns, and depths. Used in general purpose areas requiring a basic work surface arrangement with limited heat resistance and poor chemical resistance. Pricing based upon a 24" depth.
F2000 | Basket, Wastepaper, Fire Resistant | 1 | VV | Wastepaper basket, fire resistant, approximately 40 quart capacity. This unit is used to collect and temporarily store small quantities of paper refuse in patient rooms, administrative areas and nursing stations. Size and shape varies depending on the application and manufacturer selected.
F3025 | Board, Bulletin, Wood Framed | 1 | VV | Bulletin board approximately 36"W x 24"H. Wood framed 1/2" cork posting panel with moisture proof backing. Units are factory assembled and have keyhole hangers for easy installation.
K1552 | Brewer, Coffee, Auto, Elect, 3 Burner, Front/Back | 1 | VV | Space saving front to back automatic coffee maker. This unit includes a heating tank, connection for a cold water supply, decanter service with three burners, funnel and a water flow controller. The unit is used for semi-automatic coffee brewing in cafeterias and commercial institutions. The unit automatically shuts off the water flow when enough has passed through to fill the pot. The unit is normally provided plumbed with a hot water faucet to the side for making other hot drinks (tea, cider, cocoa, etc.). The database height dimension does not include the clearance for coffee decanters warming on the upper burners.
6 - SC052 - GI-Endo Svc Prep / Recovery Crash Cart Alcove, Clncl Sprt | 6 - SC052 - GI-Endo Svc Prep / Recovery Crash Cart Alcove, Clncl Sprt | 6 - SC052 - GI-Endo Svc Prep / Recovery Crash Cart Alcove, Clncl Sprt | 6 - SC052 - GI-Endo Svc Prep / Recovery Crash Cart Alcove, Clncl Sprt | 6 - SC052 - GI-Endo Svc Prep / Recovery Crash Cart Alcove, Clncl Sprt
JSN | NAME | QTY | ACQ/INS | DESCRIPTION
E0954 | Cart, Emergency, Mobile, 66"H x 32"W x 22"D | 1 | VV | THIS TYPICAL INCLUDES: 1 Cart body, style-A narrow, w/raised edge top 1 Accessory rail, side 1 Accessory rail, back 1 Defibrillator tray 1 IV pole 1 Breakaway bar 1 Flip-up shelf 1 Wastebasket 1 Oxygen tank holder 1 Electrical box-4 outlet 1 Cord wrap 4 Drawer, 3"H 3 Drawer, 6"H Drawer organizer bins.
M1100 | Resuscitator, Bag-Mask, Hand Operated | 1 | VV | Hand operated bag-mask resuscitator. Consists of face mask, non-rebreathing valve, compression bag and tidal bag. Used for resuscitation in life saving situations.
M7660 | Defibrillator/Monitor/Recorder, Portable | 1 | VV | Portable defibrillator-monitor-recorder. Integral unit system operable from self-contained rechargeable batteries. ECG may be viewed through paddles or patient cable. Options include external pacing and 12-Lead.
M8769 | Aspirator, Resuscitation, Portable w/ Battery | 1 | VV | High-vacuum and high-flow AC/DC powered suction unit for use on emergency resuscitation carts and for general suction use. Light weight, compact design, fully enclosed water resistant unit with an average run time of 60 minutes. Includes variable suction range up to 580 mmHg and 1200 CC collection canister.
7 - CGE31 - Equipment Storage Room, GI-Endo Svc | 7 - CGE31 - Equipment Storage Room, GI-Endo Svc | 7 - CGE31 - Equipment Storage Room, GI-Endo Svc | 7 - CGE31 - Equipment Storage Room, GI-Endo Svc | 7 - CGE31 - Equipment Storage Room, GI-Endo Svc
JSN | NAME | QTY | ACQ/INS | DESCRIPTION
M2055 | Shelving, Storage, Wire, CRS, w/Adjustable Shelves | 1 | VV | Stationary, wire, shelving unit. Unit has fully adjustable shelves constructed of stainless steel. For use in general purpose storage areas. Shelving is provided in various sizes and configurations. Price provided is for a unit approximately 74"H x 18"D x 48"W with four shelves.
4 - SUPPORT AREA | 4 - SUPPORT AREA | 4 - SUPPORT AREA | 4 - SUPPORT AREA | 4 - SUPPORT AREA
1 - SV583 - GI-Endo Svc Medication Room, Phrm Svc | 1 - SV583 - GI-Endo Svc Medication Room, Phrm Svc | 1 - SV583 - GI-Endo Svc Medication Room, Phrm Svc | 1 - SV583 - GI-Endo Svc Medication Room, Phrm Svc | 1 - SV583 - GI-Endo Svc Medication Room, Phrm Svc
JSN | NAME | QTY | ACQ/INS | DESCRIPTION
A1010 | Telecommunication Outlet | 2 | VV | Telecommunication outlet location.
A1014 | Telephone, Wall Mounted, 1 Line, With Speaker | 1 | VV | Telephone, wall mounted, 1 line, with speaker.
A5075 | Dispenser, Soap, Disposable | 1 | VV | Disposable soap dispenser. One-handed dispensing operation. Designed to accommodate disposable soap cartridge and valve.
A5077 | Dispenser, Hand Sanitizer, Hands-Free | 1 | VV | A touch free wall-mounted hand sanitizer dispenser. For use throughout a healthcare facility. Unit does not include the sanitizing liquid. Units are battery operated.
A5082 | Dispenser, Paper Towel, Sensor, Hands Free | 1 | CC | A surface mounted, sensor activated, automatic, roll paper towel dispenser. The unit dispenses a paper towel automatically only when hands are place in position below the dispenser for maximum sanitation and hygiene. May include adjustable settings for sheet length, time delay, and sensor range. Unit is battery operated or with optional AC power adapter.
A5107 | Dispenser, Glove, Surgical/Examination, Wall Mntd | 1 | VV | Examination three (Small Medium, Large) glove dispenser box for wall mounting. Fabricated of either cold rolled steel with a white baked enamel finish, plastic or acrylic. Hardware not included, Option 3 powder coated steel.
A5108 | Waste Disposal Unit, Sharps | 1 | VV | A container for collecting and transporting syringes and other sharps for decontamination and disposal. Available in 2 gallon and 8 gallon with locking rotor. Complies with OSHA regulations for handling sharps.
A5145 | Hook, Garment, Double, SS, Surface Mounted | 1 | CC | A surface mounted, satin finish stainless steel, double garment hook. Equipped with a concealed mounting bracket that is secured to a concealed wall plate. For general purpose use throughout the facility to hang various items of apparel.
C03G0 | Cabinet, U/C/B, 2 Shelf, 2 Door, 36x30x22 | 1 | CC | Standing height under counter base cabinet with two adjustable shelves and two solid hinged doors. Also referred to as a cupboard cabinet. For general purpose use throughout the facility.
C04Q0 | Cabinet, ADA Sink, Wall-Mounted | 1 | CC | Wall mounted sink support cabinet for drop-in sink with vertical fascia and angled ADA profile, also referred to as ADA sink cabinet. Removable front panel to permit access to plumbing. Medium density M-3 particle board core construction faced with high pressure vertical grade decorative plastic laminate on exposed surfaces and melamine on semi-exposed and concealed surfaces; plastic laminate edge banding. Includes all attaching hardware including support rail.
CD030 | Cabinet, W/H, 2 Shelf, 2 DO, Sloping Top, 38x30x13 | 2 | CC | Wall hung steel cabinet with two adjustable shelves, solid hinged doors, and sloping top. Also referred to as a solid hinged double door wall case. For general purpose use throughout the facility.
CS070 | Sink, SS, Single Compartment, 7.5x16x16 ID | 1 | CC | Single compartment stainless steel sink, drop-in, self-rimming, ledge-type, connected with a drain and provided with a mixing faucet. It shall also be provided with pre-punched fixture holes on 4" center, integral back ledge to accommodate deck-mounted fixtures, brushed/polished interior and top surfaces, and sound deadened. Recommended for use in suspended or U/C/B sink cabinets having a high plastic laminate or Chemsurf laminate countertop/work surface. Coordinate actual outside sink dimensions with the actual clear dimension of cabinet specified to ensure that they are compatible. For general purpose use throughout the facility.
CT020 | Countertop, Solid Surface | 1 | CC | A solid, nonporous countertop with a smooth seamless appearance. Easy to clean and maintain and with proper cleaning does not support the growth of mold. An acrylic-based solid surface product. Standard thickness of 1", and a 4" butt backsplash/curb. Also referred to as a work surface or work top. Available in a choice of colors and depths. Used in lab and other hospital areas requiring optimum physical and chemical resisting properties.
E0945 | Cart, Computer, Mobile | 1 | VV | A mobile computer cart for use throughout the facility. The cart dimensions will be approximately 45" H x 30" W x 22" D with casters. May include drawers and miscellaneous other accessories that will be determined at time of purchase. This Typical may include: 1 Cart Body, w/Computer Support, Style-A Narrow, w/Raised Edge Top 1 Flip-Up Shelf 1 Sharps Container Holder 1 Wastebasket 1 Chart Holder 2 Drawers, 3"H 2 Drawers, 6"H 3 Accessory Rail, Side Drawer Organizer Bins
F2010 | Basket, Wastepaper, Step-On | 1 | VV | "Step-on" wastepaper basket with inner liner and foot petal activated flip top.
F3050 | Whiteboard, Dry Erase | 1 | VV | Whiteboard unit, approximately 36" H x 48" W consisting of a white porcelain enamel writing surface with an attached chalk tray. Magnetic surface available. Image can be easily removed with a standard chalkboard eraser. For use with water color pens. Unit is ready to hang.
F3200 | Clock, Battery, 12" Diameter | 1 | VV | Clock, 12" diameter. Round surface, easy to read numbers with sweep second hand. Wall mounted unit for use when impractical to install a fully synchronized clock system. Battery operated, (batteries not included).
M1801 | Computer, Microprocessing, w/Flat Panel Monitor | 1 | VV | Desk top microprocessing computer. The unit shall consist of a central processing mini tower, flat panel monitor, keyboard, mouse and speakers. The system shall have the following minimum characteristics: a 2.8 GHz Pentium processor; 512 MB memory; 80GB hard drive; 32/48x CD-ROMDVD combo; 1.44MB network interface card; video 32 MB NVIDIA; a 18 inch flat panel monitor. The computer is used throughout the facility to input, manipulate and retrieve information.
M3150 | Distribution System, Medication, Automatic | 1 | VV | An automated dispensing system that provides controlled dispensing, inventory and security. Size and cost will vary dependent on number of modules selected.
P1965 | Eyewash, Eye/Face, Sink Mounted, Hands-free | 1 | CC | A sink mounted eyewash station. The unit is designed for emergency eye and face rinsing from soft flow dual spray-heads. The Flow must be activated by the single momentary action and remain on until terminated.
R6200 | Refrigerator, U/C or F/S, 5 Cu Ft | 1 | VV | Utility refrigerator approximately 35" H x 24" W x 26" D. The unit has a two tray ice cube cooling system. The refrigerator fits standard architectural dimensions for undercounter installation. The unit is perfect for use in nurses' station, wards, and laboratories, pharmacies or wherever space is limited.
2 - CGE41 - Scope Decontamination Room, GI-Endo Svc | 2 - CGE41 - Scope Decontamination Room, GI-Endo Svc | 2 - CGE41 - Scope Decontamination Room, GI-Endo Svc | 2 - CGE41 - Scope Decontamination Room, GI-Endo Svc | 2 - CGE41 - Scope Decontamination Room, GI-Endo Svc
JSN | NAME | QTY | ACQ/INS | DESCRIPTION
A1010 | Telecommunication Outlet | 1 | VV | Telecommunication outlet location.
A1012 | Telephone, Wall Mounted, 1 Line | 1 | VV | Telephone, wall mounted, 1 line.
A5075 | Dispenser, Soap, Disposable | 1 | VV | Disposable soap dispenser. One-handed dispensing operation. Designed to accommodate disposable soap cartridge and valve.
A5080 | Dispenser, Paper Towel, SS, Surface Mounted | 1 | CC | A surface mounted, satin finish stainless steel, single-fold, paper towel dispenser. Dispenser features: tumbler lock; front hinged at bottom; and refill indicator slot. Minimum capacity 400 single-fold paper towels. For general purpose use throughout the facility.
A5106 | Waste Disposal Unit, Sharps w/Glove Dispenser | 1 | VV | The unit is designed for the disposal of sharps and complies with OSHA guidelines for the handling of sharps. It shall house a 5 quart container and be capable of being mounted on a wall. It shall have a glove dispenser attached. The unit shall be secured by a locked enclosure.
C02C0 | Cabinet, U/C/B, 1 Shelf, 1 Drawer, 1 DO, 36x24x22 | 1 | CC | Standing height under counter base cabinet with an adjustable shelf and a full width drawer above a solid right or left-hinged door (appropriate door hinge configuration to be indicated on equipment elevation drawings). Also referred to as a combination cabinet or a drawer and cupboard cabinet. For general purpose use throughout the facility.
C05P0 | Cabinet, Sink, U/C/B, 2 Door, 36x48x22 | 1 | CC | Standing height under counter base sink cabinet with solid hinged doors. Also referred to as a double-door sink cabinet. For general purpose use throughout the facility where a sink is to be used. Coordinate actual clear cabinet dimension with the actual outside dimension of sink that is specified to ensure that they are compatible.
CS200 | Sink, SS, Single Compartment, 12x28x16 ID | 1 | CC | Single compartment stainless steel sink, drop-in, self-rimming, ledge-type, connected with a drain and provided with a mixing faucet. It shall also be provided with pre-punched fixture holes on 4" center, integral back ledge to accommodate deck-mounted fixtures, brushed/polished interior and top surfaces, and sound deadened. Recommended for use in suspended or U/C/B sink cabinets having a high plastic laminate or Chemsurf laminate countertop/work surface. Coordinate actual outside sink dimensions with the actual clear dimension of cabinet specified to ensure that they are compatible. For general purpose use throughout the facility.
CT030 | Countertop, High Pressure Laminate | 1 | CC | High pressure laminate countertop (composition of wood particle core with plastic laminate surface) having a hard smooth surface finish, standard thickness of 1", and a 4" butt backsplash/curb. Also referred to as a work surface or work top. Available in a wide choice of colors, patterns, and depths. Used in general purpose areas requiring a basic work surface arrangement with limited heat resistance and poor chemical resistance. Pricing based upon a 24" depth.
E0530 | Module, Lab, Work Surface, O/H Cab, Drwrs, 72" W | 1 | VV | THIS TYPICAL INCLUDES: 2 Modules With 7-1/4" Utility Chases; 2 Service Shelves; 4 Electrical Access Panels; 4 Module Connectors; 2 Lockable Flipper Units; 2 Shelves, Storage/Display; 2 Lights; 1 Work Surface; 2 Storage Frames; 1 Storage Frame Rail; 2 Drawers, 3"H; 3 Drawers, 6"H; 1 Drawer, 9"H;
E0912 | Locker, Supply, Med Surg, Wall Mtd | 1 | VV | Medical/Surgical Supply locker, Wall Mounted, approximately 23"W x 20"D. THIS TYPICAL INCLUDES: 1 Wall Mounted Rail 1 Locked Storage Container 4 Tray/Shelves 5 Drawers, 3"H 2 Drawers, 6"H 2 Tray/Shelf Dividers Drawer Organizer Bins Consider the need for an E0921 to transport the locker from place to place.
E0918 | Locker, Supply, Endoscopy, Wall Mtd, 24"W x 14"D | 2 | VV | THIS TYPICAL INCLUDES: 1 Scope Storage Cabinet w/Lock 1 Bracket, Endoscope 1 Bracket, Distal Tube 1 Cabinet Drip Pan. E1500 Wall Mounting Rail is required Consider the need for an E0921 to transport the locker from place to place.
E0921 | Transporter, Locker, Supply, 27"W x 25"D | 1 | VV | THIS TYPICAL INCLUDES 1 transporter for large storage containers. The unit is used to move Herman Miller supply lockers.
E1500 | Rail, MOD, W/MNTD, HX144XD | 1 | VV | Wall mounted rail used for hanging (mounting) lockers, shelves and drawers on a wall.
F2020 | Can, Trash, 44 Gallon | 1 | VV | Forty four (44) gallon trash can, 32" high X 24" diameter, with lid. Used to collect and transport refuse from a point of origin to point of disposal (example: from soiled utility or a nursing unit to the trash compactor at housekeeping).
M3070 | Hamper, Linen, Mobile, w/Lid | 1 | VV | Mobile linen hamper with hand or foot operated lid. Made of heavy tubular stainless steel with heavy gauge welded steel platform. Holds 25" hamper bags. Mounted on ball bearing casters. For linen transport in hospitals and clinics.
M3072 | Frame, Infectious Waste Bag w/Lid | 1 | VV | Frame for an infectious waste collection bag. Made of heavy tubular stainless steel with heavy gauge welded steel platform. Adjust to hold 18" or 25" trash bags. Mounted on ball bearing casters and includes permanently mounted hinged lid. Provides means of bagging infectious waste at point of waste generation.
P6350 | Sink, Flushing Rim, China | 1 | CC | Flushing rim sink approximately 18" H x 26" D x 22" W. Also called a clinic service sink. Unit is constructed of vitreous china with an integral flushing rim. It includes: faucet with a fork brace; 6 inch wrist control handles; plain end spout with bucket hook; stainless steel spring type front rim guard; and grid drain. If it is to be floor mounted, a base must be provided. Unit is used in utility rooms to clean equipment and materials.
3 - CGE46 - Scope Reprocessing Room, GI-Endo Svc | 3 - CGE46 - Scope Reprocessing Room, GI-Endo Svc | 3 - CGE46 - Scope Reprocessing Room, GI-Endo Svc | 3 - CGE46 - Scope Reprocessing Room, GI-Endo Svc | 3 - CGE46 - Scope Reprocessing Room, GI-Endo Svc
JSN | NAME | QTY | ACQ/INS | DESCRIPTION
A1010 | Telecommunication Outlet | 1 | VV | Telecommunication outlet location.
A1014 | Telephone, Wall Mounted, 1 Line, With Speaker | 1 | VV | Telephone, wall mounted, 1 line, with speaker.
A1066 | Mirror, Float Glass, With SS Frame | 1 | CC | A high quality 1/4" polished float glass mirror 36X18, framed in a one-piece, bright polished, stainless steel channel frame with 90° mitered corners. All edges of the mirror are protected by absorbing filler strips. Mirror has a galvanized steel back with integral horizontal hanging brackets and wall hanger for concealed mounting. For mounting above single wall mounted lavatories located in toilet areas, Doctors examination offices, etc. May also be used above double lavatories, either wall or countertop mounted, found in restroom areas.
A5075 | Dispenser, Soap, Disposable | 1 | VV | Disposable soap dispenser. One-handed dispensing operation. Designed to accommodate disposable soap cartridge and valve.
A5077 | Dispenser, Hand Sanitizer, Hands-Free | 1 | VV | A touch free wall-mounted hand sanitizer dispenser. For use throughout a healthcare facility. Unit does not include the sanitizing liquid. Units are battery operated.
A5080 | Dispenser, Paper Towel, SS, Surface Mounted | 1 | CC | A surface mounted, satin finish stainless steel, single-fold, paper towel dispenser. Dispenser features: tumbler lock; front hinged at bottom; and refill indicator slot. Minimum capacity 400 single-fold paper towels. For general purpose use throughout the facility.
CT050 | Countertop, Stainless Steel | 1 | CC | Stainless steel countertop (composition of heavy-gauge Type No. 304 stainless steel) having a smooth satin finish and integral 4" backsplash/curb. Also referred to as a corrosion-resistant steel work surface or work top. Available in various depths. Used in areas where excellent ease of cleaning, abrasion resistance, bacteria resistance, impact resistance, load capacity and moisture resistance, are of concern. Pricing based upon a 24" depth.
F0540 | Cart, Scope, Transport | 1 | VV | A cart designed specifically for the safe transport of endoscopy scopes. The cart will have a lightweight frame of a tubular welded construction. The sides and back panels will be of a foamed resin with a work top of seamless, raised edge plastic. The cart will have rectangle or round trays with lids and will have 4 casters with 2 locking. Cart may have a roll-top door with a key lock.
F2010 | Basket, Wastepaper, Step-On | 1 | VV | "Step-on" wastepaper basket with inner liner and foot petal activated flip top.
F3200 | Clock, Battery, 12" Diameter | 1 | VV | Clock, 12" diameter. Round surface, easy to read numbers with sweep second hand. Wall mounted unit for use when impractical to install a fully synchronized clock system. Battery operated, (batteries not included).
M1801 | Computer, Microprocessing, w/Flat Panel Monitor | 1 | VV | Desk top microprocessing computer. The unit shall consist of a central processing mini tower, flat panel monitor, keyboard, mouse and speakers. The system shall have the following minimum characteristics: a 2.8 GHz Pentium processor; 512 MB memory; 80GB hard drive; 32/48x CD-ROMDVD combo; 1.44MB network interface card; video 32 MB NVIDIA; a 18 inch flat panel monitor. The computer is used throughout the facility to input, manipulate and retrieve information.
P2000 | Eyewash, Wall Mounted, Hands-Free | 1 | CC | Wall mounted emergency eye wash station. The flow of water from the unit is activated by hand. Upon initiation of water flow the unit will operate hands free to provide streams of water to clear foreign particles or dilute caustic liquids from the eyes in emergency situations. Used in laboratories and areas of the hospital where employees are subject to foreign bodies or liquid material to the eyes.
P2451 | Valve, Mixing, Thermostatic, Eyewash | 1 | CC | Emergency tempering valve thermostatically mixes hot and cold water to provide a safe fluid supply for a single emergency eye/face wash with a flow rate of 10 gpm (38.8L)
P3100 | Lavatory, Vitreous China, Slab Type | 1 | CC | Wall mounted, slab type, vitreous china, lavatory (approximate bowl size 7"x15"x10") with: faucet holes on 4" centers; gooseneck spout; wrist blade handles; and grid strainer. It shall be suitable for use in clinics, offices, washrooms or patient care area.
S2615 | Washer, Disinfecting, Ultrasound Probe | 1 | VV | A complete ultrasound transducer high-level disinfection system that is fast, easy to use and environmentally friendly. It uses a unique platform technology to effectively disinfect the transducer, including the shaft and handle in just seven minutes with no exposure to harmful chemicals. The process operates within a closed system.
S2627 | Washer, Fiber Scope | 1 | VV | A low temperature sterile processing system for sterilizing immersible surgical and diagnostic scopes, cameras, instruments and accessories. The unit shall provide a digital display of cycle data and shall record and print a permanent record of cycles. Units are available in floor, counter top or cart models.
4 - CGE51 - Clean Scope Storage Room, GI-Endo Svc | 4 - CGE51 - Clean Scope Storage Room, GI-Endo Svc | 4 - CGE51 - Clean Scope Storage Room, GI-Endo Svc | 4 - CGE51 - Clean Scope Storage Room, GI-Endo Svc | 4 - CGE51 - Clean Scope Storage Room, GI-Endo Svc
JSN | NAME | QTY | ACQ/INS | DESCRIPTION
A1010 | Telecommunication Outlet | 1 | VV | Telecommunication outlet location.
A1014 | Telephone, Wall Mounted, 1 Line, With Speaker | 1 | VV | Telephone, wall mounted, 1 line, with speaker.
M2055 | Shelving, Storage, Wire, CRS, w/Adjustable Shelves | 4 | VV | Stationary, wire, shelving unit. Unit has fully adjustable shelves constructed of stainless steel. For use in general purpose storage areas. Shelving is provided in various sizes and configurations. Price provided is for a unit approximately 74"H x 18"D x 48"W with four shelves.
5 - CGE56 - Sterile Instruments Storage Room, GI-Endo Svc | 5 - CGE56 - Sterile Instruments Storage Room, GI-Endo Svc | 5 - CGE56 - Sterile Instruments Storage Room, GI-Endo Svc | 5 - CGE56 - Sterile Instruments Storage Room, GI-Endo Svc | 5 - CGE56 - Sterile Instruments Storage Room, GI-Endo Svc
JSN | NAME | QTY | ACQ/INS | DESCRIPTION
A1010 | Telecommunication Outlet | 1 | VV | Telecommunication outlet location.
A1014 | Telephone, Wall Mounted, 1 Line, With Speaker | 1 | VV | Telephone, wall mounted, 1 line, with speaker.
M2055 | Shelving, Storage, Wire, CRS, w/Adjustable Shelves | 4 | VV | Stationary, wire, shelving unit. Unit has fully adjustable shelves constructed of stainless steel. For use in general purpose storage areas. Shelving is provided in various sizes and configurations. Price provided is for a unit approximately 74"H x 18"D x 48"W with four shelves.
6 - CGE61 - Equipment Storage Room, GI-Endo Svc | 6 - CGE61 - Equipment Storage Room, GI-Endo Svc | 6 - CGE61 - Equipment Storage Room, GI-Endo Svc | 6 - CGE61 - Equipment Storage Room, GI-Endo Svc | 6 - CGE61 - Equipment Storage Room, GI-Endo Svc
JSN | NAME | QTY | ACQ/INS | DESCRIPTION
M2055 | Shelving, Storage, Wire, CRS, w/Adjustable Shelves | 1 | VV | Stationary, wire, shelving unit. Unit has fully adjustable shelves constructed of stainless steel. For use in general purpose storage areas. Shelving is provided in various sizes and configurations. Price provided is for a unit approximately 74"H x 18"D x 48"W with four shelves.
7 - SB737 - GI-Endo Svc Clean Utility Room, Lgstcs Svc | 7 - SB737 - GI-Endo Svc Clean Utility Room, Lgstcs Svc | 7 - SB737 - GI-Endo Svc Clean Utility Room, Lgstcs Svc | 7 - SB737 - GI-Endo Svc Clean Utility Room, Lgstcs Svc | 7 - SB737 - GI-Endo Svc Clean Utility Room, Lgstcs Svc
JSN | NAME | QTY | ACQ/INS | DESCRIPTION
E0906 | Locker, Supply, General, Wall Mtd, 23"W x 20"D | 1 | VV | THIS TYPICAL INCLUDES: 1 Wall Mounted Rail 1 Locked Storage Container 2 Tray/Shelves 1 Drawer, 3"H 3 Drawers, 6"H 2 Drawers, 9"H 1 Tray/Shelf Divider Drawer Organizer Bins Consider the need for an E0921 to transport the locker from place to place.
E0912 | Locker, Supply, Med Surg, Wall Mtd | 1 | VV | Medical/Surgical Supply locker, Wall Mounted, approximately 23"W x 20"D. THIS TYPICAL INCLUDES: 1 Wall Mounted Rail 1 Locked Storage Container 4 Tray/Shelves 5 Drawers, 3"H 2 Drawers, 6"H 2 Tray/Shelf Dividers Drawer Organizer Bins Consider the need for an E0921 to transport the locker from place to place.
E1500 | Rail, MOD, W/MNTD, HX144XD | 1 | VV | Wall mounted rail used for hanging (mounting) lockers, shelves and drawers on a wall.
F2000 | Basket, Wastepaper, Fire Resistant | 1 | VV | Wastepaper basket, fire resistant, approximately 40 quart capacity. This unit is used to collect and temporarily store small quantities of paper refuse in patient rooms, administrative areas and nursing stations. Size and shape varies depending on the application and manufacturer selected.
8 - SB743 - GI-Endo Svc Soiled Utility Room, Lgstcs Svc | 8 - SB743 - GI-Endo Svc Soiled Utility Room, Lgstcs Svc | 8 - SB743 - GI-Endo Svc Soiled Utility Room, Lgstcs Svc | 8 - SB743 - GI-Endo Svc Soiled Utility Room, Lgstcs Svc | 8 - SB743 - GI-Endo Svc Soiled Utility Room, Lgstcs Svc
JSN | NAME | QTY | ACQ/INS | DESCRIPTION
A1012 | Telephone, Wall Mounted, 1 Line | 1 | VV | Telephone, wall mounted, 1 line.
A5075 | Dispenser, Soap, Disposable | 1 | VV | Disposable soap dispenser. One-handed dispensing operation. Designed to accommodate disposable soap cartridge and valve.
A5077 | Dispenser, Hand Sanitizer, Hands-Free | 1 | VV | A touch free wall-mounted hand sanitizer dispenser. For use throughout a healthcare facility. Unit does not include the sanitizing liquid. Units are battery operated.
A5080 | Dispenser, Paper Towel, SS, Surface Mounted | 1 | CC | A surface mounted, satin finish stainless steel, single-fold, paper towel dispenser. Dispenser features: tumbler lock; front hinged at bottom; and refill indicator slot. Minimum capacity 400 single-fold paper towels. For general purpose use throughout the facility.
A5106 | Waste Disposal Unit, Sharps w/Glove Dispenser | 1 | VV | The unit is designed for the disposal of sharps and complies with OSHA guidelines for the handling of sharps. It shall house a 5 quart container and be capable of being mounted on a wall. It shall have a glove dispenser attached. The unit shall be secured by a locked enclosure.
C04F0 | Cabinet, U/C/B, 1 Shelf, 2 Half DR, 2 DO, 36x36x22 | 1 | CC | Standing height under counter base cabinet with an adjustable shelf and two half width drawers above solid hinged doors. Also referred to as a combination cabinet or a drawer and cupboard cabinet. For general purpose use throughout the facility.
C05P0 | Cabinet, Sink, U/C/B, 2 Door, 36x48x22 | 1 | CC | Standing height under counter base sink cabinet with solid hinged doors. Also referred to as a double-door sink cabinet. For general purpose use throughout the facility where a sink is to be used. Coordinate actual clear cabinet dimension with the actual outside dimension of sink that is specified to ensure that they are compatible.
CS200 | Sink, SS, Single Compartment, 12x28x16 ID | 1 | CC | Single compartment stainless steel sink, drop-in, self-rimming, ledge-type, connected with a drain and provided with a mixing faucet. It shall also be provided with pre-punched fixture holes on 4" center, integral back ledge to accommodate deck-mounted fixtures, brushed/polished interior and top surfaces, and sound deadened. Recommended for use in suspended or U/C/B sink cabinets having a high plastic laminate or Chemsurf laminate countertop/work surface. Coordinate actual outside sink dimensions with the actual clear dimension of cabinet specified to ensure that they are compatible. For general purpose use throughout the facility.
CT050 | Countertop, Stainless Steel | 1 | CC | Stainless steel countertop (composition of heavy-gauge Type No. 304 stainless steel) having a smooth satin finish and integral 4" backsplash/curb. Also referred to as a corrosion-resistant steel work surface or work top. Available in various depths. Used in areas where excellent ease of cleaning, abrasion resistance, bacteria resistance, impact resistance, load capacity and moisture resistance, are of concern. Pricing based upon a 24" depth.
F2020 | Can, Trash, 44 Gallon | 1 | VV | Forty four (44) gallon trash can, 32" high X 24" diameter, with lid. Used to collect and transport refuse from a point of origin to point of disposal (example: from soiled utility or a nursing unit to the trash compactor at housekeeping).
P2000 | Eyewash, Wall Mounted, Hands-Free | 1 | CC | Wall mounted emergency eye wash station. The flow of water from the unit is activated by hand. Upon initiation of water flow the unit will operate hands free to provide streams of water to clear foreign particles or dilute caustic liquids from the eyes in emergency situations. Used in laboratories and areas of the hospital where employees are subject to foreign bodies or liquid material to the eyes.
P2450 | Valve, Mixing, Thermostatic | 1 | CC | Thermostatic mixing valve with washout hose. Used with portable whirlpool equipment. Thermostatic valve is used to maintain temperature between 70 and 110 degree Fahrenheit, with a flow rate of 20 gallons a minute. The washout hose assembly is used to wash out tanks after treatment. Used in physical therapy department to provide comfortable water temperature for patient treatments.
P3100 | Lavatory, Vitreous China, Slab Type | 1 | CC | Wall mounted, slab type, vitreous china, lavatory (approximate bowl size 7"x15"x10") with: faucet holes on 4" centers; gooseneck spout; wrist blade handles; and grid strainer. It shall be suitable for use in clinics, offices, washrooms or patient care area.
9 - SC467 - GI-Endo Svc Clean Linen Alcove, EMS | 9 - SC467 - GI-Endo Svc Clean Linen Alcove, EMS | 9 - SC467 - GI-Endo Svc Clean Linen Alcove, EMS | 9 - SC467 - GI-Endo Svc Clean Linen Alcove, EMS | 9 - SC467 - GI-Endo Svc Clean Linen Alcove, EMS
JSN | NAME | QTY | ACQ/INS | DESCRIPTION
F0515 | Cart, Supply, Linen | 1 | VV | Closed linen supply cart. Equipped with four (4) non-marking rubber tire roller bearing casters and heavy duty cover. May be used for the delivery and user storage of clean linen as well as the return of soiled linen.
10 - SB252 - GI-Endo Svc Wheelchair / Stretcher Alcove, Bldg Sprt | 10 - SB252 - GI-Endo Svc Wheelchair / Stretcher Alcove, Bldg Sprt | 10 - SB252 - GI-Endo Svc Wheelchair / Stretcher Alcove, Bldg Sprt | 10 - SB252 - GI-Endo Svc Wheelchair / Stretcher Alcove, Bldg Sprt | 10 - SB252 - GI-Endo Svc Wheelchair / Stretcher Alcove, Bldg Sprt
JSN | NAME | QTY | ACQ/INS | DESCRIPTION
M4655 | Stretcher, Mobile, CRS, 9 Position | 1 | VV | Mobile stretcher. All corrosion resistant stainless steel construction. It consists of a tubular frame with side rails, a 9-position hydraulic base with pneumatic fowler adjustment, and a 2" pad. Unit is mounted on 8" conductive casters. Designed for patient transport as well as for minor surgical procedures.
M4705 | Wheelchair, Patient Transport, Folding | 1 | VV | Folding patient transport wheelchair. Constructed of chrome plated steel with detachable armrest and footrests. Unit has heavy duty front casters with sealed radial high-precision ball bearing assembly. Unit is used for patient transport.
M4710 | Wheelchair, Patient, Bariatric, Transport, Folding | 1 | VV | Folding bariatric patient transport wheelchair with a capacity of at least 500 lbs. Constructed with a heavy duty steel frame and double cross brace, with detachable armrest and swing away footrests. Unit has heavy duty front casters and rear wheels with precision wheel bearings in front and rear assembly. Unit is used for patient movement.
11 - SB244 - GI-Endo Svc Housekeeping Aides Closet (HAC), Bldg Sprt | 11 - SB244 - GI-Endo Svc Housekeeping Aides Closet (HAC), Bldg Sprt | 11 - SB244 - GI-Endo Svc Housekeeping Aides Closet (HAC), Bldg Sprt | 11 - SB244 - GI-Endo Svc Housekeeping Aides Closet (HAC), Bldg Sprt | 11 - SB244 - GI-Endo Svc Housekeeping Aides Closet (HAC), Bldg Sprt
JSN | NAME | QTY | ACQ/INS | DESCRIPTION
A5075 | Dispenser, Soap, Disposable | 1 | VV | Disposable soap dispenser. One-handed dispensing operation. Designed to accommodate disposable soap cartridge and valve.
A5080 | Dispenser, Paper Towel, SS, Surface Mounted | 1 | CC | A surface mounted, satin finish stainless steel, single-fold, paper towel dispenser. Dispenser features: tumbler lock; front hinged at bottom; and refill indicator slot. Minimum capacity 400 single-fold paper towels. For general purpose use throughout the facility.
A5107 | Dispenser, Glove, Surgical/Examination, Wall Mntd | 1 | VV | Examination three (Small Medium, Large) glove dispenser box for wall mounting. Fabricated of either cold rolled steel with a white baked enamel finish, plastic or acrylic. Hardware not included, Option 3 powder coated steel.
A5135 | Shelf, Utility W/ Mop/Broom Holders, SS, Surf Mntd | 1 | CC | A surface mounted, satin finish stainless steel, utility shelf with a maximum of 6 mop/broom holders and 5 rag hooks. Utility shelf features: 8" deep shelf; mounting brackets welded to shelf; spring activated rubber cam holders; and drying rod. Unit is available in various widths 30" (minimum, 3 holders and 2 hooks) to 48" (maximum, 6 holders and 5 hooks). For use in janitor closets. Pricing based on a 36" width.
F0500 | Cart, Janitor's | 1 | VV | Janitors cart, 38" high X 66" wide X 20" deep with 25 gallon heavy duty collection bag. Accommodations for locking vault and janitorial support items (broom, dust pan, chemicals, mop and mop bucket; not included).
F0505 | Bucket, Mop, With Wringer, 26 Quart | 1 | VV | Mobile mop bucket / wringer combination, approximately 35" H x 17" W x 22" D with four 2" casters. Total capacity is 26 quarts. Unit used for general hard surface floor maintenance.
P2000 | Eyewash, Wall Mounted, Hands-Free | 1 | CC | Wall mounted emergency eye wash station. The flow of water from the unit is activated by hand. Upon initiation of water flow the unit will operate hands free to provide streams of water to clear foreign particles or dilute caustic liquids from the eyes in emergency situations. Used in laboratories and areas of the hospital where employees are subject to foreign bodies or liquid material to the eyes.
P2451 | Valve, Mixing, Thermostatic, Eyewash | 1 | CC | Emergency tempering valve thermostatically mixes hot and cold water to provide a safe fluid supply for a single emergency eye/face wash with a flow rate of 10 gpm (38.8L)
P4700 | Sink, Mop, Molded Stone | 1 | CC | Mop service sink approximately 10"H x 36"W x 24"D. Also called a mop service basin and a mop receptor. Unit is made of molded stone and is a one piece item. It shall include a service faucet hose, hose bracket and mop hanger. Used in utility rooms for cleaning mops and floor cleaning equipment.
5 - STAFF AND ADMINISTRATIVE AREA | 5 - STAFF AND ADMINISTRATIVE AREA | 5 - STAFF AND ADMINISTRATIVE AREA | 5 - STAFF AND ADMINISTRATIVE AREA | 5 - STAFF AND ADMINISTRATIVE AREA
1 - SS204 - GI-Endo Svc GI-Endoscopy Service Chief Office, Stff Sprt | 1 - SS204 - GI-Endo Svc GI-Endoscopy Service Chief Office, Stff Sprt | 1 - SS204 - GI-Endo Svc GI-Endoscopy Service Chief Office, Stff Sprt | 1 - SS204 - GI-Endo Svc GI-Endoscopy Service Chief Office, Stff Sprt | 1 - SS204 - GI-Endo Svc GI-Endoscopy Service Chief Office, Stff Sprt
JSN | NAME | QTY | ACQ/INS | DESCRIPTION
A1010 | Telecommunication Outlet | 2 | VV | Telecommunication outlet location.
A1015 | Telephone, Desk, Multiple Line | 1 | VV | Telephone, desk, multiple line.
A5145 | Hook, Garment, Double, SS, Surface Mounted | 1 | CC | A surface mounted, satin finish stainless steel, double garment hook. Equipped with a concealed mounting bracket that is secured to a concealed wall plate. For general purpose use throughout the facility to hang various items of apparel.
E0078 | Workstation, L-Shaped w/Peninsula, Free Std, 78x72 | 1 | VV | This section will provide a whole work station typical to quickly plan work areas in clinical or administrative spaces. There will be a price decrease if typical work stations are used with vertical hanging strips instead of panels. THIS TYPICAL INCLUDES: 4 standard solid panels; 2 panel connectors, 2-way corner; 1 panel-to-panel connector; 2 finished end hardware; 1 cantilevered work surface; 1 peninsula work surface; 2 lockable flipper units; 2 shelf, storage/display; 2 lights; 1 tack board, 48"W; 1 tool rail, 30"W; 1 paper tray; 1 diagonal tray; 1 adjustable keyboard tray; 1 mobile pedestal, box/file.
F0110 | Bookcase, 3 Shelf | 1 | VV | Freestanding open metal shelf book case, approximately 60" high X 36" wide X 18" deep with three (3) adjustable shelves and four (4) non-marking floor glides.
F0205 | Chair, Side With Arms | 2 | VV | Upholstered side chair, 32" high X 21" wide X 23" deep with arms, padded seats and padded backs. Seat height is a minimum of 17". Available with or without sled base.
F0275 | Chair, Swivel, High Back | 1 | VV | Highback contemporary swivel chair, 41" high X 23" wide X 23" deep with five (5) caster swivel base and arms. Chair may be used at desks or in conference rooms. Back and seat are foam padded and upholstered with either woven textile fabric or vinyl.
F0420 | Cabinet, Filing, Lateral, Half Height | 1 | VV | Half height two (2) or three (3) drawer lateral filing cabinet, 28" high X 42" wide X 18" deep with recessed handles, locking device and drawer label holders. Drawers are adaptable to either letter or legal size materials.
F2000 | Basket, Wastepaper, Fire Resistant | 1 | VV | Wastepaper basket, fire resistant, approximately 40 quart capacity. This unit is used to collect and temporarily store small quantities of paper refuse in patient rooms, administrative areas and nursing stations. Size and shape varies depending on the application and manufacturer selected.
F3200 | Clock, Battery, 12" Diameter | 1 | VV | Clock, 12" diameter. Round surface, easy to read numbers with sweep second hand. Wall mounted unit for use when impractical to install a fully synchronized clock system. Battery operated, (batteries not included).
M1801 | Computer, Microprocessing, w/Flat Panel Monitor | 1 | VV | Desk top microprocessing computer. The unit shall consist of a central processing mini tower, flat panel monitor, keyboard, mouse and speakers. The system shall have the following minimum characteristics: a 2.8 GHz Pentium processor; 512 MB memory; 80GB hard drive; 32/48x CD-ROMDVD combo; 1.44MB network interface card; video 32 MB NVIDIA; a 18 inch flat panel monitor. The computer is used throughout the facility to input, manipulate and retrieve information.
2 - SB003 - GI-Endo Svc Visitor Waiting, Bldg Sprt | 2 - SB003 - GI-Endo Svc Visitor Waiting, Bldg Sprt | 2 - SB003 - GI-Endo Svc Visitor Waiting, Bldg Sprt | 2 - SB003 - GI-Endo Svc Visitor Waiting, Bldg Sprt | 2 - SB003 - GI-Endo Svc Visitor Waiting, Bldg Sprt
JSN | NAME | QTY | ACQ/INS | DESCRIPTION
A5077 | Dispenser, Hand Sanitizer, Hands-Free | 1 | VV | A touch free wall-mounted hand sanitizer dispenser. For use throughout a healthcare facility. Unit does not include the sanitizing liquid. Units are battery operated.
A6046 | Artwork, Decorative, With Frame | 1 | VV | This JSN is to be used for determining and defining location of decorative artwork.
F0206 | Chair, Side, Bariatric, With Arms | 1 | VV | A bariatric side chair with arms for use in a waiting room, lobby or other patient area. Chair will have a padded seat and back and have a capacity of 800 pounds.
F0305 | Chair, Waiting Room, Single | 1 | VV | Single seat waiting room chair with foam padded seat and back. Upholstered with either woven fabric textile or vinyl. Arms and floor glides included.
F2000 | Basket, Wastepaper, Fire Resistant | 1 | VV | Wastepaper basket, fire resistant, approximately 40 quart capacity. This unit is used to collect and temporarily store small quantities of paper refuse in patient rooms, administrative areas and nursing stations. Size and shape varies depending on the application and manufacturer selected.
F2300 | Rack, Magazine, Wall Mounted | 1 | VV | Wall mounted magazine rack with nine (9) magazine holding compartments.
F3200 | Clock, Battery, 12" Diameter | 1 | VV | Clock, 12" diameter. Round surface, easy to read numbers with sweep second hand. Wall mounted unit for use when impractical to install a fully synchronized clock system. Battery operated, (batteries not included).
3 - SS218 - GI-Endo Svc Administrative Support Workstation, Stff Sprt | 3 - SS218 - GI-Endo Svc Administrative Support Workstation, Stff Sprt | 3 - SS218 - GI-Endo Svc Administrative Support Workstation, Stff Sprt | 3 - SS218 - GI-Endo Svc Administrative Support Workstation, Stff Sprt | 3 - SS218 - GI-Endo Svc Administrative Support Workstation, Stff Sprt
JSN | NAME | QTY | ACQ/INS | DESCRIPTION
A1010 | Telecommunication Outlet | 2 | VV | Telecommunication outlet location.
A1015 | Telephone, Desk, Multiple Line | 1 | VV | Telephone, desk, multiple line.
E0123 | Workstation, Straight, Free Standing, 72" W | 1 | VV | This JSN will provide a whole work station typical to quickly plan work in areas in clinical or administrative spaces. There will be a price decrease if typical work stations are used with vertical hanging strips instead of panels. THIS TYPICAL INCLUDES: 4 Standard Solid Panels 2 Panel Connectors, 2-Way Corner 1 Panel-to-Panel Connector 2 Finished End Hardware 1 Cantilevered, Work Surface 2 Lockable Flipper Units 2 Shelf, Storage/Displays 2 Lights 1 Tack board 1 Tool Rail 1 Paper Tray 1 Diagonal Tray 1 Adjustable Keyboard Tray 1 Mobile Pedestal, Box/File
F0275 | Chair, Swivel, High Back | 1 | VV | Highback contemporary swivel chair, 41" high X 23" wide X 23" deep with five (5) caster swivel base and arms. Chair may be used at desks or in conference rooms. Back and seat are foam padded and upholstered with either woven textile fabric or vinyl.
F0420 | Cabinet, Filing, Lateral, Half Height | 1 | VV | Half height two (2) or three (3) drawer lateral filing cabinet, 28" high X 42" wide X 18" deep with recessed handles, locking device and drawer label holders. Drawers are adaptable to either letter or legal size materials.
F2000 | Basket, Wastepaper, Fire Resistant | 1 | VV | Wastepaper basket, fire resistant, approximately 40 quart capacity. This unit is used to collect and temporarily store small quantities of paper refuse in patient rooms, administrative areas and nursing stations. Size and shape varies depending on the application and manufacturer selected.
M1801 | Computer, Microprocessing, w/Flat Panel Monitor | 1 | VV | Desk top microprocessing computer. The unit shall consist of a central processing mini tower, flat panel monitor, keyboard, mouse and speakers. The system shall have the following minimum characteristics: a 2.8 GHz Pentium processor; 512 MB memory; 80GB hard drive; 32/48x CD-ROMDVD combo; 1.44MB network interface card; video 32 MB NVIDIA; a 18 inch flat panel monitor. The computer is used throughout the facility to input, manipulate and retrieve information.
4 - SS218 - GI-Endo Svc Physician Workstation, Stff Sprt | 4 - SS218 - GI-Endo Svc Physician Workstation, Stff Sprt | 4 - SS218 - GI-Endo Svc Physician Workstation, Stff Sprt | 4 - SS218 - GI-Endo Svc Physician Workstation, Stff Sprt | 4 - SS218 - GI-Endo Svc Physician Workstation, Stff Sprt
JSN | NAME | QTY | ACQ/INS | DESCRIPTION
A1010 | Telecommunication Outlet | 2 | VV | Telecommunication outlet location.
A1015 | Telephone, Desk, Multiple Line | 1 | VV | Telephone, desk, multiple line.
E0123 | Workstation, Straight, Free Standing, 72" W | 1 | VV | This JSN will provide a whole work station typical to quickly plan work in areas in clinical or administrative spaces. There will be a price decrease if typical work stations are used with vertical hanging strips instead of panels. THIS TYPICAL INCLUDES: 4 Standard Solid Panels 2 Panel Connectors, 2-Way Corner 1 Panel-to-Panel Connector 2 Finished End Hardware 1 Cantilevered, Work Surface 2 Lockable Flipper Units 2 Shelf, Storage/Displays 2 Lights 1 Tack board 1 Tool Rail 1 Paper Tray 1 Diagonal Tray 1 Adjustable Keyboard Tray 1 Mobile Pedestal, Box/File
F0275 | Chair, Swivel, High Back | 1 | VV | Highback contemporary swivel chair, 41" high X 23" wide X 23" deep with five (5) caster swivel base and arms. Chair may be used at desks or in conference rooms. Back and seat are foam padded and upholstered with either woven textile fabric or vinyl.
F0420 | Cabinet, Filing, Lateral, Half Height | 1 | VV | Half height two (2) or three (3) drawer lateral filing cabinet, 28" high X 42" wide X 18" deep with recessed handles, locking device and drawer label holders. Drawers are adaptable to either letter or legal size materials.
F2000 | Basket, Wastepaper, Fire Resistant | 1 | VV | Wastepaper basket, fire resistant, approximately 40 quart capacity. This unit is used to collect and temporarily store small quantities of paper refuse in patient rooms, administrative areas and nursing stations. Size and shape varies depending on the application and manufacturer selected.
M1801 | Computer, Microprocessing, w/Flat Panel Monitor | 1 | VV | Desk top microprocessing computer. The unit shall consist of a central processing mini tower, flat panel monitor, keyboard, mouse and speakers. The system shall have the following minimum characteristics: a 2.8 GHz Pentium processor; 512 MB memory; 80GB hard drive; 32/48x CD-ROMDVD combo; 1.44MB network interface card; video 32 MB NVIDIA; a 18 inch flat panel monitor. The computer is used throughout the facility to input, manipulate and retrieve information.
5 - SS218 - GI-Endo Svc Physician Assistant Workstation, Stff Sprt | 5 - SS218 - GI-Endo Svc Physician Assistant Workstation, Stff Sprt | 5 - SS218 - GI-Endo Svc Physician Assistant Workstation, Stff Sprt | 5 - SS218 - GI-Endo Svc Physician Assistant Workstation, Stff Sprt | 5 - SS218 - GI-Endo Svc Physician Assistant Workstation, Stff Sprt
JSN | NAME | QTY | ACQ/INS | DESCRIPTION
A1010 | Telecommunication Outlet | 2 | VV | Telecommunication outlet location.
A1015 | Telephone, Desk, Multiple Line | 1 | VV | Telephone, desk, multiple line.
E0123 | Workstation, Straight, Free Standing, 72" W | 1 | VV | This JSN will provide a whole work station typical to quickly plan work in areas in clinical or administrative spaces. There will be a price decrease if typical work stations are used with vertical hanging strips instead of panels. THIS TYPICAL INCLUDES: 4 Standard Solid Panels 2 Panel Connectors, 2-Way Corner 1 Panel-to-Panel Connector 2 Finished End Hardware 1 Cantilevered, Work Surface 2 Lockable Flipper Units 2 Shelf, Storage/Displays 2 Lights 1 Tack board 1 Tool Rail 1 Paper Tray 1 Diagonal Tray 1 Adjustable Keyboard Tray 1 Mobile Pedestal, Box/File
F0275 | Chair, Swivel, High Back | 1 | VV | Highback contemporary swivel chair, 41" high X 23" wide X 23" deep with five (5) caster swivel base and arms. Chair may be used at desks or in conference rooms. Back and seat are foam padded and upholstered with either woven textile fabric or vinyl.
F0420 | Cabinet, Filing, Lateral, Half Height | 1 | VV | Half height two (2) or three (3) drawer lateral filing cabinet, 28" high X 42" wide X 18" deep with recessed handles, locking device and drawer label holders. Drawers are adaptable to either letter or legal size materials.
F2000 | Basket, Wastepaper, Fire Resistant | 1 | VV | Wastepaper basket, fire resistant, approximately 40 quart capacity. This unit is used to collect and temporarily store small quantities of paper refuse in patient rooms, administrative areas and nursing stations. Size and shape varies depending on the application and manufacturer selected.
M1801 | Computer, Microprocessing, w/Flat Panel Monitor | 1 | VV | Desk top microprocessing computer. The unit shall consist of a central processing mini tower, flat panel monitor, keyboard, mouse and speakers. The system shall have the following minimum characteristics: a 2.8 GHz Pentium processor; 512 MB memory; 80GB hard drive; 32/48x CD-ROMDVD combo; 1.44MB network interface card; video 32 MB NVIDIA; a 18 inch flat panel monitor. The computer is used throughout the facility to input, manipulate and retrieve information.
6 - SS204 - GI-Endo Svc Nurse Manager Office, Stff Sprt | 6 - SS204 - GI-Endo Svc Nurse Manager Office, Stff Sprt | 6 - SS204 - GI-Endo Svc Nurse Manager Office, Stff Sprt | 6 - SS204 - GI-Endo Svc Nurse Manager Office, Stff Sprt | 6 - SS204 - GI-Endo Svc Nurse Manager Office, Stff Sprt
JSN | NAME | QTY | ACQ/INS | DESCRIPTION
A1010 | Telecommunication Outlet | 2 | VV | Telecommunication outlet location.
A1015 | Telephone, Desk, Multiple Line | 1 | VV | Telephone, desk, multiple line.
A5145 | Hook, Garment, Double, SS, Surface Mounted | 1 | CC | A surface mounted, satin finish stainless steel, double garment hook. Equipped with a concealed mounting bracket that is secured to a concealed wall plate. For general purpose use throughout the facility to hang various items of apparel.
E0078 | Workstation, L-Shaped w/Peninsula, Free Std, 78x72 | 1 | VV | This section will provide a whole work station typical to quickly plan work areas in clinical or administrative spaces. There will be a price decrease if typical work stations are used with vertical hanging strips instead of panels. THIS TYPICAL INCLUDES: 4 standard solid panels; 2 panel connectors, 2-way corner; 1 panel-to-panel connector; 2 finished end hardware; 1 cantilevered work surface; 1 peninsula work surface; 2 lockable flipper units; 2 shelf, storage/display; 2 lights; 1 tack board, 48"W; 1 tool rail, 30"W; 1 paper tray; 1 diagonal tray; 1 adjustable keyboard tray; 1 mobile pedestal, box/file.
F0110 | Bookcase, 3 Shelf | 1 | VV | Freestanding open metal shelf book case, approximately 60" high X 36" wide X 18" deep with three (3) adjustable shelves and four (4) non-marking floor glides.
F0205 | Chair, Side With Arms | 2 | VV | Upholstered side chair, 32" high X 21" wide X 23" deep with arms, padded seats and padded backs. Seat height is a minimum of 17". Available with or without sled base.
F0275 | Chair, Swivel, High Back | 1 | VV | Highback contemporary swivel chair, 41" high X 23" wide X 23" deep with five (5) caster swivel base and arms. Chair may be used at desks or in conference rooms. Back and seat are foam padded and upholstered with either woven textile fabric or vinyl.
F0420 | Cabinet, Filing, Lateral, Half Height | 1 | VV | Half height two (2) or three (3) drawer lateral filing cabinet, 28" high X 42" wide X 18" deep with recessed handles, locking device and drawer label holders. Drawers are adaptable to either letter or legal size materials.
F2000 | Basket, Wastepaper, Fire Resistant | 1 | VV | Wastepaper basket, fire resistant, approximately 40 quart capacity. This unit is used to collect and temporarily store small quantities of paper refuse in patient rooms, administrative areas and nursing stations. Size and shape varies depending on the application and manufacturer selected.
F3200 | Clock, Battery, 12" Diameter | 1 | VV | Clock, 12" diameter. Round surface, easy to read numbers with sweep second hand. Wall mounted unit for use when impractical to install a fully synchronized clock system. Battery operated, (batteries not included).
M1801 | Computer, Microprocessing, w/Flat Panel Monitor | 1 | VV | Desk top microprocessing computer. The unit shall consist of a central processing mini tower, flat panel monitor, keyboard, mouse and speakers. The system shall have the following minimum characteristics: a 2.8 GHz Pentium processor; 512 MB memory; 80GB hard drive; 32/48x CD-ROMDVD combo; 1.44MB network interface card; video 32 MB NVIDIA; a 18 inch flat panel monitor. The computer is used throughout the facility to input, manipulate and retrieve information.
7 - SS218 - GI-Endo Svc Nurse Practitioner Workstation, Stff Sprt | 7 - SS218 - GI-Endo Svc Nurse Practitioner Workstation, Stff Sprt | 7 - SS218 - GI-Endo Svc Nurse Practitioner Workstation, Stff Sprt | 7 - SS218 - GI-Endo Svc Nurse Practitioner Workstation, Stff Sprt | 7 - SS218 - GI-Endo Svc Nurse Practitioner Workstation, Stff Sprt
JSN | NAME | QTY | ACQ/INS | DESCRIPTION
A1010 | Telecommunication Outlet | 2 | VV | Telecommunication outlet location.
A1015 | Telephone, Desk, Multiple Line | 1 | VV | Telephone, desk, multiple line.
E0123 | Workstation, Straight, Free Standing, 72" W | 1 | VV | This JSN will provide a whole work station typical to quickly plan work in areas in clinical or administrative spaces. There will be a price decrease if typical work stations are used with vertical hanging strips instead of panels. THIS TYPICAL INCLUDES: 4 Standard Solid Panels 2 Panel Connectors, 2-Way Corner 1 Panel-to-Panel Connector 2 Finished End Hardware 1 Cantilevered, Work Surface 2 Lockable Flipper Units 2 Shelf, Storage/Displays 2 Lights 1 Tack board 1 Tool Rail 1 Paper Tray 1 Diagonal Tray 1 Adjustable Keyboard Tray 1 Mobile Pedestal, Box/File
F0275 | Chair, Swivel, High Back | 1 | VV | Highback contemporary swivel chair, 41" high X 23" wide X 23" deep with five (5) caster swivel base and arms. Chair may be used at desks or in conference rooms. Back and seat are foam padded and upholstered with either woven textile fabric or vinyl.
F0420 | Cabinet, Filing, Lateral, Half Height | 1 | VV | Half height two (2) or three (3) drawer lateral filing cabinet, 28" high X 42" wide X 18" deep with recessed handles, locking device and drawer label holders. Drawers are adaptable to either letter or legal size materials.
F2000 | Basket, Wastepaper, Fire Resistant | 1 | VV | Wastepaper basket, fire resistant, approximately 40 quart capacity. This unit is used to collect and temporarily store small quantities of paper refuse in patient rooms, administrative areas and nursing stations. Size and shape varies depending on the application and manufacturer selected.
M1801 | Computer, Microprocessing, w/Flat Panel Monitor | 1 | VV | Desk top microprocessing computer. The unit shall consist of a central processing mini tower, flat panel monitor, keyboard, mouse and speakers. The system shall have the following minimum characteristics: a 2.8 GHz Pentium processor; 512 MB memory; 80GB hard drive; 32/48x CD-ROMDVD combo; 1.44MB network interface card; video 32 MB NVIDIA; a 18 inch flat panel monitor. The computer is used throughout the facility to input, manipulate and retrieve information.
8 - SS218 - GI-Endo Svc Administration Workstation, Stff Sprt | 8 - SS218 - GI-Endo Svc Administration Workstation, Stff Sprt | 8 - SS218 - GI-Endo Svc Administration Workstation, Stff Sprt | 8 - SS218 - GI-Endo Svc Administration Workstation, Stff Sprt | 8 - SS218 - GI-Endo Svc Administration Workstation, Stff Sprt
JSN | NAME | QTY | ACQ/INS | DESCRIPTION
A1010 | Telecommunication Outlet | 2 | VV | Telecommunication outlet location.
A1015 | Telephone, Desk, Multiple Line | 1 | VV | Telephone, desk, multiple line.
E0123 | Workstation, Straight, Free Standing, 72" W | 1 | VV | This JSN will provide a whole work station typical to quickly plan work in areas in clinical or administrative spaces. There will be a price decrease if typical work stations are used with vertical hanging strips instead of panels. THIS TYPICAL INCLUDES: 4 Standard Solid Panels 2 Panel Connectors, 2-Way Corner 1 Panel-to-Panel Connector 2 Finished End Hardware 1 Cantilevered, Work Surface 2 Lockable Flipper Units 2 Shelf, Storage/Displays 2 Lights 1 Tack board 1 Tool Rail 1 Paper Tray 1 Diagonal Tray 1 Adjustable Keyboard Tray 1 Mobile Pedestal, Box/File
F0275 | Chair, Swivel, High Back | 1 | VV | Highback contemporary swivel chair, 41" high X 23" wide X 23" deep with five (5) caster swivel base and arms. Chair may be used at desks or in conference rooms. Back and seat are foam padded and upholstered with either woven textile fabric or vinyl.
F0420 | Cabinet, Filing, Lateral, Half Height | 1 | VV | Half height two (2) or three (3) drawer lateral filing cabinet, 28" high X 42" wide X 18" deep with recessed handles, locking device and drawer label holders. Drawers are adaptable to either letter or legal size materials.
F2000 | Basket, Wastepaper, Fire Resistant | 1 | VV | Wastepaper basket, fire resistant, approximately 40 quart capacity. This unit is used to collect and temporarily store small quantities of paper refuse in patient rooms, administrative areas and nursing stations. Size and shape varies depending on the application and manufacturer selected.
M1801 | Computer, Microprocessing, w/Flat Panel Monitor | 1 | VV | Desk top microprocessing computer. The unit shall consist of a central processing mini tower, flat panel monitor, keyboard, mouse and speakers. The system shall have the following minimum characteristics: a 2.8 GHz Pentium processor; 512 MB memory; 80GB hard drive; 32/48x CD-ROMDVD combo; 1.44MB network interface card; video 32 MB NVIDIA; a 18 inch flat panel monitor. The computer is used throughout the facility to input, manipulate and retrieve information.
9 - SS272 - GI-Endo Svc Copy / Supply Room, Stff Sprt | 9 - SS272 - GI-Endo Svc Copy / Supply Room, Stff Sprt | 9 - SS272 - GI-Endo Svc Copy / Supply Room, Stff Sprt | 9 - SS272 - GI-Endo Svc Copy / Supply Room, Stff Sprt | 9 - SS272 - GI-Endo Svc Copy / Supply Room, Stff Sprt
JSN | NAME | QTY | ACQ/INS | DESCRIPTION
A1010 | Telecommunication Outlet | 2 | VV | Telecommunication outlet location.
A1012 | Telephone, Wall Mounted, 1 Line | 1 | VV | Telephone, wall mounted, 1 line.
F0465 | Cabinet, Storage, 2 Door, 5 Shelf | 1 | VV | Storage cabinet, 78" high X 48" wide X 24" deep with two (2) doors and five (5) adjustable shelves.
F0775 | Table, Work, 2 Drawer | 1 | VV | Work table approximately 32" high X 72" wide X 30" deep with two drawers and a hard wood top.
F2000 | Basket, Wastepaper, Fire Resistant | 1 | VV | Wastepaper basket, fire resistant, approximately 40 quart capacity. This unit is used to collect and temporarily store small quantities of paper refuse in patient rooms, administrative areas and nursing stations. Size and shape varies depending on the application and manufacturer selected.
F2550 | Shredder, Paper Heavy Duty | 1 | VV | Shredder shall be able to process a minimum of 25 sheets of paper per pass at a minimum rate of 20 feet per minute. The unit shall have a 16 inch throat to accept paper. Paper shall be shredded into 1/4 inch strips.
M1810 | Copier, Floor Standing, Digital | 1 | VV | Floor standing copier. Unit features automatic paper size selection, automatic document feeder and sorter. The system also has zoom capabilities and automatic two-sided copying. For use where medium volume reproduction is required in the range of 30 to 40 copies per minute.
M1835 | Printer, Color Laser, Large | 1 | VV | Color laser printer designed for high volume use and network capable. The printer shall be capable of printing a minimum of 25 pages per minute (ppm) of black print and 20 ppm color print. Resolution shall be no less than 600 X 600 dpi. It shall be capable of printing on multiple media types (plain, inkjet, photo paper and transparencies) and be capable of accepting media sizes of 3 X 5 to 8.5 X 14 inches. The printer is used in multi-user network offices.
10 - SS262 - GI-Endo Svc Staff Breakroom, Stff Sprt | 10 - SS262 - GI-Endo Svc Staff Breakroom, Stff Sprt | 10 - SS262 - GI-Endo Svc Staff Breakroom, Stff Sprt | 10 - SS262 - GI-Endo Svc Staff Breakroom, Stff Sprt | 10 - SS262 - GI-Endo Svc Staff Breakroom, Stff Sprt
JSN | NAME | QTY | ACQ/INS | DESCRIPTION
A1010 | Telecommunication Outlet | 1 | VV | Telecommunication outlet location.
A1012 | Telephone, Wall Mounted, 1 Line | 1 | VV | Telephone, wall mounted, 1 line.
A1080 | Mirror, Posture, Wall Mounted | 1 | CC | Wall mounted posture mirror. Consists of a 1/4" plate glass in a sturdy corrosion resistant frame with water proof back. For educational and therapy programs.
A5075 | Dispenser, Soap, Disposable | 1 | VV | Disposable soap dispenser. One-handed dispensing operation. Designed to accommodate disposable soap cartridge and valve.
A5080 | Dispenser, Paper Towel, SS, Surface Mounted | 1 | CC | A surface mounted, satin finish stainless steel, single-fold, paper towel dispenser. Dispenser features: tumbler lock; front hinged at bottom; and refill indicator slot. Minimum capacity 400 single-fold paper towels. For general purpose use throughout the facility.
A5145 | Hook, Garment, Double, SS, Surface Mounted | 1 | CC | A surface mounted, satin finish stainless steel, double garment hook. Equipped with a concealed mounting bracket that is secured to a concealed wall plate. For general purpose use throughout the facility to hang various items of apparel.
A5210 | Bracket, Television, Wall Mounted, w/Adjust Arm | 1 | VV | Wall mounted television bracket with adjustable arm. Consists of movable arm with minimum 120 degree swivel. Designed for holding wall mounted, flat panel television units in patient rooms.
A5220 | Bracket, Television, Wall Backing | 1 | CC | Wall mounted television bracket backing which provides additional support and strength for the installation of the television bracket. Option available for interior or exterior plate and sized for 12” 16” or 24” stud spacing.
C02C0 | Cabinet, U/C/B, 1 Shelf, 1 Drawer, 1 DO, 36x24x22 | 1 | CC | Standing height under counter base cabinet with an adjustable shelf and a full width drawer above a solid right or left-hinged door (appropriate door hinge configuration to be indicated on equipment elevation drawings). Also referred to as a combination cabinet or a drawer and cupboard cabinet. For general purpose use throughout the facility.
C02D0 | Cabinet, U/C/B, 4 Drawer, 36x24x22 | 1 | CC | Standing height under counter base cabinet with four full width drawers of equal height. Also referred to as a drawer cabinet. For general purpose use throughout the facility.
C04P0 | Cabinet, Sink, U/C/B, 2 Door, 36x36x22 | 1 | CC | Standing height under counter base sink cabinet with solid hinged doors. Also referred to as a double-door sink cabinet. For general purpose use throughout the facility where a sink is to be used. Coordinate actual clear cabinet dimension with the actual outside dimension of sink that is specified to ensure that they are compatible.
CB020 | Cabinet, W/H, 2 Shelf, 1 DO, Sloping Top, 38x24x13 | 2 | CC | Wall hung cabinet with two adjustable shelves, solid right or left-hinged door (appropriate door hinge configuration to be indicated on equipment elevation drawings), and sloping top. Also referred to as a solid hinged single door case. For general purpose use throughout the facility.
CS010 | Sink, SS, Single Compartment, 7.5x12x12 ID | 1 | CC | Single compartment stainless steel sink, drop-in, self-rimming, ledge-type, connected with a drain and provided with a mixing faucet. It shall also be provided with pre-punched fixture holes on 4" center, integral back ledge to accommodate deck-mounted fixtures, brushed/polished interior and top surfaces, and sound deadened. Recommended for use in suspended or U/C/B sink cabinets having a high plastic laminate or Chemsurf laminate countertop/work surface. For general purpose use throughout the facility.
CT020 | Countertop, Solid Surface | 7 | CC | A solid, nonporous countertop with a smooth seamless appearance. Easy to clean and maintain and with proper cleaning does not support the growth of mold. An acrylic-based solid surface product. Standard thickness of 1", and a 4" butt backsplash/curb. Also referred to as a work surface or work top. Available in a choice of colors and depths. Used in lab and other hospital areas requiring optimum physical and chemical resisting properties.
F0225 | Chair, Dining Room | 4 | VV | Dining room chair with glides. Chair has straight legs with cushioned cloth or vinyl seat.
F0795 | Table, Dining | 1 | VV | Dining table. Round 42" diameter or square 42" X 42". Used in dining facilities and can comfortably seat up to four (4) persons.
F2015 | Basket, Wastepaper, Metal/Plastic,2 Swinging Doors | 1 | VV | Metal receptacle for soiled / used towels or waste. Equipped with a removable tapered top with two independently operating self-closing, spring hinged doors. Used in public facilities for the collection and temporary storage of refuse.
F3065 | Whiteboard/Bulletin Board, Combination | 1 | VV | A combination whiteboard and bulletin board, half LCS and half cork. Available with either aluminum or wood frame. It can be used in patient rooms or in any appropriate space in the facility.
F3200 | Clock, Battery, 12" Diameter | 1 | VV | Clock, 12" diameter. Round surface, easy to read numbers with sweep second hand. Wall mounted unit for use when impractical to install a fully synchronized clock system. Battery operated, (batteries not included).
K1552 | Brewer, Coffee, Auto, Elect, 3 Burner, Front/Back | 1 | VV | Space saving front to back automatic coffee maker. This unit includes a heating tank, connection for a cold water supply, decanter service with three burners, funnel and a water flow controller. The unit is used for semi-automatic coffee brewing in cafeterias and commercial institutions. The unit automatically shuts off the water flow when enough has passed through to fill the pot. The unit is normally provided plumbed with a hot water faucet to the side for making other hot drinks (tea, cider, cocoa, etc.). The database height dimension does not include the clearance for coffee decanters warming on the upper burners.
K4665 | Oven, Microwave, Consumer | 1 | VV | Counter mounted microwave oven for average duty use. The exterior cabinet can be metal or heavy duty impact resistant plastic. The oven delivers instant energy for rapid heating, defrosting or prime cooking. The oven has touch pad controls, digital timer, power level selector and preprogrammed selectors for commonly cooked items. This oven is commonly found in staff lounges.
M0515 | Television, HD, 40" Class | 1 | VV | High definition (HDTV) multimedia flat panel LED 40" class display television. The TV will have a 16:9 wide screen aspect ratio, minimum of 1920 x 1080 display resolution, digital tuner, minimum refresh rate of 60Hz, minimum of two HDMI ports and 1 USB port ENERGY STAR certified.
R7250 | Refrigerator/Freezer, 20 Cubic Feet | 1 | VV | Refrigerator/freezer unit. This type unit includes a food saver system that helps keep food fresher. It also includes roll out wheels and is equipped for an optional automatic icemaker. This unit is of commercial or residential design and use.
11 - SS282 - GI-Endo Svc Female Staff Locker Room, Stff Sprt | 11 - SS282 - GI-Endo Svc Female Staff Locker Room, Stff Sprt | 11 - SS282 - GI-Endo Svc Female Staff Locker Room, Stff Sprt | 11 - SS282 - GI-Endo Svc Female Staff Locker Room, Stff Sprt | 11 - SS282 - GI-Endo Svc Female Staff Locker Room, Stff Sprt
JSN | NAME | QTY | ACQ/INS | DESCRIPTION
A1010 | Telecommunication Outlet | 1 | VV | Telecommunication outlet location.
A1012 | Telephone, Wall Mounted, 1 Line | 1 | VV | Telephone, wall mounted, 1 line.
A1030 | Locker, 2 Person, Over/Under | 8 | VV | Two person locker, double tier, 72Hx12Wx18D. This unit includes hooks for coats and hats. Door equipped with safety guard handles. Designed for storage of coats, hats, and other personal belongings. Other width and depths are available.
A1080 | Mirror, Posture, Wall Mounted | 1 | CC | Wall mounted posture mirror. Consists of a 1/4" plate glass in a sturdy corrosion resistant frame with water proof back. For educational and therapy programs.
A5020 | Bench, Locker Room, Floor Mounted | 1 | CC | Locker room bench. Floor mounting -1-1/4" thick. Benches are sanded smooth with two coats of moisture-resistant sealer to ensure a protective, satin gloss surface, and mounted on strong steel pedestal anchored to the floor. Over all height of 18" includes pedestal. Size as required.
F2000 | Basket, Wastepaper, Fire Resistant | 1 | VV | Wastepaper basket, fire resistant, approximately 40 quart capacity. This unit is used to collect and temporarily store small quantities of paper refuse in patient rooms, administrative areas and nursing stations. Size and shape varies depending on the application and manufacturer selected.
F3200 | Clock, Battery, 12" Diameter | 1 | VV | Clock, 12" diameter. Round surface, easy to read numbers with sweep second hand. Wall mounted unit for use when impractical to install a fully synchronized clock system. Battery operated, (batteries not included).
12 - SB191 - GI-Endo Svc Female Staff Toilet, Bldg Sprt | 12 - SB191 - GI-Endo Svc Female Staff Toilet, Bldg Sprt | 12 - SB191 - GI-Endo Svc Female Staff Toilet, Bldg Sprt | 12 - SB191 - GI-Endo Svc Female Staff Toilet, Bldg Sprt | 12 - SB191 - GI-Endo Svc Female Staff Toilet, Bldg Sprt
JSN | NAME | QTY | ACQ/INS | DESCRIPTION
A1067 | Mirror, Float Glass, ADA Accessible | 1 | CC | A high quality 1/4" polished float glass mirror with a stainless steel frame. Frame holds mirror in a tilted position for accessibility and compliance with ADA requirements. Mirror has a galvanized steel back secured to frame with concealed screws with integral horizontal hanging brackets. Mirror shall be approximately 18" wide and 36" high. Other sizes are available.
A4995 | Table, Diaper Changing, Wall Mounted | 1 | CC | Wall mounted diaper changing table for use in public restrooms. Unit is a fold down system that folds upward when not in use for minimal intrusion into the room. Changing surface is contoured and has safety belt to insure that an infant will not fall from the table. Table is designed to hold no less than 250 pounds static weight. Closed dimensions are approximately 21" H x 36" W x 5" D. Open dimensions vary according to style. One system's open dimensions are 15 " high, 32" wide and 19" deep.
A5075 | Dispenser, Soap, Disposable | 1 | VV | Disposable soap dispenser. One-handed dispensing operation. Designed to accommodate disposable soap cartridge and valve.
A5082 | Dispenser, Paper Towel, Sensor, Hands Free | 1 | CC | A surface mounted, sensor activated, automatic, roll paper towel dispenser. The unit dispenses a paper towel automatically only when hands are place in position below the dispenser for maximum sanitation and hygiene. May include adjustable settings for sheet length, time delay, and sensor range. Unit is battery operated or with optional AC power adapter.
A5090 | Disposal, Sanitary Napkin, SS, Surface Mounted | 1 | CC | A surface mounted, satin finish stainless steel, sanitary napkin disposal. Disposal features a flip-up cover, secured to the container by a heavy duty stainless steel piano-hinge. Disposal may be secured to wall or toilet partition. For general purpose use in female toilet stalls or rooms and uni-sex toilet rooms.
A5109 | Grab Bar, 1-1/4" Dia., SS, 2 Wall, W/C Accessible | 1 | CC | A 1-1/4" diameter, satin finish stainless steel, peened gripping surface, 2 wall toilet stall/ room, grab bar with concealed mounting flanges. Snap over flanges are provided to conceal mounting screws. A selection of mounting kits and concealed anchor devices are available from the manufacturers for different types of installations. Grab bar shall comply with barrier-free accessibility guidelines for structural strength. For typical water closet applications in toilet stalls and rooms where ADA (American's With Disabilities Act) requirements must be met.
A5145 | Hook, Garment, Double, SS, Surface Mounted | 1 | CC | A surface mounted, satin finish stainless steel, double garment hook. Equipped with a concealed mounting bracket that is secured to a concealed wall plate. For general purpose use throughout the facility to hang various items of apparel.
A5200 | Dispenser, Toilet Tissue, SS, 2-Roll, Surface Mntd | 1 | CC | A concealed surface mounted, double roll, satin finish stainless steel, toilet tissue dispenser. Unit accommodates two standard-core toilet tissue rolls through 5" in diameter. Spindles are chrome plated plastic with a heavy-duty internal spring and turn freely for non-controlled delivery. For general purpose use in restrooms.
F2010 | Basket, Wastepaper, Step-On | 1 | VV | "Step-on" wastepaper basket with inner liner and foot petal activated flip top.
P3200 | Lavatory, Vitreous China, Slab Type w/Sens Op Fauc | 1 | CC | Wall mounted, slab type, vitreous china, lavatory (approximately 7 x 15 x 10 inches) with faucet holes on 4 inch centers; electronic sensor operated, goose neck spout and grid strainer. It shall be suitable for use in clinics, offices and patient care areas.
P9050 | Toilet, Wall Hung, Siphon Jet | 1 | CC | Siphon jet water closet/ toilet. This unit is wall hung with an elongated bowl, top spud flushometer, seat with open front and check hinge, and carrier. Used in restrooms throughout the health care facility.
13 - SS282 - GI-Endo Svc Male Staff Locker Room, Stff Sprt | 13 - SS282 - GI-Endo Svc Male Staff Locker Room, Stff Sprt | 13 - SS282 - GI-Endo Svc Male Staff Locker Room, Stff Sprt | 13 - SS282 - GI-Endo Svc Male Staff Locker Room, Stff Sprt | 13 - SS282 - GI-Endo Svc Male Staff Locker Room, Stff Sprt
JSN | NAME | QTY | ACQ/INS | DESCRIPTION
A1010 | Telecommunication Outlet | 1 | VV | Telecommunication outlet location.
A1012 | Telephone, Wall Mounted, 1 Line | 1 | VV | Telephone, wall mounted, 1 line.
A1030 | Locker, 2 Person, Over/Under | 8 | VV | Two person locker, double tier, 72Hx12Wx18D. This unit includes hooks for coats and hats. Door equipped with safety guard handles. Designed for storage of coats, hats, and other personal belongings. Other width and depths are available.
A1080 | Mirror, Posture, Wall Mounted | 1 | CC | Wall mounted posture mirror. Consists of a 1/4" plate glass in a sturdy corrosion resistant frame with water proof back. For educational and therapy programs.
A5020 | Bench, Locker Room, Floor Mounted | 1 | CC | Locker room bench. Floor mounting -1-1/4" thick. Benches are sanded smooth with two coats of moisture-resistant sealer to ensure a protective, satin gloss surface, and mounted on strong steel pedestal anchored to the floor. Over all height of 18" includes pedestal. Size as required.
F2000 | Basket, Wastepaper, Fire Resistant | 1 | VV | Wastepaper basket, fire resistant, approximately 40 quart capacity. This unit is used to collect and temporarily store small quantities of paper refuse in patient rooms, administrative areas and nursing stations. Size and shape varies depending on the application and manufacturer selected.
F3200 | Clock, Battery, 12" Diameter | 1 | VV | Clock, 12" diameter. Round surface, easy to read numbers with sweep second hand. Wall mounted unit for use when impractical to install a fully synchronized clock system. Battery operated, (batteries not included).
14 - SB191 - GI-Endo Svc Male Staff Toilet, Bldg Sprt | 14 - SB191 - GI-Endo Svc Male Staff Toilet, Bldg Sprt | 14 - SB191 - GI-Endo Svc Male Staff Toilet, Bldg Sprt | 14 - SB191 - GI-Endo Svc Male Staff Toilet, Bldg Sprt | 14 - SB191 - GI-Endo Svc Male Staff Toilet, Bldg Sprt
JSN | NAME | QTY | ACQ/INS | DESCRIPTION
A1067 | Mirror, Float Glass, ADA Accessible | 1 | CC | A high quality 1/4" polished float glass mirror with a stainless steel frame. Frame holds mirror in a tilted position for accessibility and compliance with ADA requirements. Mirror has a galvanized steel back secured to frame with concealed screws with integral horizontal hanging brackets. Mirror shall be approximately 18" wide and 36" high. Other sizes are available.
A4995 | Table, Diaper Changing, Wall Mounted | 1 | CC | Wall mounted diaper changing table for use in public restrooms. Unit is a fold down system that folds upward when not in use for minimal intrusion into the room. Changing surface is contoured and has safety belt to insure that an infant will not fall from the table. Table is designed to hold no less than 250 pounds static weight. Closed dimensions are approximately 21" H x 36" W x 5" D. Open dimensions vary according to style. One system's open dimensions are 15 " high, 32" wide and 19" deep.
A5075 | Dispenser, Soap, Disposable | 1 | VV | Disposable soap dispenser. One-handed dispensing operation. Designed to accommodate disposable soap cartridge and valve.
A5082 | Dispenser, Paper Towel, Sensor, Hands Free | 1 | CC | A surface mounted, sensor activated, automatic, roll paper towel dispenser. The unit dispenses a paper towel automatically only when hands are place in position below the dispenser for maximum sanitation and hygiene. May include adjustable settings for sheet length, time delay, and sensor range. Unit is battery operated or with optional AC power adapter.
A5090 | Disposal, Sanitary Napkin, SS, Surface Mounted | 1 | CC | A surface mounted, satin finish stainless steel, sanitary napkin disposal. Disposal features a flip-up cover, secured to the container by a heavy duty stainless steel piano-hinge. Disposal may be secured to wall or toilet partition. For general purpose use in female toilet stalls or rooms and uni-sex toilet rooms.
A5109 | Grab Bar, 1-1/4" Dia., SS, 2 Wall, W/C Accessible | 1 | CC | A 1-1/4" diameter, satin finish stainless steel, peened gripping surface, 2 wall toilet stall/ room, grab bar with concealed mounting flanges. Snap over flanges are provided to conceal mounting screws. A selection of mounting kits and concealed anchor devices are available from the manufacturers for different types of installations. Grab bar shall comply with barrier-free accessibility guidelines for structural strength. For typical water closet applications in toilet stalls and rooms where ADA (American's With Disabilities Act) requirements must be met.
A5145 | Hook, Garment, Double, SS, Surface Mounted | 1 | CC | A surface mounted, satin finish stainless steel, double garment hook. Equipped with a concealed mounting bracket that is secured to a concealed wall plate. For general purpose use throughout the facility to hang various items of apparel.
A5200 | Dispenser, Toilet Tissue, SS, 2-Roll, Surface Mntd | 1 | CC | A concealed surface mounted, double roll, satin finish stainless steel, toilet tissue dispenser. Unit accommodates two standard-core toilet tissue rolls through 5" in diameter. Spindles are chrome plated plastic with a heavy-duty internal spring and turn freely for non-controlled delivery. For general purpose use in restrooms.
F2010 | Basket, Wastepaper, Step-On | 1 | VV | "Step-on" wastepaper basket with inner liner and foot petal activated flip top.
P3200 | Lavatory, Vitreous China, Slab Type w/Sens Op Fauc | 1 | CC | Wall mounted, slab type, vitreous china, lavatory (approximately 7 x 15 x 10 inches) with faucet holes on 4 inch centers; electronic sensor operated, goose neck spout and grid strainer. It shall be suitable for use in clinics, offices and patient care areas.
P9050 | Toilet, Wall Hung, Siphon Jet | 1 | CC | Siphon jet water closet/ toilet. This unit is wall hung with an elongated bowl, top spud flushometer, seat with open front and check hinge, and carrier. Used in restrooms throughout the health care facility.
6 - EDUCATION AREA | 6 - EDUCATION AREA | 6 - EDUCATION AREA | 6 - EDUCATION AREA | 6 - EDUCATION AREA
1 - SS204 - GI-Endo Svc Residency Director Office, Stff Sprt | 1 - SS204 - GI-Endo Svc Residency Director Office, Stff Sprt | 1 - SS204 - GI-Endo Svc Residency Director Office, Stff Sprt | 1 - SS204 - GI-Endo Svc Residency Director Office, Stff Sprt | 1 - SS204 - GI-Endo Svc Residency Director Office, Stff Sprt
JSN | NAME | QTY | ACQ/INS | DESCRIPTION
A1010 | Telecommunication Outlet | 2 | VV | Telecommunication outlet location.
A1015 | Telephone, Desk, Multiple Line | 1 | VV | Telephone, desk, multiple line.
A5145 | Hook, Garment, Double, SS, Surface Mounted | 1 | CC | A surface mounted, satin finish stainless steel, double garment hook. Equipped with a concealed mounting bracket that is secured to a concealed wall plate. For general purpose use throughout the facility to hang various items of apparel.
E0078 | Workstation, L-Shaped w/Peninsula, Free Std, 78x72 | 1 | VV | This section will provide a whole work station typical to quickly plan work areas in clinical or administrative spaces. There will be a price decrease if typical work stations are used with vertical hanging strips instead of panels. THIS TYPICAL INCLUDES: 4 standard solid panels; 2 panel connectors, 2-way corner; 1 panel-to-panel connector; 2 finished end hardware; 1 cantilevered work surface; 1 peninsula work surface; 2 lockable flipper units; 2 shelf, storage/display; 2 lights; 1 tack board, 48"W; 1 tool rail, 30"W; 1 paper tray; 1 diagonal tray; 1 adjustable keyboard tray; 1 mobile pedestal, box/file.
F0110 | Bookcase, 3 Shelf | 1 | VV | Freestanding open metal shelf book case, approximately 60" high X 36" wide X 18" deep with three (3) adjustable shelves and four (4) non-marking floor glides.
F0205 | Chair, Side With Arms | 2 | VV | Upholstered side chair, 32" high X 21" wide X 23" deep with arms, padded seats and padded backs. Seat height is a minimum of 17". Available with or without sled base.
F0275 | Chair, Swivel, High Back | 1 | VV | Highback contemporary swivel chair, 41" high X 23" wide X 23" deep with five (5) caster swivel base and arms. Chair may be used at desks or in conference rooms. Back and seat are foam padded and upholstered with either woven textile fabric or vinyl.
F0420 | Cabinet, Filing, Lateral, Half Height | 1 | VV | Half height two (2) or three (3) drawer lateral filing cabinet, 28" high X 42" wide X 18" deep with recessed handles, locking device and drawer label holders. Drawers are adaptable to either letter or legal size materials.
F2000 | Basket, Wastepaper, Fire Resistant | 1 | VV | Wastepaper basket, fire resistant, approximately 40 quart capacity. This unit is used to collect and temporarily store small quantities of paper refuse in patient rooms, administrative areas and nursing stations. Size and shape varies depending on the application and manufacturer selected.
F3200 | Clock, Battery, 12" Diameter | 1 | VV | Clock, 12" diameter. Round surface, easy to read numbers with sweep second hand. Wall mounted unit for use when impractical to install a fully synchronized clock system. Battery operated, (batteries not included).
M1801 | Computer, Microprocessing, w/Flat Panel Monitor | 1 | VV | Desk top microprocessing computer. The unit shall consist of a central processing mini tower, flat panel monitor, keyboard, mouse and speakers. The system shall have the following minimum characteristics: a 2.8 GHz Pentium processor; 512 MB memory; 80GB hard drive; 32/48x CD-ROMDVD combo; 1.44MB network interface card; video 32 MB NVIDIA; a 18 inch flat panel monitor. The computer is used throughout the facility to input, manipulate and retrieve information.
2 - SS217 - GI-Endo Svc Resident Workstation, Stff Sprt | 2 - SS217 - GI-Endo Svc Resident Workstation, Stff Sprt | 2 - SS217 - GI-Endo Svc Resident Workstation, Stff Sprt | 2 - SS217 - GI-Endo Svc Resident Workstation, Stff Sprt | 2 - SS217 - GI-Endo Svc Resident Workstation, Stff Sprt
JSN | NAME | QTY | ACQ/INS | DESCRIPTION
A1010 | Telecommunication Outlet | 1 | VV | Telecommunication outlet location.
A1015 | Telephone, Desk, Multiple Line | 1 | VV | Telephone, desk, multiple line.
E0123 | Workstation, Straight, Free Standing, 72" W | 1 | VV | This JSN will provide a whole work station typical to quickly plan work in areas in clinical or administrative spaces. There will be a price decrease if typical work stations are used with vertical hanging strips instead of panels. THIS TYPICAL INCLUDES: 4 Standard Solid Panels 2 Panel Connectors, 2-Way Corner 1 Panel-to-Panel Connector 2 Finished End Hardware 1 Cantilevered, Work Surface 2 Lockable Flipper Units 2 Shelf, Storage/Displays 2 Lights 1 Tack board 1 Tool Rail 1 Paper Tray 1 Diagonal Tray 1 Adjustable Keyboard Tray 1 Mobile Pedestal, Box/File
F0275 | Chair, Swivel, High Back | 1 | VV | Highback contemporary swivel chair, 41" high X 23" wide X 23" deep with five (5) caster swivel base and arms. Chair may be used at desks or in conference rooms. Back and seat are foam padded and upholstered with either woven textile fabric or vinyl.
F0420 | Cabinet, Filing, Lateral, Half Height | 1 | VV | Half height two (2) or three (3) drawer lateral filing cabinet, 28" high X 42" wide X 18" deep with recessed handles, locking device and drawer label holders. Drawers are adaptable to either letter or legal size materials.
F2000 | Basket, Wastepaper, Fire Resistant | 1 | VV | Wastepaper basket, fire resistant, approximately 40 quart capacity. This unit is used to collect and temporarily store small quantities of paper refuse in patient rooms, administrative areas and nursing stations. Size and shape varies depending on the application and manufacturer selected.
M1801 | Computer, Microprocessing, w/Flat Panel Monitor | 1 | VV | Desk top microprocessing computer. The unit shall consist of a central processing mini tower, flat panel monitor, keyboard, mouse and speakers. The system shall have the following minimum characteristics: a 2.8 GHz Pentium processor; 512 MB memory; 80GB hard drive; 32/48x CD-ROMDVD combo; 1.44MB network interface card; video 32 MB NVIDIA; a 18 inch flat panel monitor. The computer is used throughout the facility to input, manipulate and retrieve information.
3 - SS111 - GI-Endo Svc Resident Training Room, Educ Svc | 3 - SS111 - GI-Endo Svc Resident Training Room, Educ Svc | 3 - SS111 - GI-Endo Svc Resident Training Room, Educ Svc | 3 - SS111 - GI-Endo Svc Resident Training Room, Educ Svc | 3 - SS111 - GI-Endo Svc Resident Training Room, Educ Svc
JSN | NAME | QTY | ACQ/INS | DESCRIPTION
A1010 | Telecommunication Outlet | 3 | VV | Telecommunication outlet location.
F0115 | Bookcase, Open, 5 Shelf | 1 | VV | Freestanding open shelf bookcase, approximately 82" high X 37" wide X 18" deep with 5 (five) adjustable shelves. Unit can be separate or part of a system with available add-on shelving.
F0300 | Chair, Task, Swivel, With Arms | 6 | VV | Task chair, approximately 34" H X 26" W X 22" D with adjustable arms and a five caster adjustable swivel base. Seat and back are foam padded and upholstered in woven fabric or vinyl.
F0780 | Table, Work, 60W x 30D | 6 | VV | Work table approximately 29" high X 60" wide X 30" deep with top and four (4) non-folding legs.
F2000 | Basket, Wastepaper, Fire Resistant | 1 | VV | Wastepaper basket, fire resistant, approximately 40 quart capacity. This unit is used to collect and temporarily store small quantities of paper refuse in patient rooms, administrative areas and nursing stations. Size and shape varies depending on the application and manufacturer selected.
F3200 | Clock, Battery, 12" Diameter | 1 | VV | Clock, 12" diameter. Round surface, easy to read numbers with sweep second hand. Wall mounted unit for use when impractical to install a fully synchronized clock system. Battery operated, (batteries not included).
M1801 | Computer, Microprocessing, w/Flat Panel Monitor | 6 | VV | Desk top microprocessing computer. The unit shall consist of a central processing mini tower, flat panel monitor, keyboard, mouse and speakers. The system shall have the following minimum characteristics: a 2.8 GHz Pentium processor; 512 MB memory; 80GB hard drive; 32/48x CD-ROMDVD combo; 1.44MB network interface card; video 32 MB NVIDIA; a 18 inch flat panel monitor. The computer is used throughout the facility to input, manipulate and retrieve information.